## CONTENTS
COST GUIDE CONTENTS
COST GUIDE
GeneralNonSchemeCosts Index
General Non Scheme Costs
PRACTICE NOTE PROPERTIES
AIRPORTS
AUTOMATED CAR WASHES
BOWLING ALLEY - FIT OUT
BUS STATION
CHURCH - CHURCH HALLS
COURT HOUSES
CUSTODIAL CENTRES
EQUESTRIAN
FIRE STATIONS
HALLS
HOSPITALS
JETTIES
KENNELS
LIBRARY-MUSEUM
MASTS
MOD HOUSING
MOD PROPERTY
PUBLIC CONVENIENCE
QUARRIES (MISC ITEMS)
RELIGIOUS RESIDENTIAL
RESIDENTIAL CARE
SCHOOLS
SLUDGE INCINERATORS
STEEL CELLOPHANE CUBES
UNDER GROUND VENTILATION FANS
UNIVERSITIES
WIND TURBINES
S&R
S&R GENERAL
S&R BOWLING GREENS
S&R CRICKET GROUNDS
S&R FOOTBALL LEAGUE CLUBS
S&R GOLF DRIVING RANGE
S&R LEISURE CENTRES
S&R MOTOR RACE TRACKS
S&R PAVILLIONS
S&R SPORTS GROUNDS
S&R SQUASH CLUBS
S&R SWIMMING POOLS
S&R TENNIS CLUBS
ADDITIONAL INFORMATION
ADDITIONS FOR EXTERNAL WORKS
CONTRACT SIZE ADJUSTMENT
DECAP RATE
FEES AND CHARGES
LAND VALUE MATRIX
OBSOLESCENCE SCALE

## GeneralNonSchemeCost Index
Non-'Subject to Scheme Cost Categories
Abattoirs | 4
Advertising Structures | 75
Agricultural Buildings | 79
Air | 216
Air Conditioning | 220
Airports | 314
Ambulance Station | 321
Amenity Buildings | 322
Berm | 333
Bitsand Bases | 336
Boiler Houses | 419
Boilers | 437
Boreholes | 445
Bowling Alleys | 487
Bullion Stores | 498
Bund Walls | 502
Bunkers | 508
Bus Garages | 510
Bus Shelters | 511
Bus Stations | 527
Canopies | 607
Car Parks | 612
Car Wash | 648
Ceilings | 652
Cemeteries | 653
Chimneys | 669
Clubs - Halls | 751
Cold Stores | 759
Community Centres | 761
Computer Centres | 1009
Concrete Block Works | 1011
Conference and Exhibition Centres | 1018
Control rooms | 1083
Conveyors | 1084
Cooling Towers | 1338
Courts | 1375
Cranes | 1382
Crematoria | 2951
Cricket Centres | 3016
Crusher Houses | 3088
Cycle Shelters | 3090
District Heating Pipework | 3190
Docks - lock gates | 3250
Docks - pontoons | 3252
Docks, Locks & Jetties | 3290
Drainage | 3293
Dry Ski Slopes | 3341
Education | 3345
Electrics | 3373
Engines | 3395
Electrics2
Equine | 3409
Equipment Cabinets | 3434
Factory Buildings Process | 3437
Factory Buildings Workshops | 3444
Fencing | 3453
Fire Protection | 3464
Fire Stations | 3540
Flare Stacks | 3548
Floors | 3557
Floors Upper | 3632
Foundations | 3671
Frames | 3694
Furnaces | 3756
Game houses | 3785
Garage | 3828
Garages in Industrial Complexes | 3910
Gas Cleaning | 3913
Gatehouse Weighbridge Building | 3921
Gates | 3991
GRP Cabinet | 4060
Hoists | 4077
Homes | 4272
Hospitals | 4339
Hotel Fit Outs | 4363
Hydraulic Pumps | 4385
Ice Towers | 4453
Indoor Bowls Centre | 4496
Industrial Buildings | 4512
Industrial Process Water Treatment | 4524
Laboratories | 4529
Lagoons | 4906
Leisure Centres | 4937
Libraries | 4945
Lifeboat Station | 4972
Lifts | 4974
Lightning Conductors | 5070
Locks - gates | 5223
Maltings
Marinas
Masts
Masts - radiator
Mechanised Coal Depots
Mess Buildings - Canteens
Museums and Art Galleries
Newspaper and Printing Works
Offices (fitting out)
Offices in Industrial Complexes
Oil Refinery Jetty Structures
Paper Mills
Paving - surfaces
Paving suitable for stws
Pissoir
Pitch Lighting
Pits and Ducts
Playing Surfaces
Police Station
Pontoons
Portable Buildings
Primary Health Care
Provender Mills
Public Conveniences
Pump Houses
Railways
Refining
Reservoirs
Roads
Roof
Roof - structure
Schools
Scout Huts
Security and Alarm Systems
Sewage Treatment Works
Shop fitting costs
Show Homes
Silo
Site works
Solar Thermal Panels
Sports Ground Athletics Track
Sports Grounds
Squash Courts
Stairs, Ladders and Walkways
Steelwork
Stores in Industrial Complexes
Sub-Stations
Swimming Baths
Switch Houses
Tanks
Television and Film Studios
Tennis Centres
Town Halls
Training Centres
Transformer Bays
Uninterrupted Power Supply
Universities
Vehicle Testing Stations
Visitor Centres
Walkways
Walls
Warehouses
Waste Storage Bunker
Waste Transfer Station
Weighbridges

## General Non Scheme Costs
Seq | CG_code | Val_Id | CG_code | Generic category | Specific | Descriptive | Tech1 | Tech2 | Description | Location factor | Contract size adj | Cost information notes | Referencing details | Rateable element | Non-rateable element | Adjacent Plant and Machinery | Number of Items Adjoining | Variations | Photo description | Photo notes | Block Number | Redirectcode | Unit of measurement | Unit size | Valuation Panel | Chairperson | Lead Valuer | ERC (NICG2018) TPI 314 |  | ERC (NICG2023 - Indexed from NICG2018) TPI 345 | % Increase NICG2023 on NICG2020 | ERC (RCG2023 - Final TPI 329) | ERC (NICG2023 - Final TPI 345) | % Increase NI CG2023 on NI CG2020 | % Increase NICG2020 vs RCG2023 | Adopted ERC (NICG2023 - Final TPI 345) | % Increase NICG2020 vs RCG2023 | Data Type | Created by | PID | Lastupdated | Stakeholder (Priority Classes) | Pre Publication Review (Final QA) (RAG 3) | Production Risk Analysis | Created Comments | QC Panel Comments | QA Comments | Post Publication Changes | 2021 Index Category (For indexed codes only) | DCS Version | Contract_size_adj
1 | STS001 | 4991 | STS001 | Abattoirs | Meat Processing Facility | Single storey meat processing factory with mezzanine offices. | Over 500m2 | - | Concrete foundations and slab; metal/concrete upper floor. Timber stairs. Steel frame, roof and wall cladding. Facing brick/block walls. Double glazed aluminium windows. Block partitions. Flush doors. Plaster and tiles to walls; carpet, quarries and cementious polymer flooring; plasterboard and suspended ceilings. Fittings. Abattoir and hygiene equipment. Floor drains and disposal. PC sums for heating, electrics, sanitary ware and wash-down system; refrigeration and air conditioning. Loading dock. | Location Adjustment Applicable (See Guidance Notes) - ERC = UK mean of 1.00 | (BEAMS Note 2) The ERC for this item should be added to all other rateable items on the hereditament (except land). Therefore the total of the ERC of the other Building Items and the P&M ERC (where applicable) to enable the correct contract size adjustment to be made. ERC of Building Component + ERC of P&M = Total ERC to which contract size adjustment should be applied. The appropriate % adjustment should be made in accordance with the scale for contract size adjustment specified under section 6 of the RCG 2023 Guidance notes. The currency ERC rates are set at £4m (Four Million Pounds) @ 1st April 2021 (AVD) for the RCG 2023 Publication. | - | - | - | - | - | - | - | photo missing | photo missing | 77777 |  | m2 | - | Please Select | - | - | 0 | Option 1 | 0 | 0% | 1659.4151 | 1239.8328 | 0% | 0% | 1239.8328 | 0% | Elemental Analysis (multiple) | H. Price | VOA_GPN_GOV_UK\7237340 | 2020-04-02 | Low | Green | Please Select | - | - | - | NA | BCIS | NA | (BEAMS Note 2) The ERC for this item should be added to all other rateable items on the hereditament (except land). Therefore the total of the ERC of the other Building Items and the P&M ERC (where applicable) to enable the correct contract size adjustment to be made. ERC of Building Component + ERC of P&M = Total ERC to which contract size adjustment should be applied. The appropriate % adjustment should be made in accordance with the scale for contract size adjustment specified under section 6 of the RCG 2021 Guidance notes. The currency ERC rates are set at £4m (Four Million Pounds) @ 1st April 2019 (AVD) for the RCG 2021 Publication. | photo missing | photo missing | 2 | TRUE
2 | 60A00K | 4533 | 60A00K | Advertising Structures | Circular Drum | Double Panel - illuminated | - | - | Free standing circular drum advertising display with double height panels, illuminated. Cast body fitted wrap around displays comprising aluminium frame and transluscent cover for advertising displays. Base set into concrete pad foundation. | Location Adjustment Applicable (See Guidance Notes) - ERC = UK mean of 1.00 | (BEAMS Note 2) The ERC for this item should be added to all other rateable items on the hereditament (except land). Therefore the total of the ERC of the other Building Items and the P&M ERC (where applicable) to enable the correct contract size adjustment to be made. ERC of Building Component + ERC of P&M = Total ERC to which contract size adjustment should be applied. The appropriate % adjustment should be made in accordance with the scale for contract size adjustment specified under section 6 of the RCG 2023 Guidance notes. The currency ERC rates are set at £4m (Four Million Pounds) @ 1st April 2021 (AVD) for the RCG 2023 Publication. | Extra for totating unit £866.92 Extra for seating £835.96. Add for planning application fee. Planning fees for England can be obtained from the Planning Portal (www.planningportal.gov.uk), which has a link to the latest fees. Gurrent guide (as from 17th January 2018 onwards is £462 for advertisements which are neither directional or busisness premesis). | Note if illuminated panels are incorporated behind advertising display | - | - | - | - | Add for electrical connection at £520.15 per unit | Free standing circular drum advertising display with double height panels, illuminated or non-iluminated | Typical example of circular drum advertising displays | 10001 |  | Each | Single | 1 - COMMERCIAL | Clive Angell | Chris Royle | 2040.3104 | Option 2 | 2401.8667 | 17.72% | 3053.9783 | 2401.875 | 17.72% | 0.0003447% | 2401.875 | 17.72% | ERC Over-ridden | Malcolm Lytton | VOA_GPN_GOV_UK\6061678 | 2021-02-02 | Low | Amber | High | Description text altered to make it clear this code refers to illuminated displays. Costs indexed from 2017 rating cost guide as very few circular drums in use and no recent cost data available. | High risk, no new data, Indexed from CG2017 to CG2023 | Cost appears to be correct, but different to 2021. On investigtion Malcolm has gone back to 2017 negating the gross to net adjustments done last time. I've revised the index to go from the 2021 net costs. | NA | BCIS | 1.56 | (BEAMS Note 2) The ERC for this item should be added to all other rateable items on the hereditament (except land). Therefore the total of the ERC of the other Building Items and the P&M ERC (where applicable) to enable the correct contract size adjustment to be made. ERC of Building Component + ERC of P&M = Total ERC to which contract size adjustment should be applied. The appropriate % adjustment should be made in accordance with the scale for contract size adjustment specified under section 6 of the RCG 2021 Guidance notes. The currency ERC rates are set at £4m (Four Million Pounds) @ 1st April 2019 (AVD) for the RCG 2021 Publication. | Free standing circular drum advertising display with double height panels, illuminated or non-iluminated | Typical example of circular drum advertising displays | 2 | TRUE
3 | 60A00P | 4307 | 60A00P | Advertising Structures | Circular Drum | Double Panel - non illuminated | - | - | Free standing circular drum advertising display with double height panels,non-illuminated. Cast body fitted wrap around displays comprising aluminium frame and transluscent cover for advertising displays. Base set into concrete pad foundation. | Location Adjustment Applicable (See Guidance Notes) - ERC = UK mean of 1.00 | (BEAMS Note 2) The ERC for this item should be added to all other rateable items on the hereditament (except land). Therefore the total of the ERC of the other Building Items and the P&M ERC (where applicable) to enable the correct contract size adjustment to be made. ERC of Building Component + ERC of P&M = Total ERC to which contract size adjustment should be applied. The appropriate % adjustment should be made in accordance with the scale for contract size adjustment specified under section 6 of the RCG 2023 Guidance notes. The currency ERC rates are set at £4m (Four Million Pounds) @ 1st April 2021 (AVD) for the RCG 2023 Publication. | Extra for totating unit £866.92 Extra for seating £835.96. Add for planning application fee. Planning fees for England can be obtained from the Planning Portal (www.planningportal.gov.uk), which has a link to the latest fees. Gurrent guide (as from 17th January 2018 onwards is £462 for advertisements which are neither directional or busisness premesis). | Note if illuminated panels are incorporated behind advertising display | - | - | - | - | Add for electrical connection at £520.15 per unit | Free standing circular drum advertising display with double height panels, illuminated or non-iluminated | Typical example of circular drum advertising displays | 10001 |  | Each | Single | 1 - COMMERCIAL | Clive Angell | Chris Royle | 1930.0233 | Option 2 | 2272.0361 | 17.72% | 2888.4565 | 2271.6964 | 17.7% | -0.01495% | 2271.6964 | 17.7% | ERC Over-ridden | Malcolm Lytton | VOA_GPN_GOV_UK\6061678 | 2021-02-02 | Low | Amber | High | Description text altered to make it clear this code refers to non-illuminated displays. Costs indexed from 2017 rating cost guide as very few circular drums in use and no recent cost data available. | High risk, no cost data provided, Indexed from CG2017 to CG2023 | Cost appears to be correct, but different to 2021. On investigtion Malcolm has gone back to 2017 negating the gross to net adjustments done last time. I've revised the index to go from the 2021 net costs. | NA | BCIS | 1.56 | (BEAMS Note 2) The ERC for this item should be added to all other rateable items on the hereditament (except land). Therefore the total of the ERC of the other Building Items and the P&M ERC (where applicable) to enable the correct contract size adjustment to be made. ERC of Building Component + ERC of P&M = Total ERC to which contract size adjustment should be applied. The appropriate % adjustment should be made in accordance with the scale for contract size adjustment specified under section 6 of the RCG 2021 Guidance notes. The currency ERC rates are set at £4m (Four Million Pounds) @ 1st April 2019 (AVD) for the RCG 2021 Publication. | Free standing circular drum advertising display with double height panels, illuminated or non-iluminated | Typical example of circular drum advertising displays | 2 | TRUE
4 | 60A00A | 4273 | 60A00A | Advertising Structures | Circular Drum | Single Panel - illuminated | - | - | Free standing circular drum advertising display with single height panels, illuminated. Cast body fitted wrap around displays comprising aluminium frame and transluscent cover for advertising displays. Base set in concrete pad foundation. | Location Adjustment Applicable (See Guidance Notes) - ERC = UK mean of 1.00 | (BEAMS Note 2) The ERC for this item should be added to all other rateable items on the hereditament (except land). Therefore the total of the ERC of the other Building Items and the P&M ERC (where applicable) to enable the correct contract size adjustment to be made. ERC of Building Component + ERC of P&M = Total ERC to which contract size adjustment should be applied. The appropriate % adjustment should be made in accordance with the scale for contract size adjustment specified under section 6 of the RCG 2023 Guidance notes. The currency ERC rates are set at £4m (Four Million Pounds) @ 1st April 2021 (AVD) for the RCG 2023 Publication. | Extra for totating unit £866.92 Extra for seating £835.96. Add for planning application fee. Planning fees for England can be obtained from the Planning Portal (www.planningportal.gov.uk), which has a link to the latest fees. Gurrent guide (as from 17th January 2018 onwards is £462 for advertisements which are neither directional or busisness premesis). | Note if illuminated panels are incorporated behind advertising display | - | - | - | - | If illuminated or rotating add for electrical connection at £520.15 per unit | See circular drum double panel for typical example of a circular drum advertising display | - | 10002 |  | Each | Single | 1 - COMMERCIAL | Clive Angell | Chris Royle | 1102.8705 | Option 2 | 1298.3063 | 17.72% | 1651.1304 | 1298.5714 | 17.74% | 0.02042% | 1298.5714 | 17.74% | ERC Over-ridden | Malcolm Lytton | VOA_GPN_GOV_UK\6061678 | 2021-02-01 | Low | Amber | High | Costs indexed from 2017 rating cost guide as no recent cost data available. | High risk, no new data, Index 2017 to 2023 | Cost appears to be correct, but different to 2021. On investigtion Malcolm has gone back to 2017 negating the gross to net adjustments done last time. I've revised the index to go from the 2021 net costs. | NA | BCIS | 1.56 | (BEAMS Note 2) The ERC for this item should be added to all other rateable items on the hereditament (except land). Therefore the total of the ERC of the other Building Items and the P&M ERC (where applicable) to enable the correct contract size adjustment to be made. ERC of Building Component + ERC of P&M = Total ERC to which contract size adjustment should be applied. The appropriate % adjustment should be made in accordance with the scale for contract size adjustment specified under section 6 of the RCG 2021 Guidance notes. The currency ERC rates are set at £4m (Four Million Pounds) @ 1st April 2019 (AVD) for the RCG 2021 Publication. | See circular drum double panel for typical example of a circular drum advertising display | - | 2 | TRUE
5 | 60A00F | 4357 | 60A00F | Advertising Structures | Circular Drum | Single Panel - non illuminated | - | - | Free standing circular drum advertyising display over single height panels, non illuminated. Cast body fitted wrap around displays comprisinf aluminium frame and transluscent cover for advertising displays. Base set into concrete pad foundation. | Location Adjustment Applicable (See Guidance Notes) - ERC = UK mean of 1.00 | (BEAMS Note 2) The ERC for this item should be added to all other rateable items on the hereditament (except land). Therefore the total of the ERC of the other Building Items and the P&M ERC (where applicable) to enable the correct contract size adjustment to be made. ERC of Building Component + ERC of P&M = Total ERC to which contract size adjustment should be applied. The appropriate % adjustment should be made in accordance with the scale for contract size adjustment specified under section 6 of the RCG 2023 Guidance notes. The currency ERC rates are set at £4m (Four Million Pounds) @ 1st April 2021 (AVD) for the RCG 2023 Publication. | Extra for totating unit £866.92 Extra for seating £835.96. Add for planning application fee. Planning fees for England can be obtained from the Planning Portal (www.planningportal.gov.uk), which has a link to the latest fees. Gurrent guide (as from 17th January 2018 onwards is £462 for advertisements which are neither directional or busisness premesis). | Note if illuminated panels are incorporated behind advertising display | - | - | - | - | If rotating add for electrical connection at £520.15 per unit | See circular drum double panel for typical example of a circular drum advertising display | - | 10002 |  | Each | Single | 1 - COMMERCIAL | Clive Angell | Chris Royle | 992.5834 | Option 2 | 1168.4757 | 17.72% | 1485.6087 | 1168.3929 | 17.71% | -0.00709% | 1168.3929 | 17.71% | ERC Over-ridden | Malcolm Lytton | VOA_GPN_GOV_UK\6061678 | 2021-02-02 | Low | Amber | High | Description altererd to make clear this code refers to non-illuminated displays. Variation description altered as an electrical connection not required in the case of an illuminated display as this code is for a non-illuminated sign. Costs indexed from the 2017 Rating Cost Guide as no recent cost data available. | High Risk, no new cost data, Index from CG2017 to CG2023 | Cost appears to be correct, but different to 2021. On investigtion Malcolm has gone back to 2017 negating the gross to net adjustments done last time. I've revised the index to go from the 2021 net costs. | NA | BCIS | 1.56 | (BEAMS Note 2) The ERC for this item should be added to all other rateable items on the hereditament (except land). Therefore the total of the ERC of the other Building Items and the P&M ERC (where applicable) to enable the correct contract size adjustment to be made. ERC of Building Component + ERC of P&M = Total ERC to which contract size adjustment should be applied. The appropriate % adjustment should be made in accordance with the scale for contract size adjustment specified under section 6 of the RCG 2021 Guidance notes. The currency ERC rates are set at £4m (Four Million Pounds) @ 1st April 2019 (AVD) for the RCG 2021 Publication. | See circular drum double panel for typical example of a circular drum advertising display | - | 2 | TRUE
6 | 60AP01 | 6116 | 60AP01 | Advertising Structures | Digital Screen Circular | Freestanding Pole Mounted | 6m approx. height of pole | - | Digital display screen mounted min. 2.5m above ground level on pole. Electrical connections provided. Pole incorporates receiver for transmissions. Diameter approx. 600mm and height 2m. | Location Adjustment Applicable (See Guidance Notes) - ERC = UK mean of 1.00 | (BEAMS Note 2) The ERC for this item should be added to all other rateable items on the hereditament (except land). Therefore the total of the ERC of the other Building Items and the P&M ERC (where applicable) to enable the correct contract size adjustment to be made. ERC of Building Component + ERC of P&M = Total ERC to which contract size adjustment should be applied. The appropriate % adjustment should be made in accordance with the scale for contract size adjustment specified under section 6 of the RCG 2023 Guidance notes. The currency ERC rates are set at £4m (Four Million Pounds) @ 1st April 2021 (AVD) for the RCG 2023 Publication. | Includes cots of foundations and electrical connections. | - | - | - | - | - | - | Photo 1 - Circular pole mounted digital display - including speakers. | - | 10400 |  | Each | - | 1 - COMMERCIAL | Clive Angell | Chris Royle | 8271.5285 | Option 2 | 9737.2975 | 17.72% | 12831 | 10091.25 | 22% | 3.635% | 10091.25 | 22% | ERC Over-ridden | Malcolm Lytton | VOA_GPN_GOV_UK\6061678 | 2021-02-10 | Low | Amber | High | Spelling mistake corrected in photo description. Costs indexed from 2021 Cost Guide as although code included in the 2017 Cost Guide this guide does not include any costs. Indexed due to lack of recent cost data. | High Risk, Indexed CG 2021 | Reviewed. No further comment. | NA | BCIS | 1.56 | (BEAMS Note 2) The ERC for this item should be added to all other rateable items on the hereditament (except land). Therefore the total of the ERC of the other Building Items and the P&M ERC (where applicable) to enable the correct contract size adjustment to be made. ERC of Building Component + ERC of P&M = Total ERC to which contract size adjustment should be applied. The appropriate % adjustment should be made in accordance with the scale for contract size adjustment specified under section 6 of the RCG 2021 Guidance notes. The currency ERC rates are set at £4m (Four Million Pounds) @ 1st April 2019 (AVD) for the RCG 2021 Publication. | Photo 1 - Circular pole mounted digital display - including speakers. | - | 2 | TRUE
7 | 60A20A | 5943 | 60A20A | Advertising Structures | Display Lighting | Tubular | Hot Cathode | - | Designed to capture attention in a few words: Backlighting to provide illumination to display boards. Priced to modern day equivalent - LED backlighting. | Location Adjustment Applicable (See Guidance Notes) - ERC = UK mean of 1.00 | (BEAMS Note 2) The ERC for this item should be added to all other rateable items on the hereditament (except land). Therefore the total of the ERC of the other Building Items and the P&M ERC (where applicable) to enable the correct contract size adjustment to be made. ERC of Building Component + ERC of P&M = Total ERC to which contract size adjustment should be applied. The appropriate % adjustment should be made in accordance with the scale for contract size adjustment specified under section 6 of the RCG 2023 Guidance notes. The currency ERC rates are set at £4m (Four Million Pounds) @ 1st April 2021 (AVD) for the RCG 2023 Publication. | Usually used on displays 8 sheets or above | Panels 600mm deep allowed, priced per m. | - | - | Supply cable | - | For double strip flourescent illumination add 25% | All larger format - 8 sheets and above | Illumination display hoardings where fluorescent lighting is provided externally. For other types of illumination see "Display Lighting - Tubes" and "Hoardings - Wall Mounted Light Boxes". | 10014 |  | m | - | 1 - COMMERCIAL | Clive Angell | Chris Royle | 63.6271 | Option 2 | 74.9023 | 17.72% | 138.9565 | 109.2857 | 71.76% | 45.9% | 109.2857 | 71.76% | ERC Over-ridden | Malcolm Lytton | VOA_GPN_GOV_UK\6061678 | 2021-02-02 | Low | Amber | High | Photo notes corrected to replace 'and "Hoa' with "Hoardings - Wall Mounted Light Boxes" as per 60A20T. Costs indexed from 2017 rating cost guide as no recent price data available. | HIGH RISK, no new cost data, Indexed from CG2017 to CG2023 | Cost appears to be correct, but different to 2021. On investigtion Malcolm has gone back to 2017 negating the gross to net adjustments done last time. I've revised the index to go from the 2021 net costs. | NA | BCIS | 1.56 | (BEAMS Note 2) The ERC for this item should be added to all other rateable items on the hereditament (except land). Therefore the total of the ERC of the other Building Items and the P&M ERC (where applicable) to enable the correct contract size adjustment to be made. ERC of Building Component + ERC of P&M = Total ERC to which contract size adjustment should be applied. The appropriate % adjustment should be made in accordance with the scale for contract size adjustment specified under section 6 of the RCG 2021 Guidance notes. The currency ERC rates are set at £4m (Four Million Pounds) @ 1st April 2019 (AVD) for the RCG 2021 Publication. | All larger format - 8 sheets and above | Illumination display hoardings where fluorescent lighting is provided externally. For other types of illumination see "Display Lighting - Tubes" and "Hoardings - Wall Mounted Light Boxes". | 2 | TRUE
8 | 60A20F | 6114 | 60A20F | Advertising Structures | Display Lighting | Tubular | Cold Cathode | - | Designed to capture attention in a few words: Backlighting to provide illumination to display boards. Priced to modern day equivalent - LED backlighting. | Location Adjustment Applicable (See Guidance Notes) - ERC = UK mean of 1.00 | (BEAMS Note 2) The ERC for this item should be added to all other rateable items on the hereditament (except land). Therefore the total of the ERC of the other Building Items and the P&M ERC (where applicable) to enable the correct contract size adjustment to be made. ERC of Building Component + ERC of P&M = Total ERC to which contract size adjustment should be applied. The appropriate % adjustment should be made in accordance with the scale for contract size adjustment specified under section 6 of the RCG 2023 Guidance notes. The currency ERC rates are set at £4m (Four Million Pounds) @ 1st April 2021 (AVD) for the RCG 2023 Publication. | Usually used on displays 8 sheets or above | Panels 600mm deep allowed, priced per m. | - | - | Supply cable | - | For double strip flourescent illumination add 25% | All larger format - 8 sheets and above | Illumination display hoardings where fluorescent lighting is provided externally. For other types of illumination see "Display Lighting - Tubes" and "Hoardings - Wall Mounted Light Boxes". | 10014 |  | m | - | 1 - COMMERCIAL | Clive Angell | Chris Royle | 138.283 | Option 2 | 162.7876 | 17.72% | 138.9565 | 109.2857 | -20.97% | -32.87% | 109.2857 | -20.97% | ERC Over-ridden | Malcolm Lytton | VOA_GPN_GOV_UK\6061678 | 2021-02-02 | Low | Amber | High | Photo notes corrected to replace 'and "Hoa' with "Hoardings - Wall Mounted Light Boxes" as per 60A20T. Costs indexed from 2017 rating cost guide as no recent price data available. | High Risk, no new cost data, Indexed from CG2017 to CG2023 | Cost appears to be correct, but different to 2021. On investigtion Malcolm has gone back to 2017 negating the gross to net adjustments done last time. I've revised the index to go from the 2021 net costs. | NA | BCIS | 1.56 | (BEAMS Note 2) The ERC for this item should be added to all other rateable items on the hereditament (except land). Therefore the total of the ERC of the other Building Items and the P&M ERC (where applicable) to enable the correct contract size adjustment to be made. ERC of Building Component + ERC of P&M = Total ERC to which contract size adjustment should be applied. The appropriate % adjustment should be made in accordance with the scale for contract size adjustment specified under section 6 of the RCG 2021 Guidance notes. The currency ERC rates are set at £4m (Four Million Pounds) @ 1st April 2019 (AVD) for the RCG 2021 Publication. | All larger format - 8 sheets and above | Illumination display hoardings where fluorescent lighting is provided externally. For other types of illumination see "Display Lighting - Tubes" and "Hoardings - Wall Mounted Light Boxes". | 2 | TRUE
9 | 60A20K | 4375 | 60A20K | Advertising Structures | Display Lighting | Tubular | Fluorescent Tube | Single | Designed to capture attention in a few words: Backlighting to provide illumination to display boards. Priced to modern dat equivalent - LED backlighting. | Location Adjustment Applicable (See Guidance Notes) - ERC = UK mean of 1.00 | (BEAMS Note 2) The ERC for this item should be added to all other rateable items on the hereditament (except land). Therefore the total of the ERC of the other Building Items and the P&M ERC (where applicable) to enable the correct contract size adjustment to be made. ERC of Building Component + ERC of P&M = Total ERC to which contract size adjustment should be applied. The appropriate % adjustment should be made in accordance with the scale for contract size adjustment specified under section 6 of the RCG 2023 Guidance notes. The currency ERC rates are set at £4m (Four Million Pounds) @ 1st April 2021 (AVD) for the RCG 2023 Publication. | Panels 600mm deep allowed, priced per m. | Hoardings are designed to catch attention and therefore only include a few words, are printed in big letters and contain very bright colours. Length of tubes in m. | - | - | - | - | - | All larger format - 8 sheet and above. | Illuminated display hoardings when fluorescent lighting is provided externally. For other types of lighting see "Display Lighting - Tubes" and "Hoardings - Wall Mounted Light Boxes". | 10014 |  | m | - | 1 - COMMERCIAL | Clive Angell | Chris Royle | 101.8034 | Option 2 | 119.8437 | 17.72% | 138.9565 | 109.2857 | 7.35% | -8.81% | 109.2857 | 7.35% | ERC Over-ridden | Malcolm Lytton | VOA_GPN_GOV_UK\6061678 | 2021-02-02 | Low | Amber | High | Unit measurement corrected to metres rather than the 2017 Cost Guide "each" as this is the length of fluorescent tubes which matches the description and the referencing details. Photo description corrected with "Hoa replaced with "Hoardings - Wall Mounted Light Boxes". Costs indexed from the 2017 rating cost guide as no recent cost information available. | HIGH RISK, no new cost data, Indexed from CG2017 to CG2023 | Cost appears to be correct, but different to 2021. On investigtion Malcolm has gone back to 2017 negating the gross to net adjustments done last time. I've revised the index to go from the 2021 net costs. | NA | BCIS | 1.56 | (BEAMS Note 2) The ERC for this item should be added to all other rateable items on the hereditament (except land). Therefore the total of the ERC of the other Building Items and the P&M ERC (where applicable) to enable the correct contract size adjustment to be made. ERC of Building Component + ERC of P&M = Total ERC to which contract size adjustment should be applied. The appropriate % adjustment should be made in accordance with the scale for contract size adjustment specified under section 6 of the RCG 2021 Guidance notes. The currency ERC rates are set at £4m (Four Million Pounds) @ 1st April 2019 (AVD) for the RCG 2021 Publication. | All larger format - 8 sheet and above. | Illuminated display hoardings when fluorescent lighting is provided externally. For other types of lighting see "Display Lighting - Tubes" and "Hoardings - Wall Mounted Light Boxes". | 2 | TRUE
10 | 60A20P | 4376 | 60A20P | Advertising Structures | Display Lighting | Tubular | Fluorescent Tube | Double | Designed to capture attention in a few words: Backlighting to provide illumination to display boards. Priced to modern day equivalent - LED backlighting. | Location Adjustment Applicable (See Guidance Notes) - ERC = UK mean of 1.00 | (BEAMS Note 2) The ERC for this item should be added to all other rateable items on the hereditament (except land). Therefore the total of the ERC of the other Building Items and the P&M ERC (where applicable) to enable the correct contract size adjustment to be made. ERC of Building Component + ERC of P&M = Total ERC to which contract size adjustment should be applied. The appropriate % adjustment should be made in accordance with the scale for contract size adjustment specified under section 6 of the RCG 2023 Guidance notes. The currency ERC rates are set at £4m (Four Million Pounds) @ 1st April 2021 (AVD) for the RCG 2023 Publication. | Panels 600mm deep allowed, priced per m. | Hoardings are designed to catch attention and therefore only include a few words, are printed in big letters and contain very bright colours. Length of tubes in m. | - | - | - | - | - | All larger format - 8 sheet and above. | Illuminated display hoardings when fluorescent lighting is provided externally. For other types of lighting see "Display Lighting - Tubes" and "Hoardings - Wall Mounted Light Boxes". | 10014 |  | m | - | 1 - COMMERCIAL | Clive Angell | Chris Royle | 123.0125 | Option 2 | 144.8111 | 17.72% | 173.6957 | 136.6071 | 11.05% | -5.665% | 136.6071 | 11.05% | ERC Over-ridden | Malcolm Lytton | VOA_GPN_GOV_UK\6061678 | 2021-02-02 | Low | Amber | High | Unit measurement corrected to metres rather than the 2017 cost guide "each" as this is the length of fluorescent tubes which matches the description and the referancing details. Also 2017 cost corrected to add 25% before indexation as per supporting email. This is a double tube and this code 60A20P was the same as 60A20K single tube. In allighnment with 60A20F which has a 25% uplift for the double tube variety. 2017 cost guide variation text omitted as this is the code for a double fluorescent tube. Photo description corrected with "Hoa replaced with"Hoardings - Wall Mounted Lightboxes". Costs indexed from the 2017 rating cost guide as no recent cost information available. | HIGH RISK, no new cost data, Indexed & uplifted from CG2017 to CG2023 x 25% approved by Valuer | Cost appears to be correct, but different to 2021. On investigtion Malcolm has gone back to 2017 negating the gross to net adjustments done last time. I've revised the index to go from the 2021 net costs. However, I've kept the pro-rata increase over the single that Malcolm introduced as this seems a logical improvement on the base cost. | NA | BCIS | 1.56 | (BEAMS Note 2) The ERC for this item should be added to all other rateable items on the hereditament (except land). Therefore the total of the ERC of the other Building Items and the P&M ERC (where applicable) to enable the correct contract size adjustment to be made. ERC of Building Component + ERC of P&M = Total ERC to which contract size adjustment should be applied. The appropriate % adjustment should be made in accordance with the scale for contract size adjustment specified under section 6 of the RCG 2021 Guidance notes. The currency ERC rates are set at £4m (Four Million Pounds) @ 1st April 2019 (AVD) for the RCG 2021 Publication. | All larger format - 8 sheet and above. | Illuminated display hoardings when fluorescent lighting is provided externally. For other types of lighting see "Display Lighting - Tubes" and "Hoardings - Wall Mounted Light Boxes". | 2 | TRUE
11 | 60A20T | 4377 | 60A20T | Advertising Structures | Display Lighting | Tubular | Supply Cable | 40m | Supply cable for external lighting. Ancilliary item associated with hot cathode / cold cathode / fluorescent tube lighting | Location Adjustment Applicable (See Guidance Notes) - ERC = UK mean of 1.00 | (BEAMS Note 2) The ERC for this item should be added to all other rateable items on the hereditament (except land). Therefore the total of the ERC of the other Building Items and the P&M ERC (where applicable) to enable the correct contract size adjustment to be made. ERC of Building Component + ERC of P&M = Total ERC to which contract size adjustment should be applied. The appropriate % adjustment should be made in accordance with the scale for contract size adjustment specified under section 6 of the RCG 2023 Guidance notes. The currency ERC rates are set at £4m (Four Million Pounds) @ 1st April 2021 (AVD) for the RCG 2023 Publication. | 40m included | - | - | - | - | - | - | All larger format 8 sheets and above | Illuminated display hoardings where fluorescent lighting is provided externally. For other types of illumination see "Display Lighting - Tubes" and "Hoardings - Wall Mounted Light Boxes". | 10014 |  | Each | - | 1 - COMMERCIAL | Clive Angell | Chris Royle | 827.1528 | Option 2 | 973.7298 | 17.72% | 1372.1957 | 1079.1964 | 30.47% | 10.83% | 1079.1964 | 30.47% | ERC Over-ridden | Malcolm Lytton | VOA_GPN_GOV_UK\6061678 | 2021-02-05 | Low | Amber | High | Variation details not included as adding 25% for using double fluorescent tubes not applicable for electrical supply cable costs. Costs indexed from 2017 as no recent cost data available. | High Risk, no cost data evidence, Indexed from CG2017 to CG2023 | Cost appears to be correct, but different to 2021. On investigtion Malcolm has gone back to 2017 negating the gross to net adjustments done last time. I've revised the index to go from the 2021 net costs. | NA | BCIS | 1.56 | (BEAMS Note 2) The ERC for this item should be added to all other rateable items on the hereditament (except land). Therefore the total of the ERC of the other Building Items and the P&M ERC (where applicable) to enable the correct contract size adjustment to be made. ERC of Building Component + ERC of P&M = Total ERC to which contract size adjustment should be applied. The appropriate % adjustment should be made in accordance with the scale for contract size adjustment specified under section 6 of the RCG 2021 Guidance notes. The currency ERC rates are set at £4m (Four Million Pounds) @ 1st April 2019 (AVD) for the RCG 2021 Publication. | All larger format 8 sheets and above | Illuminated display hoardings where fluorescent lighting is provided externally. For other types of illumination see "Display Lighting - Tubes" and "Hoardings - Wall Mounted Light Boxes". | 2 | TRUE
13 | 60A30A | 4378 | 60A30A | Advertising Structures | Forecourt Panel | 4 sheet | Single Sided | - | Square, floor mounted advertising structrure with hollow metal freestanding display frame. Base and opening leaf are constructed from high quality silver anodiosed aluminium. Vandal resistant via a conceiled lock, waterproof (double seal). Size approx 1.02 x 1.52m. | Location Adjustment Applicable (See Guidance Notes) - ERC = UK mean of 1.00 | (BEAMS Note 2) The ERC for this item should be added to all other rateable items on the hereditament (except land). Therefore the total of the ERC of the other Building Items and the P&M ERC (where applicable) to enable the correct contract size adjustment to be made. ERC of Building Component + ERC of P&M = Total ERC to which contract size adjustment should be applied. The appropriate % adjustment should be made in accordance with the scale for contract size adjustment specified under section 6 of the RCG 2023 Guidance notes. The currency ERC rates are set at £4m (Four Million Pounds) @ 1st April 2021 (AVD) for the RCG 2023 Publication. | Costs as per non-illuminated. If illuminated add £137. Add for planning application fee. Planning fees for England can be obtained from the Planning Portal (www.planningportal.gov.uk), which has a link to the latest fees. Gurrent guide (as from 17th January 2018 onwards is £462 for advertisements which are neither directional or busisness premesis). for lighting see, "display lighting". | Price includes supply, installation and delivery charges. | - | - | - | - | - | NO PHOTOS ON CG2017 | - | 10003 |  | Each | - | 1 - COMMERCIAL | Clive Angell | Chris Royle | 469.1441 | Option 2 | 552.2795 | 17.72% | 1072.8261 | 843.75 | 79.85% | 52.78% | 843.75 | 79.85% | ERC Over-ridden | Malcolm Lytton | VOA_GPN_GOV_UK\6061678 | 2021-02-05 | Low | Amber | High | Description corrected to remove "advertising display panels to all four sides" as this code is for a single sided display, not a four sided display. Costs indexed from the 2017 cost guide as no recent cost evidence. | HIGH RISK, no cost data, Indexed from CG2017 to CG2023 | Cost appears to be correct, but different to 2021. On investigtion Malcolm has gone back to 2017 negating the gross to net adjustments done last time. I've revised the index to go from the 2021 net costs. Minor tweaks to headings for readability. | NA | BCIS | 1.56 | (BEAMS Note 2) The ERC for this item should be added to all other rateable items on the hereditament (except land). Therefore the total of the ERC of the other Building Items and the P&M ERC (where applicable) to enable the correct contract size adjustment to be made. ERC of Building Component + ERC of P&M = Total ERC to which contract size adjustment should be applied. The appropriate % adjustment should be made in accordance with the scale for contract size adjustment specified under section 6 of the RCG 2021 Guidance notes. The currency ERC rates are set at £4m (Four Million Pounds) @ 1st April 2019 (AVD) for the RCG 2021 Publication. | NO PHOTOS ON CG2017 | - | 2 | TRUE
12 | 60A30F | 6228 | 60A30F | Advertising Structures | Forecourt Panel | 4 sheet | Double Sided | - | Square, floor mounted advertising structrure with hollow metal freestanding display frame. Base and opening leaf are constructed from high quality silver anodiosed aluminium. Vandal resistant via a conceiled lock, waterproof (double seal). Size approx 1.02 x 1.52m. | Location Adjustment Applicable (See Guidance Notes) - ERC = UK mean of 1.00 | (BEAMS Note 2) The ERC for this item should be added to all other rateable items on the hereditament (except land). Therefore the total of the ERC of the other Building Items and the P&M ERC (where applicable) to enable the correct contract size adjustment to be made. ERC of Building Component + ERC of P&M = Total ERC to which contract size adjustment should be applied. The appropriate % adjustment should be made in accordance with the scale for contract size adjustment specified under section 6 of the RCG 2023 Guidance notes. The currency ERC rates are set at £4m (Four Million Pounds) @ 1st April 2021 (AVD) for the RCG 2023 Publication. | Costs as per non-illuminated. If illuminated add £137. Add for planning application fee. Planning fees for England can be obtained from the Planning Portal (www.planningportal.gov.uk), which has a link to the latest fees. Gurrent guide (as from 17th January 2018 onwards is £462 for advertisements which are neither directional or busisness premesis). for lighting see, "display lighting". | Price includes supply, installation and delivery charges. | - | - | - | - | - | NO PHOTOS IN CG2017 | - | 10003 |  | Each | - | 1 - COMMERCIAL | Clive Angell | Chris Royle | 716.8658 | Option 2 | 843.8991 | 17.72% | 1722.6522 | 1354.8214 | 88.99% | 60.54% | 1354.8214 | 88.99% | ERC Over-ridden | Malcolm Lytton | VOA_GPN_GOV_UK\6061678 | 2021-02-05 | Low | Amber | High | Description corrected to remove "advertising display panel to all four sides" as this code is for a double sided display, not four sided display. Costs indexed from the 2017 rating cost guide as no recent cost data available. | HIGH RISK, no cost data, Indexed CG2017 to CG2023 | Cost appears to be correct, but different to 2021. On investigtion Malcolm has gone back to 2017 negating the gross to net adjustments done last time. I've revised the index to go from the 2021 net costs. Minor tweaks to headings for readability. | NA | BCIS | 1.56 | (BEAMS Note 2) The ERC for this item should be added to all other rateable items on the hereditament (except land). Therefore the total of the ERC of the other Building Items and the P&M ERC (where applicable) to enable the correct contract size adjustment to be made. ERC of Building Component + ERC of P&M = Total ERC to which contract size adjustment should be applied. The appropriate % adjustment should be made in accordance with the scale for contract size adjustment specified under section 6 of the RCG 2021 Guidance notes. The currency ERC rates are set at £4m (Four Million Pounds) @ 1st April 2019 (AVD) for the RCG 2021 Publication. | NO PHOTOS IN CG2017 | - | 2 | TRUE
14 | 60A30K | 6209 | 60A30K | Advertising Structures | Forecourt Panel | 6 sheet | Single Sided | - | Square, floor mounted advertising structrure with hollow metal freestanding display frame. Base and opening leaf are constructed from high quality silver anodiosed aluminium. Vandal resistant via a conceiled lock, waterproof (double seal). Size approx 1.2 x 1.8m. | Location Adjustment Applicable (See Guidance Notes) - ERC = UK mean of 1.00 | (BEAMS Note 2) The ERC for this item should be added to all other rateable items on the hereditament (except land). Therefore the total of the ERC of the other Building Items and the P&M ERC (where applicable) to enable the correct contract size adjustment to be made. ERC of Building Component + ERC of P&M = Total ERC to which contract size adjustment should be applied. The appropriate % adjustment should be made in accordance with the scale for contract size adjustment specified under section 6 of the RCG 2023 Guidance notes. The currency ERC rates are set at £4m (Four Million Pounds) @ 1st April 2021 (AVD) for the RCG 2023 Publication. | Costs as per non-illuminated. If illuminated add £137. Add for planning application fee. Planning fees for England can be obtained from the Planning Portal (www.planningportal.gov.uk), which has a link to the latest fees. Gurrent guide (as from 17th January 2018 onwards is £462 for advertisements which are neither directional or busisness premesis). for lighting see, "display lighting". | Price includes supply, installation and delivery charges. | - | - | - | - | - | NO PHOTOS CG2017 | - | 10003 |  | Each | - | 1 - COMMERCIAL | Clive Angell | Chris Royle | 1488.8751 | Option 2 | 1752.7136 | 17.72% | 1461.087 | 1149.1071 | -22.82% | -34.44% | 1149.1071 | -22.82% | ERC Over-ridden | Malcolm Lytton | VOA_GPN_GOV_UK\6061678 | 2021-02-05 | Low | Amber | High | Description corrected to remove "asvertising display panel to all four sides" as this code is for a single sided display, not a four sided display. Costs indexed from the 2017 rating cost guide as no recent cost information available. | HIGH RISK, no cost data, Indexed CG2017 to CG2023 | Cost appears to be correct, but different to 2021. On investigtion Malcolm has gone back to 2017 negating the gross to net adjustments done last time. I've revised the index to go from the 2021 net costs. Minor tweaks to headings for readability. | NA | BCIS | 1.56 | (BEAMS Note 2) The ERC for this item should be added to all other rateable items on the hereditament (except land). Therefore the total of the ERC of the other Building Items and the P&M ERC (where applicable) to enable the correct contract size adjustment to be made. ERC of Building Component + ERC of P&M = Total ERC to which contract size adjustment should be applied. The appropriate % adjustment should be made in accordance with the scale for contract size adjustment specified under section 6 of the RCG 2021 Guidance notes. The currency ERC rates are set at £4m (Four Million Pounds) @ 1st April 2019 (AVD) for the RCG 2021 Publication. | NO PHOTOS CG2017 | - | 2 | TRUE
15 | 60A30P | 6171 | 60A30P | Advertising Structures | Forecourt Panel | 6 sheet | Double Sided | - | Square, floor mounted advertising structrure with hollow metal freestanding display frame. Base and opening leaf are constructed from high quality silver anodiosed aluminium. Vandal resistant via a conceiled lock, waterproof (double seal). Size approx 1.29 x 1.94m. | Location Adjustment Applicable (See Guidance Notes) - ERC = UK mean of 1.00 | (BEAMS Note 2) The ERC for this item should be added to all other rateable items on the hereditament (except land). Therefore the total of the ERC of the other Building Items and the P&M ERC (where applicable) to enable the correct contract size adjustment to be made. ERC of Building Component + ERC of P&M = Total ERC to which contract size adjustment should be applied. The appropriate % adjustment should be made in accordance with the scale for contract size adjustment specified under section 6 of the RCG 2023 Guidance notes. The currency ERC rates are set at £4m (Four Million Pounds) @ 1st April 2021 (AVD) for the RCG 2023 Publication. | Costs as per non-illuminated. If illuminated add £137. Add for planning application fee. Planning fees for England can be obtained from the Planning Portal (www.planningportal.gov.uk), which has a link to the latest fees. Gurrent guide (as from 17th January 2018 onwards is £462 for advertisements which are neither directional or busisness premesis). for lighting see, "display lighting". | Price includes supply, installation and delivery charges. | - | - | - | - | - | NO PHOTOS IN CG2017 | - | 10003 |  | Each | - | 1 - COMMERCIAL | Clive Angell | Chris Royle | 1709.4492 | Option 2 | 2012.3748 | 17.72% | 2693.3043 | 2118.2143 | 23.91% | 5.259% | 2118.2143 | 23.91% | ERC Over-ridden | Malcolm Lytton | VOA_GPN_GOV_UK\6061678 | 2021-02-05 | Low | Amber | High | Description corrected from 7 sheet double panel to 6 sheet double panel. Reasons: The previous surveyor working have this code as a 6 sheet double sided, display hoardings always have an even number of sheets in order to produce a square or rectangular advertisement and Code 60A30K is for a 6 sheet single sided display. Costs indexed from the 2017 rating cost guide as no recent cost data. | HIGH RISK, no cost data, Indexed from CG2017 to CG2023 | Cost appears to be correct, but different to 2021. On investigtion Malcolm has gone back to 2017 negating the gross to net adjustments done last time. I've revised the index to go from the 2021 net costs. Minor tweaks to headings for readability. | NA | BCIS | 1.56 | (BEAMS Note 2) The ERC for this item should be added to all other rateable items on the hereditament (except land). Therefore the total of the ERC of the other Building Items and the P&M ERC (where applicable) to enable the correct contract size adjustment to be made. ERC of Building Component + ERC of P&M = Total ERC to which contract size adjustment should be applied. The appropriate % adjustment should be made in accordance with the scale for contract size adjustment specified under section 6 of the RCG 2021 Guidance notes. The currency ERC rates are set at £4m (Four Million Pounds) @ 1st April 2019 (AVD) for the RCG 2021 Publication. | NO PHOTOS IN CG2017 | - | 2 | TRUE
16 | 60A02K | 4254 | 60A02K | Advertising Structures | Four Sided Quadrangle | Double Panel - Illuminated | - | - | Four sided quadrangle. Double panel height, illuminated. Hollow metal box section frame incorporating metal advertising display panel to all four sides. Fixing methods include mechanical fixings to base plate or support post set into concrete pad foundation. | Location Adjustment Applicable (See Guidance Notes) - ERC = UK mean of 1.00 | (BEAMS Note 2) The ERC for this item should be added to all other rateable items on the hereditament (except land). Therefore the total of the ERC of the other Building Items and the P&M ERC (where applicable) to enable the correct contract size adjustment to be made. ERC of Building Component + ERC of P&M = Total ERC to which contract size adjustment should be applied. The appropriate % adjustment should be made in accordance with the scale for contract size adjustment specified under section 6 of the RCG 2023 Guidance notes. The currency ERC rates are set at £4m (Four Million Pounds) @ 1st April 2021 (AVD) for the RCG 2023 Publication. | Add for planning application fee. Planning fees for England can be obtained from the Planning Portal (www.planningportal.gov.uk), which has a link to the latest fees. Gurrent guide (as from 17th January 2018 onwards is £462 for advertisements which are neither directional or busisness premesis). for lighting see, "display lighting". | Record whether single or double panel and if illumination is provided with fluourescent down lighters. | - | - | - | - | - | Four sided quadrangle: single or double panel height, illuminated or non illuminated. | - | 10004 |  | Each | - | 1 - COMMERCIAL | Clive Angell | Chris Royle | 3915.1901 | Option 2 | 4608.9875 | 17.72% | 5004.4783 | 3935.8929 | 0.5288% | -14.6% | 3935.8929 | 0.5288% | ERC Over-ridden | Malcolm Lytton | VOA_GPN_GOV_UK\6061678 | 2021-02-02 | Low | Amber | High | Description altered from 2017 cost guide to remove "non-illuminated" and "Single" [panel] to make it clear this code is for illuminated double panel height quadrangles. Costs indexed from the 2017 rating cost guide as no recent cost information available. | High risk, No new cost data, Indxed 2017 to 2023 | Cost appears to be correct, but different to 2021. On investigtion Malcolm has gone back to 2017 negating the gross to net adjustments done last time. I've revised the index to go from the 2021 net costs. | NA | BCIS | 1.56 | (BEAMS Note 2) The ERC for this item should be added to all other rateable items on the hereditament (except land). Therefore the total of the ERC of the other Building Items and the P&M ERC (where applicable) to enable the correct contract size adjustment to be made. ERC of Building Component + ERC of P&M = Total ERC to which contract size adjustment should be applied. The appropriate % adjustment should be made in accordance with the scale for contract size adjustment specified under section 6 of the RCG 2021 Guidance notes. The currency ERC rates are set at £4m (Four Million Pounds) @ 1st April 2019 (AVD) for the RCG 2021 Publication. | Four sided quadrangle: single or double panel height, illuminated or non illuminated. | - | 2 | TRUE
17 | 60A02P | 4554 | 60A02P | Advertising Structures | Four Sided Quadrangle | Double Panel, non illuminated | - | - | Four sided quadrangle. Double panel height, non-illuminated. Hollow metal box section frame incorporating metal advertising display panel to all four sides. Fixing methods include mechanical fixings to base plate or support post set into concrete pad foundation. | Location Adjustment Applicable (See Guidance Notes) - ERC = UK mean of 1.00 | (BEAMS Note 2) The ERC for this item should be added to all other rateable items on the hereditament (except land). Therefore the total of the ERC of the other Building Items and the P&M ERC (where applicable) to enable the correct contract size adjustment to be made. ERC of Building Component + ERC of P&M = Total ERC to which contract size adjustment should be applied. The appropriate % adjustment should be made in accordance with the scale for contract size adjustment specified under section 6 of the RCG 2023 Guidance notes. The currency ERC rates are set at £4m (Four Million Pounds) @ 1st April 2021 (AVD) for the RCG 2023 Publication. | Add for planning application fee. Planning fees for England can be obtained from the Planning Portal (www.planningportal.gov.uk), which has a link to the latest fees. Gurrent guide (as from 17th January 2018 onwards is £462 for advertisements which are neither directional or busisness premesis). for lighting see, "display lighting". | Record whether single or double panel and if illumination is provided with fluourescent down lighters. | - | - | - | - | - | Four sided quadrangle: single or double panel height, illuminated or non illuminated. | - | 10004 |  | Each | - | 1 - COMMERCIAL | Clive Angell | Chris Royle | 3253.4679 | Option 2 | 3830.0037 | 17.72% | 4097.1739 | 3222.3214 | -0.9573% | -15.87% | 3222.3214 | -0.9573% | ERC Over-ridden | Malcolm Lytton | VOA_GPN_GOV_UK\6061678 | 2021-02-02 | Low | Amber | High | Description altered from the 2017 cost guide to remove the "illuminated" and Single [panel] to make it clear this code is for non-illuminated double panel height quadrangles. Costs indexed from 2017 rating cost guide as no recent cost information available. | High risk, no new cost data, Indexed from CG2017 to CG2023 | Cost appears to be correct, but different to 2021. On investigtion Malcolm has gone back to 2017 negating the gross to net adjustments done last time. I've revised the index to go from the 2021 net costs. | NA | BCIS | 1.56 | (BEAMS Note 2) The ERC for this item should be added to all other rateable items on the hereditament (except land). Therefore the total of the ERC of the other Building Items and the P&M ERC (where applicable) to enable the correct contract size adjustment to be made. ERC of Building Component + ERC of P&M = Total ERC to which contract size adjustment should be applied. The appropriate % adjustment should be made in accordance with the scale for contract size adjustment specified under section 6 of the RCG 2021 Guidance notes. The currency ERC rates are set at £4m (Four Million Pounds) @ 1st April 2019 (AVD) for the RCG 2021 Publication. | Four sided quadrangle: single or double panel height, illuminated or non illuminated. | - | 2 | TRUE
18 | 60A02A | 4553 | 60A02A | Advertising Structures | Four Sided Quadrangle | Single Panel - illuminated | - | - | Four sided quadrangle. Single panel height, illuminated. Hollow metal box section frame incorporating metal advertising display panel to all four sides. Fixing methods include mechanical fixings to base plate or support post set into concrete pad foundation. | Location Adjustment Applicable (See Guidance Notes) - ERC = UK mean of 1.00 | (BEAMS Note 2) The ERC for this item should be added to all other rateable items on the hereditament (except land). Therefore the total of the ERC of the other Building Items and the P&M ERC (where applicable) to enable the correct contract size adjustment to be made. ERC of Building Component + ERC of P&M = Total ERC to which contract size adjustment should be applied. The appropriate % adjustment should be made in accordance with the scale for contract size adjustment specified under section 6 of the RCG 2023 Guidance notes. The currency ERC rates are set at £4m (Four Million Pounds) @ 1st April 2021 (AVD) for the RCG 2023 Publication. | Add for planning application fee. Planning fees for England can be obtained from the Planning Portal (www.planningportal.gov.uk), which has a link to the latest fees. Gurrent guide (as from 17th January 2018 onwards is £462 for advertisements which are neither directional or busisness premesis). for lighting see, "display lighting". | Record whether single or double panel and if illumination is provided with fluourescent down lighters. | - | - | - | - | - | Four sided quadrangle: single or double panel height, illuminated or non illuminated. | - | 10004 |  | Each | - | 1 - COMMERCIAL | Clive Angell | Chris Royle | 2205.7409 | Option 2 | 2596.6127 | 17.72% | 4028.7174 | 3168.4821 | 43.65% | 22.02% | 3168.4821 | 43.65% | ERC Over-ridden | Malcolm Lytton | VOA_GPN_GOV_UK\6061678 | 2021-02-02 | Low | Amber | High | Description altered from the 2017 cost guide to remove "non-illuminated" and "double" [height] to make it clear this code is for single panel height illuminated quadrangles. Costs indexed from 2017 cost guide as no recent cost information available. | High risk, no new cost data, Indexed from CG2017 to 2023 | Cost appears to be correct, but different to 2021. On investigtion Malcolm has gone back to 2017 negating the gross to net adjustments done last time. I've revised the index to go from the 2021 net costs. | NA | BCIS | 1.56 | (BEAMS Note 2) The ERC for this item should be added to all other rateable items on the hereditament (except land). Therefore the total of the ERC of the other Building Items and the P&M ERC (where applicable) to enable the correct contract size adjustment to be made. ERC of Building Component + ERC of P&M = Total ERC to which contract size adjustment should be applied. The appropriate % adjustment should be made in accordance with the scale for contract size adjustment specified under section 6 of the RCG 2021 Guidance notes. The currency ERC rates are set at £4m (Four Million Pounds) @ 1st April 2019 (AVD) for the RCG 2021 Publication. | Four sided quadrangle: single or double panel height, illuminated or non illuminated. | - | 2 | TRUE
19 | 60A02F | 4253 | 60A02F | Advertising Structures | Four Sided Quadrangle | Single Panel - non illuminated | - | - | Four sided quadrangle. Single panel height, non illuminated. Hollow metal box section frame incorporating metal advertising display panel to all four sides. Fixing methods include mechanical fixings to base plate or support post set into concrete pad foundation. | Location Adjustment Applicable (See Guidance Notes) - ERC = UK mean of 1.00 | (BEAMS Note 2) The ERC for this item should be added to all other rateable items on the hereditament (except land). Therefore the total of the ERC of the other Building Items and the P&M ERC (where applicable) to enable the correct contract size adjustment to be made. ERC of Building Component + ERC of P&M = Total ERC to which contract size adjustment should be applied. The appropriate % adjustment should be made in accordance with the scale for contract size adjustment specified under section 6 of the RCG 2023 Guidance notes. The currency ERC rates are set at £4m (Four Million Pounds) @ 1st April 2021 (AVD) for the RCG 2023 Publication. | Add for planning application fee. Planning fees for England can be obtained from the Planning Portal (www.planningportal.gov.uk), which has a link to the latest fees. Gurrent guide (as from 17th January 2018 onwards is £462 for advertisements which are neither directional or busisness premesis). for lighting see, "display lighting". | Record whether single or double panel and if illumination is provided with fluourescent down lighters. | - | - | - | - | - | Four sided quadrangle: single or double panel height, illuminated or non illuminated. | - | 10004 |  | Each | - | 1 - COMMERCIAL | Clive Angell | Chris Royle | 1764.5927 | Option 2 | 2077.2901 | 17.72% | 3441.2174 | 2706.4286 | 53.37% | 30.29% | 2706.4286 | 53.37% | ERC Over-ridden | Malcolm Lytton | VOA_GPN_GOV_UK\6061678 | 2021-02-02 | Low | Amber | High | Description altered from the 2017 cost guide to remove "illuminated" and "Double" [panels] to make it clear this code is for single panel height non illuminated quadrangles. Costs indexed from 2017 as no recent cost information available. | - | Cost appears to be correct, but different to 2021. On investigtion Malcolm has gone back to 2017 negating the gross to net adjustments done last time. I've revised the index to go from the 2021 net costs. | NA | BCIS | 1.56 | (BEAMS Note 2) The ERC for this item should be added to all other rateable items on the hereditament (except land). Therefore the total of the ERC of the other Building Items and the P&M ERC (where applicable) to enable the correct contract size adjustment to be made. ERC of Building Component + ERC of P&M = Total ERC to which contract size adjustment should be applied. The appropriate % adjustment should be made in accordance with the scale for contract size adjustment specified under section 6 of the RCG 2021 Guidance notes. The currency ERC rates are set at £4m (Four Million Pounds) @ 1st April 2019 (AVD) for the RCG 2021 Publication. | Four sided quadrangle: single or double panel height, illuminated or non illuminated. | - | 2 | TRUE
24 | 60A04A | 4358 | 60A04A | Advertising Structures | Hoarding | Freestanding | Timber | Crown 8 | Hoardings - Freestanding - Timber. Typically the construction comprises a metal or plywood faced signboard with painted softwood frame surround, mechanically fixed to vertical metal stanchions set into concrete pad foundations. Freestanding hoardings (excluding lighting). An advertising hoarding is a large outdoor signboard found in places with high traffic such as cities, roads and motorways, aiming to show large advertisements to pedestrians and drivers. Some supports are wholly timber with stays, but the difference in cost compared to steel stancions (which require no stays) is not significant. The size of hoardings directly relates to the number of Crown Posters they can display. The dimensions for a Crown Poster are 412.8 x 533.4 mm. | Location Adjustment Applicable (See Guidance Notes) - ERC = UK mean of 1.00 | (BEAMS Note 2) The ERC for this item should be added to all other rateable items on the hereditament (except land). Therefore the total of the ERC of the other Building Items and the P&M ERC (where applicable) to enable the correct contract size adjustment to be made. ERC of Building Component + ERC of P&M = Total ERC to which contract size adjustment should be applied. The appropriate % adjustment should be made in accordance with the scale for contract size adjustment specified under section 6 of the RCG 2023 Guidance notes. The currency ERC rates are set at £4m (Four Million Pounds) @ 1st April 2021 (AVD) for the RCG 2023 Publication. | Costs as per non-illuminated. Price includes supply, installation and delivery charges. Add for planning application fee. Planning fees for England can be obtained from the Planning Portal (www.planningportal.gov.uk), which has a link to the latest fees. Gurrent guide (as from 17th January 2018 onwards is £462 for advertisements which are neither directional or busisness premesis). for lighting see, "display lighting". | Number of sheets or dimensions. | - | - | - | - | - | Photo 1 - General typical street view. Photo 2 - Typical frames with timber supports. Photo 3 - Rear view of typical supporting framework. Note - concrete foundation blocks may be flush with ground and not projecting. | - | 10012 |  | Each | One | 1 - COMMERCIAL | Clive Angell | Chris Royle | 524.2877 | Option 2 | 617.1949 | 17.72% | 903.2174 | 710.3571 | 35.49% | 15.09% | 710.3571 | 35.49% | ERC Over-ridden | Malcolm Lytton | VOA_GPN_GOV_UK\6061678 | 2021-02-18 | Low | Amber | High | Cost information notes description used from the 2017 Cost Guide as more informative than 2021 Cost Guide. Costs indexed from 2017 Cost Guide due to lack of recent cost data. | Indexed cost, no new data and therfore High Risk (RED) | Cost appears to be correct, but different to 2021. On investigtion Malcolm has gone back to 2017 negating the gross to net adjustments done last time. I've revised the index to go from the 2021 net costs. Minor edits to descriptions for grouping / readability. | NA | BCIS | 1.56 | (BEAMS Note 2) The ERC for this item should be added to all other rateable items on the hereditament (except land). Therefore the total of the ERC of the other Building Items and the P&M ERC (where applicable) to enable the correct contract size adjustment to be made. ERC of Building Component + ERC of P&M = Total ERC to which contract size adjustment should be applied. The appropriate % adjustment should be made in accordance with the scale for contract size adjustment specified under section 6 of the RCG 2021 Guidance notes. The currency ERC rates are set at £4m (Four Million Pounds) @ 1st April 2019 (AVD) for the RCG 2021 Publication. | Photo 1 - General typical street view. Photo 2 - Typical frames with timber supports. Photo 3 - Rear view of typical supporting framework. Note - concrete foundation blocks may be flush with ground and not projecting. | - | 2 | TRUE
25 | 60A04D | 4359 | 60A04D | Advertising Structures | Hoarding | Freestanding | Timber | Crown 12 | Hoardings - Freestanding - Timber. Typically the construction comprises a metal or plywood faced signboard with painted softwood frame surround, mechanically fixed to vertical metal stanchions set into concrete pad foundations. Freestanding hoardings (excluding lighting). An advertising hoarding is a large outdoor signboard found in places with high traffic such as cities, roads and motorways, aiming to show large advertisements to pedestrians and drivers. Some supports are wholly timber with stays, but the difference in cost compared to steel stancions (which require no stays) is not significant. The size of hoardings directly relates to the number of Crown Posters they can display. The dimensions for a Crown Poster are 412.8 x 533.4 mm. | Location Adjustment Applicable (See Guidance Notes) - ERC = UK mean of 1.00 | (BEAMS Note 2) The ERC for this item should be added to all other rateable items on the hereditament (except land). Therefore the total of the ERC of the other Building Items and the P&M ERC (where applicable) to enable the correct contract size adjustment to be made. ERC of Building Component + ERC of P&M = Total ERC to which contract size adjustment should be applied. The appropriate % adjustment should be made in accordance with the scale for contract size adjustment specified under section 6 of the RCG 2023 Guidance notes. The currency ERC rates are set at £4m (Four Million Pounds) @ 1st April 2021 (AVD) for the RCG 2023 Publication. | Costs as per non-illuminated. Price includes supply, installation and delivery charges. Add for planning application fee. Planning fees for England can be obtained from the Planning Portal (www.planningportal.gov.uk), which has a link to the latest fees. Gurrent guide (as from 17th January 2018 onwards is £462 for advertisements which are neither directional or busisness premesis). for lighting see, "display lighting". | Number of sheets or dimensions. | - | - | - | - | - | Costs as per non-illuminated. Price includes supply, installation and delivery charges. Add for planning application fee. Planning fees for England can be obtained from the Planning Portal (www.planningportal.gov.uk), which has a link to the latest fees. Gurrent guide (as from 17th January 2018 onwards is £462 for advertisements which are neither directional or busisness premesis). for lighting see, "display lighting". | - | 10012 |  | Each | One | 1 - COMMERCIAL | Clive Angell | Chris Royle | 800.0053 | Option 2 | 941.7714 | 17.72% | 1203.6087 | 946.6071 | 18.33% | 0.5135% | 946.6071 | 18.33% | ERC Over-ridden | Malcolm Lytton | VOA_GPN_GOV_UK\6061678 | 2021-02-18 | Low | Amber | High | Cost information notes description used from the 2017 Cost Guide as more informative than 2021 Cost Guide. Costs indexed from 2017. | High Risk, no new cost data | Cost appears to be correct, but different to 2021. On investigtion Malcolm has gone back to 2017 negating the gross to net adjustments done last time. I've revised the index to go from the 2021 net costs. Minor edits to descriptions for grouping / readability. | NA | BCIS | 1.56 | (BEAMS Note 2) The ERC for this item should be added to all other rateable items on the hereditament (except land). Therefore the total of the ERC of the other Building Items and the P&M ERC (where applicable) to enable the correct contract size adjustment to be made. ERC of Building Component + ERC of P&M = Total ERC to which contract size adjustment should be applied. The appropriate % adjustment should be made in accordance with the scale for contract size adjustment specified under section 6 of the RCG 2021 Guidance notes. The currency ERC rates are set at £4m (Four Million Pounds) @ 1st April 2019 (AVD) for the RCG 2021 Publication. | Costs as per non-illuminated. Price includes supply, installation and delivery charges. Add for planning application fee. Planning fees for England can be obtained from the Planning Portal (www.planningportal.gov.uk), which has a link to the latest fees. Gurrent guide (as from 17th January 2018 onwards is £462 for advertisements which are neither directional or busisness premesis). for lighting see, "display lighting". | - | 2 | TRUE
26 | 60A04G | 4360 | 60A04G | Advertising Structures | Hoarding | Freestanding | Timber | Crown 16 | Hoardings - Freestanding - Timber. Typically the construction comprises a metal or plywood faced signboard with painted softwood frame surround, mechanically fixed to vertical metal stanchions set into concrete pad foundations. Freestanding hoardings (excluding lighting). An advertising hoarding is a large outdoor signboard found in places with high traffic such as cities, roads and motorways, aiming to show large advertisements to pedestrians and drivers. Some supports are wholly timber with stays, but the difference in cost compared to steel stancions (which require no stays) is not significant. The size of hoardings directly relates to the number of Crown Posters they can display. The dimensions for a Crown Poster are 412.8 x 533.4 mm. | Location Adjustment Applicable (See Guidance Notes) - ERC = UK mean of 1.00 | (BEAMS Note 2) The ERC for this item should be added to all other rateable items on the hereditament (except land). Therefore the total of the ERC of the other Building Items and the P&M ERC (where applicable) to enable the correct contract size adjustment to be made. ERC of Building Component + ERC of P&M = Total ERC to which contract size adjustment should be applied. The appropriate % adjustment should be made in accordance with the scale for contract size adjustment specified under section 6 of the RCG 2023 Guidance notes. The currency ERC rates are set at £4m (Four Million Pounds) @ 1st April 2021 (AVD) for the RCG 2023 Publication. | Costs as per non-illuminated. Price includes supply, installation and delivery charges. Add for planning application fee. Planning fees for England can be obtained from the Planning Portal (www.planningportal.gov.uk), which has a link to the latest fees. Gurrent guide (as from 17th January 2018 onwards is £462 for advertisements which are neither directional or busisness premesis). for lighting see, "display lighting". | Number of sheets or dimensions. | - | - | - | - | - | Photo 1 - General typical street view. Photo 2 - Typical frames with timber supports. Photo 3 - Rear view of typical supporting framework. Note - concrete foundation blocks may be flush with ground and not projecting. | - | 10012 |  | Each | One | 1 - COMMERCIAL | Clive Angell | Chris Royle | 855.1488 | Option 2 | 1006.6868 | 17.72% | 1495.8261 | 1176.4286 | 37.57% | 16.86% | 1176.4286 | 37.57% | ERC Over-ridden | Malcolm Lytton | VOA_GPN_GOV_UK\6061678 | 2021-02-18 | Low | Amber | High | Cost information notes description used from the 2017 Cost Guide as more informative than 2021 Cost Guide. Costs indexed from 2017. | High Risk - costs have been Indexed, no new data | Cost appears to be correct, but different to 2021. On investigtion Malcolm has gone back to 2017 negating the gross to net adjustments done last time. I've revised the index to go from the 2021 net costs. Minor edits to descriptions for grouping / readability. | NA | BCIS | 1.56 | (BEAMS Note 2) The ERC for this item should be added to all other rateable items on the hereditament (except land). Therefore the total of the ERC of the other Building Items and the P&M ERC (where applicable) to enable the correct contract size adjustment to be made. ERC of Building Component + ERC of P&M = Total ERC to which contract size adjustment should be applied. The appropriate % adjustment should be made in accordance with the scale for contract size adjustment specified under section 6 of the RCG 2021 Guidance notes. The currency ERC rates are set at £4m (Four Million Pounds) @ 1st April 2019 (AVD) for the RCG 2021 Publication. | Photo 1 - General typical street view. Photo 2 - Typical frames with timber supports. Photo 3 - Rear view of typical supporting framework. Note - concrete foundation blocks may be flush with ground and not projecting. | - | 2 | TRUE
27 | 60A04K | 4361 | 60A04K | Advertising Structures | Hoarding | Freestanding | Timber | Crown 32 | Hoardings - Freestanding - Timber. Typically the construction comprises a metal or plywood faced signboard with painted softwood frame surround, mechanically fixed to vertical metal stanchions set into concrete pad foundations. Freestanding hoardings (excluding lighting). An advertising hoarding is a large outdoor signboard found in places with high traffic such as cities, roads and motorways, aiming to show large advertisements to pedestrians and drivers. Some supports are wholly timber with stays, but the difference in cost compared to steel stancions (which require no stays) is not significant. The size of hoardings directly relates to the number of Crown Posters they can display. The dimensions for a Crown Poster are 412.8 x 533.4 mm. | Location Adjustment Applicable (See Guidance Notes) - ERC = UK mean of 1.00 | (BEAMS Note 2) The ERC for this item should be added to all other rateable items on the hereditament (except land). Therefore the total of the ERC of the other Building Items and the P&M ERC (where applicable) to enable the correct contract size adjustment to be made. ERC of Building Component + ERC of P&M = Total ERC to which contract size adjustment should be applied. The appropriate % adjustment should be made in accordance with the scale for contract size adjustment specified under section 6 of the RCG 2023 Guidance notes. The currency ERC rates are set at £4m (Four Million Pounds) @ 1st April 2021 (AVD) for the RCG 2023 Publication. | Costs as per non-illuminated. Price includes supply, installation and delivery charges. Add for planning application fee. Planning fees for England can be obtained from the Planning Portal (www.planningportal.gov.uk), which has a link to the latest fees. Gurrent guide (as from 17th January 2018 onwards is £462 for advertisements which are neither directional or busisness premesis). for lighting see, "display lighting". | Number of sheets or dimensions. | - | - | - | - | - | Photo 1 - General typical street view. Photo 2 - Typical frames with timber supports. Photo 3 - Rear view of typical supporting framework. Note - concrete foundation blocks may be flush with ground and not projecting. | - | 10012 |  | Each | One | 1 - COMMERCIAL | Clive Angell | Chris Royle | 1020.5794 | Option 2 | 1201.4327 | 17.72% | 1989.3261 | 1564.5536 | 53.3% | 30.22% | 1564.5536 | 53.3% | ERC Over-ridden | Malcolm Lytton | VOA_GPN_GOV_UK\6061678 | 2021-02-18 | Low | Amber | High | Cost information notes description used from the 2017 Cost Guide as more informative than 2021 Cost Guide. Costs indexed from 2017. | High Risk, no new data, CG2017 Indexed | Cost appears to be correct, but different to 2021. On investigtion Malcolm has gone back to 2017 negating the gross to net adjustments done last time. I've revised the index to go from the 2021 net costs. Minor edits to descriptions for grouping / readability. | NA | BCIS | 1.56 | (BEAMS Note 2) The ERC for this item should be added to all other rateable items on the hereditament (except land). Therefore the total of the ERC of the other Building Items and the P&M ERC (where applicable) to enable the correct contract size adjustment to be made. ERC of Building Component + ERC of P&M = Total ERC to which contract size adjustment should be applied. The appropriate % adjustment should be made in accordance with the scale for contract size adjustment specified under section 6 of the RCG 2021 Guidance notes. The currency ERC rates are set at £4m (Four Million Pounds) @ 1st April 2019 (AVD) for the RCG 2021 Publication. | Photo 1 - General typical street view. Photo 2 - Typical frames with timber supports. Photo 3 - Rear view of typical supporting framework. Note - concrete foundation blocks may be flush with ground and not projecting. | - | 2 | TRUE
28 | 60A04M | 4362 | 60A04M | Advertising Structures | Hoarding | Freestanding | Timber | Crown 48 | Hoardings - Freestanding - Timber. Typically the construction comprises a metal or plywood faced signboard with painted softwood frame surround, mechanically fixed to vertical metal stanchions set into concrete pad foundations. Freestanding hoardings (excluding lighting). An advertising hoarding is a large outdoor signboard found in places with high traffic such as cities, roads and motorways, aiming to show large advertisements to pedestrians and drivers. Some supports are wholly timber with stays, but the difference in cost compared to steel stancions (which require no stays) is not significant. The size of hoardings directly relates to the number of Crown Posters they can display. The dimensions for a Crown Poster are 412.8 x 533.4 mm. | Location Adjustment Applicable (See Guidance Notes) - ERC = UK mean of 1.00 | (BEAMS Note 2) The ERC for this item should be added to all other rateable items on the hereditament (except land). Therefore the total of the ERC of the other Building Items and the P&M ERC (where applicable) to enable the correct contract size adjustment to be made. ERC of Building Component + ERC of P&M = Total ERC to which contract size adjustment should be applied. The appropriate % adjustment should be made in accordance with the scale for contract size adjustment specified under section 6 of the RCG 2023 Guidance notes. The currency ERC rates are set at £4m (Four Million Pounds) @ 1st April 2021 (AVD) for the RCG 2023 Publication. | Costs as per non-illuminated. Price includes supply, installation and delivery charges. Add for planning application fee. Planning fees for England can be obtained from the Planning Portal (www.planningportal.gov.uk), which has a link to the latest fees. Gurrent guide (as from 17th January 2018 onwards is £462 for advertisements which are neither directional or busisness premesis). for lighting see, "display lighting". | Number of sheets or dimensions. | - | - | - | - | - | Photo 1 - General typical street view. Photo 2 - Typical frames with timber supports. Photo 3 - Rear view of typical supporting framework. Note - concrete foundation blocks may be flush with ground and not projecting. | - | 10012 |  | Each | One | 1 - COMMERCIAL | Clive Angell | Chris Royle | 1682.3016 | Option 2 | 1980.4165 | 17.72% | 2609.5217 | 2052.3214 | 21.99% | 3.631% | 2052.3214 | 21.99% | ERC Over-ridden | Malcolm Lytton | VOA_GPN_GOV_UK\6061678 | 2021-02-18 | Low | Amber | High | Cost information notes description used from the 2017 Cost Guide as more informative than 2021 cost Guide. Costs indexed from 2017. | High Risk, no new cost data, Indexed from CG2017 to CG2023 | Cost appears to be correct, but different to 2021. On investigtion Malcolm has gone back to 2017 negating the gross to net adjustments done last time. I've revised the index to go from the 2021 net costs. Minor edits to descriptions for grouping / readability. | NA | BCIS | 1.56 | (BEAMS Note 2) The ERC for this item should be added to all other rateable items on the hereditament (except land). Therefore the total of the ERC of the other Building Items and the P&M ERC (where applicable) to enable the correct contract size adjustment to be made. ERC of Building Component + ERC of P&M = Total ERC to which contract size adjustment should be applied. The appropriate % adjustment should be made in accordance with the scale for contract size adjustment specified under section 6 of the RCG 2021 Guidance notes. The currency ERC rates are set at £4m (Four Million Pounds) @ 1st April 2019 (AVD) for the RCG 2021 Publication. | Photo 1 - General typical street view. Photo 2 - Typical frames with timber supports. Photo 3 - Rear view of typical supporting framework. Note - concrete foundation blocks may be flush with ground and not projecting. | - | 2 | TRUE
29 | 60A04P | 4366 | 60A04P | Advertising Structures | Hoarding | Freestanding | Timber | Crown 64 | Hoardings - Freestanding - Timber. Typically the construction comprises a metal or plywood faced signboard with painted softwood frame surround, mechanically fixed to vertical metal stanchions set into concrete pad foundations. Freestanding hoardings (excluding lighting). An advertising hoarding is a large outdoor signboard found in places with high traffic such as cities, roads and motorways, aiming to show large advertisements to pedestrians and drivers. Some supports are wholly timber with stays, but the difference in cost compared to steel stancions (which require no stays) is not significant. The size of hoardings directly relates to the number of Crown Posters they can display. The dimensions for a Crown Poster are 412.8 x 533.4 mm. | Location Adjustment Applicable (See Guidance Notes) - ERC = UK mean of 1.00 | (BEAMS Note 2) The ERC for this item should be added to all other rateable items on the hereditament (except land). Therefore the total of the ERC of the other Building Items and the P&M ERC (where applicable) to enable the correct contract size adjustment to be made. ERC of Building Component + ERC of P&M = Total ERC to which contract size adjustment should be applied. The appropriate % adjustment should be made in accordance with the scale for contract size adjustment specified under section 6 of the RCG 2023 Guidance notes. The currency ERC rates are set at £4m (Four Million Pounds) @ 1st April 2021 (AVD) for the RCG 2023 Publication. | Costs as per non-illuminated. Price includes supply, installation and delivery charges. Add for planning application fee. Planning fees for England can be obtained from the Planning Portal (www.planningportal.gov.uk), which has a link to the latest fees. Gurrent guide (as from 17th January 2018 onwards is £462 for advertisements which are neither directional or busisness premesis). for lighting see, "display lighting". | Number of sheets or dimensions. | - | - | - | - | - | Photo 1 - General typical street view. Photo 2 - Typical frames with timber supports. Photo 3 - Rear view of typical supporting framework. Note - concrete foundation blocks may be flush with ground and not projecting. | - | 10012 |  | Each | One | 1 - COMMERCIAL | Clive Angell | Chris Royle | 2068.3063 | Option 2 | 2434.8237 | 17.72% | 3344.1522 | 2630.0893 | 27.16% | 8.02% | 2630.0893 | 27.16% | ERC Over-ridden | Malcolm Lytton | VOA_GPN_GOV_UK\6061678 | 2021-02-18 | Low | Amber | High | Cost information notes description used from the 2017 Cost Guide as more informative than 2021 Cost Guide. Costs indexed from 2017. | High Risk, no cost data, Index CG2017 to CG2023 | Cost appears to be correct, but different to 2021. On investigtion Malcolm has gone back to 2017 negating the gross to net adjustments done last time. I've revised the index to go from the 2021 net costs. Minor edits to descriptions for grouping / readability. | NA | BCIS | 1.56 | (BEAMS Note 2) The ERC for this item should be added to all other rateable items on the hereditament (except land). Therefore the total of the ERC of the other Building Items and the P&M ERC (where applicable) to enable the correct contract size adjustment to be made. ERC of Building Component + ERC of P&M = Total ERC to which contract size adjustment should be applied. The appropriate % adjustment should be made in accordance with the scale for contract size adjustment specified under section 6 of the RCG 2021 Guidance notes. The currency ERC rates are set at £4m (Four Million Pounds) @ 1st April 2019 (AVD) for the RCG 2021 Publication. | Photo 1 - General typical street view. Photo 2 - Typical frames with timber supports. Photo 3 - Rear view of typical supporting framework. Note - concrete foundation blocks may be flush with ground and not projecting. | - | 2 | TRUE
30 | 60A04T | 4367 | 60A04T | Advertising Structures | Hoarding | Freestanding | Timber | Crown 96 | Hoardings - Freestanding - Timber. Typically the construction comprises a metal or plywood faced signboard with painted softwood frame surround, mechanically fixed to vertical metal stanchions set into concrete pad foundations. Freestanding hoardings (excluding lighting). An advertising hoarding is a large outdoor signboard found in places with high traffic such as cities, roads and motorways, aiming to show large advertisements to pedestrians and drivers. Some supports are wholly timber with stays, but the difference in cost compared to steel stancions (which require no stays) is not significant. The size of hoardings directly relates to the number of Crown Posters they can display. The dimensions for a Crown Poster are 412.8 x 533.4 mm. | Location Adjustment Applicable (See Guidance Notes) - ERC = UK mean of 1.00 | (BEAMS Note 2) The ERC for this item should be added to all other rateable items on the hereditament (except land). Therefore the total of the ERC of the other Building Items and the P&M ERC (where applicable) to enable the correct contract size adjustment to be made. ERC of Building Component + ERC of P&M = Total ERC to which contract size adjustment should be applied. The appropriate % adjustment should be made in accordance with the scale for contract size adjustment specified under section 6 of the RCG 2023 Guidance notes. The currency ERC rates are set at £4m (Four Million Pounds) @ 1st April 2021 (AVD) for the RCG 2023 Publication. | Costs as per non-illuminated. Price includes supply, installation and delivery charges. Add for planning application fee. Planning fees for England can be obtained from the Planning Portal (www.planningportal.gov.uk), which has a link to the latest fees. Gurrent guide (as from 17th January 2018 onwards is £462 for advertisements which are neither directional or busisness premesis). for lighting see, "display lighting". | Number of sheets or dimensions. | - | - | - | - | - | Photo 1 - General typical street view. Photo 2 - Typical frames with timber supports. Photo 3 - Rear view of typical supporting framework. Note - concrete foundation blocks may be flush with ground and not projecting. | - | 10012 |  | Each | One | 1 - COMMERCIAL | Clive Angell | Chris Royle | 2674.8851 | Option 2 | 3148.8922 | 17.72% | 4653 | 3659.4643 | 36.81% | 16.21% | 3659.4643 | 36.81% | ERC Over-ridden | Malcolm Lytton | VOA_GPN_GOV_UK\6061678 | 2021-02-18 | Low | Amber | High | Cost infromation notes description used from the 2017 Cost Guide as more infomative than 2021 Cost guide. Costs indexed from 2017. | High risk, no new cost data, Index from CG2017 to CG2023 | Cost appears to be correct, but different to 2021. On investigtion Malcolm has gone back to 2017 negating the gross to net adjustments done last time. I've revised the index to go from the 2021 net costs. Minor edits to descriptions for grouping / readability. | NA | BCIS | 1.56 | (BEAMS Note 2) The ERC for this item should be added to all other rateable items on the hereditament (except land). Therefore the total of the ERC of the other Building Items and the P&M ERC (where applicable) to enable the correct contract size adjustment to be made. ERC of Building Component + ERC of P&M = Total ERC to which contract size adjustment should be applied. The appropriate % adjustment should be made in accordance with the scale for contract size adjustment specified under section 6 of the RCG 2021 Guidance notes. The currency ERC rates are set at £4m (Four Million Pounds) @ 1st April 2019 (AVD) for the RCG 2021 Publication. | Photo 1 - General typical street view. Photo 2 - Typical frames with timber supports. Photo 3 - Rear view of typical supporting framework. Note - concrete foundation blocks may be flush with ground and not projecting. | - | 2 | TRUE
31 | 60A04V | 4368 | 60A04V | Advertising Structures | Hoarding | Freestanding | Timber | Crown 192 | Hoardings - Freestanding - Timber. Typically the construction comprises a metal or plywood faced signboard with painted softwood frame surround, mechanically fixed to vertical metal stanchions set into concrete pad foundations. Freestanding hoardings (excluding lighting). An advertising hoarding is a large outdoor signboard found in places with high traffic such as cities, roads and motorways, aiming to show large advertisements to pedestrians and drivers. Some supports are wholly timber with stays, but the difference in cost compared to steel stancions (which require no stays) is not significant. The size of hoardings directly relates to the number of Crown Posters they can display. The dimensions for a Crown Poster are 412.8 x 533.4 mm. | Location Adjustment Applicable (See Guidance Notes) - ERC = UK mean of 1.00 | (BEAMS Note 2) The ERC for this item should be added to all other rateable items on the hereditament (except land). Therefore the total of the ERC of the other Building Items and the P&M ERC (where applicable) to enable the correct contract size adjustment to be made. ERC of Building Component + ERC of P&M = Total ERC to which contract size adjustment should be applied. The appropriate % adjustment should be made in accordance with the scale for contract size adjustment specified under section 6 of the RCG 2023 Guidance notes. The currency ERC rates are set at £4m (Four Million Pounds) @ 1st April 2021 (AVD) for the RCG 2023 Publication. | Costs as per non-illuminated. Price includes supply, installation and delivery charges. Add for planning application fee. Planning fees for England can be obtained from the Planning Portal (www.planningportal.gov.uk), which has a link to the latest fees. Gurrent guide (as from 17th January 2018 onwards is £462 for advertisements which are neither directional or busisness premesis). for lighting see, "display lighting". | Number of sheets or dimensions. | - | - | - | - | - | Photo 1 - General typical street view. Photo 2 - Typical frames with timber supports. Photo 3 - Rear view of typical supporting framework. Note - concrete foundation blocks may be flush with ground and not projecting. | - | 10012 |  | Each | One | 1 - COMMERCIAL | Clive Angell | Chris Royle | 5156.3436 | Option 2 | 6070.0815 | 17.72% | 8678.6522 | 6825.5357 | 32.37% | 12.45% | 6825.5357 | 32.37% | ERC Over-ridden | Malcolm Lytton | VOA_GPN_GOV_UK\6061678 | 2021-02-18 | Low | Amber | High | Cost information notes description used from the 2017 Cost Guide as more informative than 2021 Cost Guide. Costs indexed from 2017. | High Risk, No new cost data, Indexed from CG2017 to CG2023 | Cost appears to be correct, but different to 2021. On investigtion Malcolm has gone back to 2017 negating the gross to net adjustments done last time. I've revised the index to go from the 2021 net costs. Minor edits to descriptions for grouping / readability. | NA | BCIS | 1.56 | (BEAMS Note 2) The ERC for this item should be added to all other rateable items on the hereditament (except land). Therefore the total of the ERC of the other Building Items and the P&M ERC (where applicable) to enable the correct contract size adjustment to be made. ERC of Building Component + ERC of P&M = Total ERC to which contract size adjustment should be applied. The appropriate % adjustment should be made in accordance with the scale for contract size adjustment specified under section 6 of the RCG 2021 Guidance notes. The currency ERC rates are set at £4m (Four Million Pounds) @ 1st April 2019 (AVD) for the RCG 2021 Publication. | Photo 1 - General typical street view. Photo 2 - Typical frames with timber supports. Photo 3 - Rear view of typical supporting framework. Note - concrete foundation blocks may be flush with ground and not projecting. | - | 2 | TRUE
20 | 60A06A | 4459 | 60A06A | Advertising Structures | Hoarding | Freestanding | Metal | Crown 12 Sheet | Freestanding metal single aspect display errected on steel support stanchions with a metal box frame with acrylic glazing. Stanchions set within concrete pad foundations. Approx size 3.05m x 1.52m (12 sheet). | Location Adjustment Applicable (See Guidance Notes) - ERC = UK mean of 1.00 | (BEAMS Note 2) The ERC for this item should be added to all other rateable items on the hereditament (except land). Therefore the total of the ERC of the other Building Items and the P&M ERC (where applicable) to enable the correct contract size adjustment to be made. ERC of Building Component + ERC of P&M = Total ERC to which contract size adjustment should be applied. The appropriate % adjustment should be made in accordance with the scale for contract size adjustment specified under section 6 of the RCG 2023 Guidance notes. The currency ERC rates are set at £4m (Four Million Pounds) @ 1st April 2021 (AVD) for the RCG 2023 Publication. | Price includes supply, installation and delivery charges. Add for planning application fee. Planning fees for England can be obtained from the Planning Portal (www.planningportal.gov.uk), which has a link to the latest fees. Gurrent guide (as from 17th January 2018 onwards is £462 for advertisements which are neither directional or busisness premesis). For items such as platforms and walkways see Staris and Walkways. Note: Also see variations. | - | - | - | - | - | For site difficulties - limited access such as a traffic island or over 5m above ground level - add 2.5% to cost. | - | - | 10005 |  | Each | - | 1 - COMMERCIAL | Clive Angell | Chris Royle | 1047.7269 | Option 2 | 1233.391 | 17.72% | 1989.3261 | 1564.5536 | 49.33% | 26.85% | 1564.5536 | 49.33% | ERC Over-ridden | Malcolm Lytton | VOA_GPN_GOV_UK\6061678 | 2021-02-02 | Low | Amber | High | Costs indexed from 2017 rating cost guide as no recent costs available. | High Risk, No new cost data, Indexed from CG2017 to CG2023 | Cost appears to be correct, but different to 2021. On investigtion Malcolm has gone back to 2017 negating the gross to net adjustments done last time. I've revised the index to go from the 2021 net costs. Minor edits to descriptions for grouping / readability. | NA | Supplier/Manufacturer | 1.56 | (BEAMS Note 2) The ERC for this item should be added to all other rateable items on the hereditament (except land). Therefore the total of the ERC of the other Building Items and the P&M ERC (where applicable) to enable the correct contract size adjustment to be made. ERC of Building Component + ERC of P&M = Total ERC to which contract size adjustment should be applied. The appropriate % adjustment should be made in accordance with the scale for contract size adjustment specified under section 6 of the RCG 2021 Guidance notes. The currency ERC rates are set at £4m (Four Million Pounds) @ 1st April 2019 (AVD) for the RCG 2021 Publication. | - | - | 2 | TRUE
21 | 60A06F | 4345 | 60A06F | Advertising Structures | Hoarding | Freestanding | Metal | Crown 48 Sheet | Freestanding metal single aspect display errected on steel support stanchions with a metal box frame with acrylic glazing. Stanchions set within concrete pad foundations. Approx size 6.1m x 3.05m (48 sheet). | Location Adjustment Applicable (See Guidance Notes) - ERC = UK mean of 1.00 | (BEAMS Note 2) The ERC for this item should be added to all other rateable items on the hereditament (except land). Therefore the total of the ERC of the other Building Items and the P&M ERC (where applicable) to enable the correct contract size adjustment to be made. ERC of Building Component + ERC of P&M = Total ERC to which contract size adjustment should be applied. The appropriate % adjustment should be made in accordance with the scale for contract size adjustment specified under section 6 of the RCG 2023 Guidance notes. The currency ERC rates are set at £4m (Four Million Pounds) @ 1st April 2021 (AVD) for the RCG 2023 Publication. | Price includes supply, installation and delivery charges. Add for planning application fee. Planning fees for England can be obtained from the Planning Portal (www.planningportal.gov.uk), which has a link to the latest fees. Gurrent guide (as from 17th January 2018 onwards is £462 for advertisements which are neither directional or busisness premesis). For items such as platforms and walkways see Staris and Walkways. Note: Also see variations. | - | - | - | - | - | For site difficulties - limited access such as a traffic island or over 5m above ground level - add 2.5% to cost. | - | - | 10005 |  | Each | - | 1 - COMMERCIAL | Clive Angell | Chris Royle | 1930.0233 | Option 2 | 2272.0361 | 17.72% | 6737.3478 | 5298.75 | 174.5% | 133.2% | 5298.75 | 174.5% | ERC Over-ridden | Malcolm Lytton | VOA_GPN_GOV_UK\6061678 | 2021-02-02 | Low | Amber | High | Costs indexed from 2017 rating cost guide as no recent cost information available. | High Risk, no new cost data, Indexed CG2017 to CG2023 | Cost appears to be correct, but different to 2021. On investigtion Malcolm has gone back to 2017 negating the gross to net adjustments done last time. I've revised the index to go from the 2021 net costs. Minor edits to descriptions for grouping / readability. | NA | Supplier/Manufacturer | 1.56 | (BEAMS Note 2) The ERC for this item should be added to all other rateable items on the hereditament (except land). Therefore the total of the ERC of the other Building Items and the P&M ERC (where applicable) to enable the correct contract size adjustment to be made. ERC of Building Component + ERC of P&M = Total ERC to which contract size adjustment should be applied. The appropriate % adjustment should be made in accordance with the scale for contract size adjustment specified under section 6 of the RCG 2021 Guidance notes. The currency ERC rates are set at £4m (Four Million Pounds) @ 1st April 2019 (AVD) for the RCG 2021 Publication. | - | - | 2 | TRUE
22 | 60A06K | 4369 | 60A06K | Advertising Structures | Hoarding | Freestanding | Metal | Crown 96 Sheet | Freestanding metal single aspect display errected on steel support stanchions with a metal box frame with acrylic glazing. Stanchions set within concrete pad foundations. Approx size 12.2m x 3.05m (96 sheet). | Location Adjustment Applicable (See Guidance Notes) - ERC = UK mean of 1.00 | (BEAMS Note 2) The ERC for this item should be added to all other rateable items on the hereditament (except land). Therefore the total of the ERC of the other Building Items and the P&M ERC (where applicable) to enable the correct contract size adjustment to be made. ERC of Building Component + ERC of P&M = Total ERC to which contract size adjustment should be applied. The appropriate % adjustment should be made in accordance with the scale for contract size adjustment specified under section 6 of the RCG 2023 Guidance notes. The currency ERC rates are set at £4m (Four Million Pounds) @ 1st April 2021 (AVD) for the RCG 2023 Publication. | Price includes supply, installation and delivery charges. Add for planning application fee. Planning fees for England can be obtained from the Planning Portal (www.planningportal.gov.uk), which has a link to the latest fees. Gurrent guide (as from 17th January 2018 onwards is £462 for advertisements which are neither directional or busisness premesis). For items such as platforms and walkways see Staris and Walkways. Note: Also see variations. | - | - | - | - | - | For site difficulties - limited access such as a traffic island or over 5m above ground level - add 2.5% to cost. | - | - | 10005 |  | Each | - | 1 - COMMERCIAL | Clive Angell | Chris Royle | 3860.0466 | Option 2 | 4544.0722 | 17.72% | 13060.8913 | 10272.0536 | 166.1% | 126.1% | 10272.0536 | 166.1% | ERC Over-ridden | Malcolm Lytton | VOA_GPN_GOV_UK\6061678 | 2021-02-02 | Low | Amber | High | Costs indexed from the 2017 rating cost guide as no recent cost information available. | High Risk, no new cost data, Indexed from CG2017 to CG2023 | Cost appears to be correct, but different to 2021. On investigtion Malcolm has gone back to 2017 negating the gross to net adjustments done last time. I've revised the index to go from the 2021 net costs. Minor edits to descriptions for grouping / readability. | NA | Supplier/Manufacturer | 1.56 | (BEAMS Note 2) The ERC for this item should be added to all other rateable items on the hereditament (except land). Therefore the total of the ERC of the other Building Items and the P&M ERC (where applicable) to enable the correct contract size adjustment to be made. ERC of Building Component + ERC of P&M = Total ERC to which contract size adjustment should be applied. The appropriate % adjustment should be made in accordance with the scale for contract size adjustment specified under section 6 of the RCG 2021 Guidance notes. The currency ERC rates are set at £4m (Four Million Pounds) @ 1st April 2019 (AVD) for the RCG 2021 Publication. | - | - | 2 | TRUE
23 | 60A06M | 4346 | 60A06M | Advertising Structures | Hoarding | Freestanding | Metal | Crown 192 Sheet | Freestanding metal single aspect display errected on steel support stanchions with a metal box frame with acrylic glazing. Stanchions set within concrete pad foundations. Approx size 24.4m x 3.05m (192 sheet). | Location Adjustment Applicable (See Guidance Notes) - ERC = UK mean of 1.00 | (BEAMS Note 2) The ERC for this item should be added to all other rateable items on the hereditament (except land). Therefore the total of the ERC of the other Building Items and the P&M ERC (where applicable) to enable the correct contract size adjustment to be made. ERC of Building Component + ERC of P&M = Total ERC to which contract size adjustment should be applied. The appropriate % adjustment should be made in accordance with the scale for contract size adjustment specified under section 6 of the RCG 2023 Guidance notes. The currency ERC rates are set at £4m (Four Million Pounds) @ 1st April 2021 (AVD) for the RCG 2023 Publication. | Price includes supply, installation and delivery charges. Add for planning application fee. Planning fees for England can be obtained from the Planning Portal (www.planningportal.gov.uk), which has a link to the latest fees. Gurrent guide (as from 17th January 2018 onwards is £462 for advertisements which are neither directional or busisness premesis). For items such as platforms and walkways see Staris and Walkways. Note: Also see variations. | - | - | - | - | - | For site difficulties - limited access such as a traffic island or over 5m above ground level - add 2.5% to cost. | - | - | 10005 |  | Each | - | 1 - COMMERCIAL | Clive Angell | Chris Royle | 8271.5285 | Option 2 | 9737.2975 | 17.72% | 25706.9565 | 20217.8571 | 144.4% | 107.6% | 20217.8571 | 144.4% | ERC Over-ridden | Malcolm Lytton | VOA_GPN_GOV_UK\6061678 | 2021-02-02 | Low | Amber | High | Costs indexed from the 2017 rating cost guide as no recent cost information available. | High Risk, no new cost data, Indexed from CG2017 to CG2023 | Cost appears to be correct, but different to 2021. On investigtion Malcolm has gone back to 2017 negating the gross to net adjustments done last time. I've revised the index to go from the 2021 net costs. Minor edits to descriptions for grouping / readability. | NA | Supplier/Manufacturer | 1.56 | (BEAMS Note 2) The ERC for this item should be added to all other rateable items on the hereditament (except land). Therefore the total of the ERC of the other Building Items and the P&M ERC (where applicable) to enable the correct contract size adjustment to be made. ERC of Building Component + ERC of P&M = Total ERC to which contract size adjustment should be applied. The appropriate % adjustment should be made in accordance with the scale for contract size adjustment specified under section 6 of the RCG 2021 Guidance notes. The currency ERC rates are set at £4m (Four Million Pounds) @ 1st April 2019 (AVD) for the RCG 2021 Publication. | - | - | 2 | TRUE
32 | 60A72D | 4105 | 60A72D | Advertising Structures | Hoarding | Large format Scrollers | Crown 48 Sheet | Freestanding | These structures comprise a metal box frame and one internally illuminated as a light box with internal mechanism to enable more than one advert to be displayed as each advert scrolls into view. Steel box stanchions set into concrete pad foundations support freestanding structure. | Location Adjustment Applicable (See Guidance Notes) - ERC = UK mean of 1.00 | (BEAMS Note 2) The ERC for this item should be added to all other rateable items on the hereditament (except land). Therefore the total of the ERC of the other Building Items and the P&M ERC (where applicable) to enable the correct contract size adjustment to be made. ERC of Building Component + ERC of P&M = Total ERC to which contract size adjustment should be applied. The appropriate % adjustment should be made in accordance with the scale for contract size adjustment specified under section 6 of the RCG 2023 Guidance notes. The currency ERC rates are set at £4m (Four Million Pounds) @ 1st April 2021 (AVD) for the RCG 2023 Publication. | Add Planning fees of £462 as from 17 January 2018. Illumination included in the cost as this item is typically backlit. | - | - | - | - | - | For site difficulties - limited access such as a traffic island or over 5.0m above ground level add 2.5% to cost. | Large Format Scrollers | - | 10006 |  | Each | - | 1 - COMMERCIAL | Clive Angell | Chris Royle | 23160.2798 | Option 2 | 27264.4331 | 17.72% | 38429.6522 | 30223.9286 | 30.5% | 10.85% | 30223.9286 | 30.5% | ERC Over-ridden | Malcolm Lytton | VOA_GPN_GOV_UK\6061678 | 2021-02-10 | Low | Amber | High | Description altered to remove the "structures wall mounted are mechanically fixed to walls on a support frame or directly into the structure" to make it clear this code is for freestanding structures only. Costs indexed from 2017 cost guide as no recent costs available. | High Risk, no new cost, planning costs as evidence tab, Indexed CG2017 to CG2023 | Cost appears to be correct, but different to 2021. On investigtion Malcolm has gone back to 2017 negating the gross to net adjustments done last time. I've revised the index to go from the 2021 net costs. | NA | BCIS | 1.56 | (BEAMS Note 2) The ERC for this item should be added to all other rateable items on the hereditament (except land). Therefore the total of the ERC of the other Building Items and the P&M ERC (where applicable) to enable the correct contract size adjustment to be made. ERC of Building Component + ERC of P&M = Total ERC to which contract size adjustment should be applied. The appropriate % adjustment should be made in accordance with the scale for contract size adjustment specified under section 6 of the RCG 2021 Guidance notes. The currency ERC rates are set at £4m (Four Million Pounds) @ 1st April 2019 (AVD) for the RCG 2021 Publication. | Large Format Scrollers | - | 2 | TRUE
33 | 60A72F | 4106 | 60A72F | Advertising Structures | Hoarding | Large format Scrollers | Crown 48 Sheet | Wall Mounted | These structures comprise a metal box frame and one internally illuminated as a light box with internal mechanism to enable more than one advert to be displayed as each advert scrolls into view. Mechanically fixed to walls on a support frame or directly into the structure. | Location Adjustment Applicable (See Guidance Notes) - ERC = UK mean of 1.00 | (BEAMS Note 2) The ERC for this item should be added to all other rateable items on the hereditament (except land). Therefore the total of the ERC of the other Building Items and the P&M ERC (where applicable) to enable the correct contract size adjustment to be made. ERC of Building Component + ERC of P&M = Total ERC to which contract size adjustment should be applied. The appropriate % adjustment should be made in accordance with the scale for contract size adjustment specified under section 6 of the RCG 2023 Guidance notes. The currency ERC rates are set at £4m (Four Million Pounds) @ 1st April 2021 (AVD) for the RCG 2023 Publication. | Add Planning fees of £462 as from 17 January 2018. Illumination included in the cost as this item is typically backlit. | - | - | - | - | - | For site difficulties - limited access such as a traffic island or over 5.0m above ground level add 2.5% to cost. | Large Format Scrollers | - | 10006 |  | Each | - | 1 - COMMERCIAL | Clive Angell | Chris Royle | 22057.4093 | Option 2 | 25966.1267 | 17.72% | 36599.7174 | 28784.7321 | 30.5% | 10.85% | 28784.7321 | 30.5% | ERC Over-ridden | Malcolm Lytton | VOA_GPN_GOV_UK\6061678 | 2021-02-10 | Low | Amber | High | Description altered to remove the text describing freestanding structures to make it clear this code covers Wall Mounted scrollers only. | High Risk, no new cost, planning costs as evidence tab, Indexed CG2017 to CG2023 | Cost appears to be correct, but different to 2021. On investigtion Malcolm has gone back to 2017 negating the gross to net adjustments done last time. I've revised the index to go from the 2021 net costs. | NA | BCIS | 1.56 | (BEAMS Note 2) The ERC for this item should be added to all other rateable items on the hereditament (except land). Therefore the total of the ERC of the other Building Items and the P&M ERC (where applicable) to enable the correct contract size adjustment to be made. ERC of Building Component + ERC of P&M = Total ERC to which contract size adjustment should be applied. The appropriate % adjustment should be made in accordance with the scale for contract size adjustment specified under section 6 of the RCG 2021 Guidance notes. The currency ERC rates are set at £4m (Four Million Pounds) @ 1st April 2019 (AVD) for the RCG 2021 Publication. | Large Format Scrollers | - | 2 | TRUE
34 | 60A72H | 4107 | 60A72H | Advertising Structures | Hoarding | Large format Scrollers | Crown 96 Sheet | Freestanding | These structures comprise a metal box frame and one internally illuminated as a light box with internal mechanism to enable more than one advert to be displayed as each advert scrolls into view. Steel box stanchions set into concrete pad foundations support freestanding structure. | Location Adjustment Applicable (See Guidance Notes) - ERC = UK mean of 1.00 | (BEAMS Note 2) The ERC for this item should be added to all other rateable items on the hereditament (except land). Therefore the total of the ERC of the other Building Items and the P&M ERC (where applicable) to enable the correct contract size adjustment to be made. ERC of Building Component + ERC of P&M = Total ERC to which contract size adjustment should be applied. The appropriate % adjustment should be made in accordance with the scale for contract size adjustment specified under section 6 of the RCG 2023 Guidance notes. The currency ERC rates are set at £4m (Four Million Pounds) @ 1st April 2021 (AVD) for the RCG 2023 Publication. | Add Planning fees of £462 as from 17 January 2018. Illumination included in the cost as this item is typically backlit. | - | - | - | - | - | For site difficulties - limited access such as a traffic island or over 5.0m above ground level add 2.5% to cost. | Large format Scrollers | - | 10006 |  | Each | - | 1 - COMMERCIAL | Clive Angell | Chris Royle | 40806.2072 | Option 2 | 48037.3344 | 17.72% | 67709.6304 | 53251.875 | 30.5% | 10.86% | 53251.875 | 30.5% | ERC Over-ridden | Malcolm Lytton | VOA_GPN_GOV_UK\6061678 | 2021-02-10 | Low | Amber | High | Description altered to remove the "Structures wall mounted are mechanically fixed to walls on a support frame or directly into the structure" to make it clear this code is for freestanding structures only. Costs indexed from the 2017 rating cost guide as no recent costs available. | High Risk, no new cost, planning costs as evidence tab, Indexed CG2017 to CG2023 | Cost appears to be correct, but different to 2021. On investigtion Malcolm has gone back to 2017 negating the gross to net adjustments done last time. I've revised the index to go from the 2021 net costs. | NA | BCIS | 1.56 | (BEAMS Note 2) The ERC for this item should be added to all other rateable items on the hereditament (except land). Therefore the total of the ERC of the other Building Items and the P&M ERC (where applicable) to enable the correct contract size adjustment to be made. ERC of Building Component + ERC of P&M = Total ERC to which contract size adjustment should be applied. The appropriate % adjustment should be made in accordance with the scale for contract size adjustment specified under section 6 of the RCG 2021 Guidance notes. The currency ERC rates are set at £4m (Four Million Pounds) @ 1st April 2019 (AVD) for the RCG 2021 Publication. | Large format Scrollers | - | 2 | TRUE
35 | 60A72J | 4108 | 60A72J | Advertising Structures | Hoarding | Large format Scrollers | Crown 96 Sheet | Wall Mounted | These structures comprise a metal box frame and one internally illuminated as a light box with internal mechanism to enable more than one advert to be displayed as each advert scrolls into view. Mechanically fixed to walls on a support frame or directly into the structure. | Location Adjustment Applicable (See Guidance Notes) - ERC = UK mean of 1.00 | (BEAMS Note 2) The ERC for this item should be added to all other rateable items on the hereditament (except land). Therefore the total of the ERC of the other Building Items and the P&M ERC (where applicable) to enable the correct contract size adjustment to be made. ERC of Building Component + ERC of P&M = Total ERC to which contract size adjustment should be applied. The appropriate % adjustment should be made in accordance with the scale for contract size adjustment specified under section 6 of the RCG 2023 Guidance notes. The currency ERC rates are set at £4m (Four Million Pounds) @ 1st April 2021 (AVD) for the RCG 2023 Publication. | Add Planning fees of £462 as from 17 January 2018. Illumination included in the cost as this item is typically backlit. | - | - | - | - | - | For site difficulties - limited access such as a traffic island or over 5.0m above ground level add 2.5% to cost. | Large Format Scrollers | - | 10006 |  | Each | - | 1 - COMMERCIAL | Clive Angell | Chris Royle | 39703.3367 | Option 2 | 46739.0281 | 17.72% | 65879.6957 | 51812.6786 | 30.5% | 10.86% | 51812.6786 | 30.5% | ERC Over-ridden | Malcolm Lytton | VOA_GPN_GOV_UK\6061678 | 2021-08-17 | Low | Amber | High | Description altered to remove the reference to freestanding large format scrollers to make it clear this code refers to wall mounted scrollers. Costs indexed from 2017 rating cost guide as no recent cost information available. | High Risk, no new cost, planning costs as evidence tab, Indexed CG2017 to CG2023 | Typo with 2021 rate. Now fixed. 10/02/21 - Cost appears to be correct, but different to 2021. On investigtion Malcolm has gone back to 2017 negating the gross to net adjustments done last time. I've revised the index to go from the 2021 net costs. | NA | BCIS | 1.56 | (BEAMS Note 2) The ERC for this item should be added to all other rateable items on the hereditament (except land). Therefore the total of the ERC of the other Building Items and the P&M ERC (where applicable) to enable the correct contract size adjustment to be made. ERC of Building Component + ERC of P&M = Total ERC to which contract size adjustment should be applied. The appropriate % adjustment should be made in accordance with the scale for contract size adjustment specified under section 6 of the RCG 2021 Guidance notes. The currency ERC rates are set at £4m (Four Million Pounds) @ 1st April 2019 (AVD) for the RCG 2021 Publication. | Large Format Scrollers | - | 2 | TRUE
36 | 60A52A | 4379 | 60A52A | Advertising Structures | Hoarding | Light Boxes | Wall mounted | Crown 4 | Metal box frame, including lighting providing illumination and glazing. 25mm thick frame. Wall mounted. Approx. size 1.02m x 1.52m (4 sheet). | Location Adjustment Applicable (See Guidance Notes) - ERC = UK mean of 1.00 | (BEAMS Note 2) The ERC for this item should be added to all other rateable items on the hereditament (except land). Therefore the total of the ERC of the other Building Items and the P&M ERC (where applicable) to enable the correct contract size adjustment to be made. ERC of Building Component + ERC of P&M = Total ERC to which contract size adjustment should be applied. The appropriate % adjustment should be made in accordance with the scale for contract size adjustment specified under section 6 of the RCG 2023 Guidance notes. The currency ERC rates are set at £4m (Four Million Pounds) @ 1st April 2021 (AVD) for the RCG 2023 Publication. | Price includes supply, installation and delivery charges. Add for planning application fee. Planning fees for England can be obtained from the Planning Portal (www.planningportal.gov.uk), which has a link to the latest fees. Gurrent guide (as from 17th January 2018 onwards is £462 for advertisements which are neither directional or busisness premesis). | - | - | - | Walkways and platforms | - | Add 15% to cost if base of hoarding is over 5.0m above ground level or on a difficult/sloping site. | Sheet light box - illuminated internally | - | 10013 |  | Each | - | 1 - COMMERCIAL | Clive Angell | Chris Royle | 171.3691 | Option 2 | 201.7368 | 17.72% | 500.6522 | 393.75 | 129.8% | 95.18% | 393.75 | 129.8% | ERC Over-ridden | Malcolm Lytton | VOA_GPN_GOV_UK\6061678 | 2021-02-10 | Low | Amber | High | Referancing text in 2017 cost guide moved to Cost Information notes. Costs indexed as no recent cost information available. | High Risk, no new cost data, Indexed from CG2017 to CG2023 | Cost appears to be correct, but different to 2021. On investigtion Malcolm has gone back to 2017 negating the gross to net adjustments done last time. I've revised the index to go from the 2021 net costs. | NA | BCIS | 1.56 | (BEAMS Note 2) The ERC for this item should be added to all other rateable items on the hereditament (except land). Therefore the total of the ERC of the other Building Items and the P&M ERC (where applicable) to enable the correct contract size adjustment to be made. ERC of Building Component + ERC of P&M = Total ERC to which contract size adjustment should be applied. The appropriate % adjustment should be made in accordance with the scale for contract size adjustment specified under section 6 of the RCG 2021 Guidance notes. The currency ERC rates are set at £4m (Four Million Pounds) @ 1st April 2019 (AVD) for the RCG 2021 Publication. | Sheet light box - illuminated internally | - | 2 | TRUE
37 | 60A52F | 4380 | 60A52F | Advertising Structures | Hoarding | Light Boxes | Wall mounted | Crown 6 | Metal box frame, including lighting providing illumination and glazing. 25mm thick frame. Wall mounted. Approx. size 1.8m x 1.2m (6 sheet). | Location Adjustment Applicable (See Guidance Notes) - ERC = UK mean of 1.00 | (BEAMS Note 2) The ERC for this item should be added to all other rateable items on the hereditament (except land). Therefore the total of the ERC of the other Building Items and the P&M ERC (where applicable) to enable the correct contract size adjustment to be made. ERC of Building Component + ERC of P&M = Total ERC to which contract size adjustment should be applied. The appropriate % adjustment should be made in accordance with the scale for contract size adjustment specified under section 6 of the RCG 2023 Guidance notes. The currency ERC rates are set at £4m (Four Million Pounds) @ 1st April 2021 (AVD) for the RCG 2023 Publication. | Price includes supply, installation and delivery charges. Add for planning application fee. Planning fees for England can be obtained from the Planning Portal (www.planningportal.gov.uk), which has a link to the latest fees. Gurrent guide (as from 17th January 2018 onwards is £462 for advertisements which are neither directional or busisness premesis). | - | - | - | Walkways and platforms | - | Add 15% to cost if base of hoarding is over 5.0m above ground level or on a difficult/sloping site. | Sheet light box - illuminated internally | - | 10013 |  | Each | - | 1 - COMMERCIAL | Clive Angell | Chris Royle | 193.4265 | Option 2 | 227.703 | 17.72% | 662.087 | 520.7143 | 169.2% | 128.7% | 520.7143 | 169.2% | ERC Over-ridden | Malcolm Lytton | VOA_GPN_GOV_UK\6061678 | 2021-02-10 | Low | Amber | High | 2017 cost guide referencing notes moved to Cost information Notes. Costs indexed as no recent cost information available. | High Risk, no new cost data, Indexed from CG2017 to CG2023 | Cost appears to be correct, but different to 2021. On investigtion Malcolm has gone back to 2017 negating the gross to net adjustments done last time. I've revised the index to go from the 2021 net costs. | NA | BCIS | 1.56 | (BEAMS Note 2) The ERC for this item should be added to all other rateable items on the hereditament (except land). Therefore the total of the ERC of the other Building Items and the P&M ERC (where applicable) to enable the correct contract size adjustment to be made. ERC of Building Component + ERC of P&M = Total ERC to which contract size adjustment should be applied. The appropriate % adjustment should be made in accordance with the scale for contract size adjustment specified under section 6 of the RCG 2021 Guidance notes. The currency ERC rates are set at £4m (Four Million Pounds) @ 1st April 2019 (AVD) for the RCG 2021 Publication. | Sheet light box - illuminated internally | - | 2 | TRUE
38 | 60A52G | 4381 | 60A52G | Advertising Structures | Hoarding | Light Boxes | Wall mounted | Crown 8 | Metal box frame, including lighting providing illumination and glazing. 25mm thick frame. Wall mounted. Approx. size 2.03m x 1.52m (8 sheet). | Location Adjustment Applicable (See Guidance Notes) - ERC = UK mean of 1.00 | (BEAMS Note 2) The ERC for this item should be added to all other rateable items on the hereditament (except land). Therefore the total of the ERC of the other Building Items and the P&M ERC (where applicable) to enable the correct contract size adjustment to be made. ERC of Building Component + ERC of P&M = Total ERC to which contract size adjustment should be applied. The appropriate % adjustment should be made in accordance with the scale for contract size adjustment specified under section 6 of the RCG 2023 Guidance notes. The currency ERC rates are set at £4m (Four Million Pounds) @ 1st April 2021 (AVD) for the RCG 2023 Publication. | Price includes supply, installation and delivery charges. Add for planning application fee. Planning fees for England can be obtained from the Planning Portal (www.planningportal.gov.uk), which has a link to the latest fees. Gurrent guide (as from 17th January 2018 onwards is £462 for advertisements which are neither directional or busisness premesis). | - | - | - | Walkways and platforms | - | Add 15% to cost if base of hoarding is over 5.0m above ground level or on a difficult/sloping site. | Sheet light box - illuminated internally | - | 10013 |  | Each | - | 1 - COMMERCIAL | Clive Angell | Chris Royle | 341.8898 | Option 2 | 402.475 | 17.72% | 907.3043 | 713.5714 | 108.7% | 77.3% | 713.5714 | 108.7% | ERC Over-ridden | Malcolm Lytton | VOA_GPN_GOV_UK\6061678 | 2021-02-10 | Low | Amber | High | 2017 referancing details moved to Cost information notes. Costs indexed from 2017 as no recent cost information available. | High Risk, no new cost data, Indexed from CG2017 to CG2023 | Cost appears to be correct, but different to 2021. On investigtion Malcolm has gone back to 2017 negating the gross to net adjustments done last time. I've revised the index to go from the 2021 net costs. | NA | BCIS | 1.56 | (BEAMS Note 2) The ERC for this item should be added to all other rateable items on the hereditament (except land). Therefore the total of the ERC of the other Building Items and the P&M ERC (where applicable) to enable the correct contract size adjustment to be made. ERC of Building Component + ERC of P&M = Total ERC to which contract size adjustment should be applied. The appropriate % adjustment should be made in accordance with the scale for contract size adjustment specified under section 6 of the RCG 2021 Guidance notes. The currency ERC rates are set at £4m (Four Million Pounds) @ 1st April 2019 (AVD) for the RCG 2021 Publication. | Sheet light box - illuminated internally | - | 2 | TRUE
39 | 60A52H | 4096 | 60A52H | Advertising Structures | Hoarding | Light Boxes | Wall mounted | Crown 12 | Metal box frame, including lighting providing illumination and glazing. 25mm thick frame. Wall mounted. Approx. size 2.03m x 3.05m (12 sheet). | Location Adjustment Applicable (See Guidance Notes) - ERC = UK mean of 1.00 | (BEAMS Note 2) The ERC for this item should be added to all other rateable items on the hereditament (except land). Therefore the total of the ERC of the other Building Items and the P&M ERC (where applicable) to enable the correct contract size adjustment to be made. ERC of Building Component + ERC of P&M = Total ERC to which contract size adjustment should be applied. The appropriate % adjustment should be made in accordance with the scale for contract size adjustment specified under section 6 of the RCG 2023 Guidance notes. The currency ERC rates are set at £4m (Four Million Pounds) @ 1st April 2021 (AVD) for the RCG 2023 Publication. | Price includes supply, installation and delivery charges. Add for planning application fee. Planning fees for England can be obtained from the Planning Portal (www.planningportal.gov.uk), which has a link to the latest fees. Gurrent guide (as from 17th January 2018 onwards is £462 for advertisements which are neither directional or busisness premesis). | - | - | - | Walkways and platforms | - | Add 15% to cost if base of hoarding is over 5.0m above ground level or on a difficult/sloping site. | Sheet light box - illuminated internally | - | 10013 |  | Each | - | 1 - COMMERCIAL | Clive Angell | Chris Royle | 612.5173 | Option 2 | 721.0594 | 17.72% | 2643.2391 | 2078.8393 | 239.4% | 188.3% | 2078.8393 | 239.4% | ERC Over-ridden | Malcolm Lytton | VOA_GPN_GOV_UK\6061678 | 2021-02-10 | Low | Amber | High | Cost in the 2017 cost guide is wrong, it should be £1,541 each plus indexation as per surveyors 2017 spreadsheet attatched in the evidence. (2017 guide was £2,239 plus indexing which is rate for Corwn 16 light boxes wall mounted). Referancing text in 2017 cost guide moved to Cost Information Notes. Costs indexed from 2017 rating cost guide as no recent costs available. | Previous cost error in CG2017 corrected by ML, High Risk, no new cost data, Indexed from CG2017 to CG2023 | Cost appears to be correct, but different to 2021. On investigtion Malcolm has gone back to 2017 negating the gross to net adjustments done last time. I've revised the index to go from the 2021 net costs. | NA | BCIS | 1.56 | (BEAMS Note 2) The ERC for this item should be added to all other rateable items on the hereditament (except land). Therefore the total of the ERC of the other Building Items and the P&M ERC (where applicable) to enable the correct contract size adjustment to be made. ERC of Building Component + ERC of P&M = Total ERC to which contract size adjustment should be applied. The appropriate % adjustment should be made in accordance with the scale for contract size adjustment specified under section 6 of the RCG 2021 Guidance notes. The currency ERC rates are set at £4m (Four Million Pounds) @ 1st April 2019 (AVD) for the RCG 2021 Publication. | Sheet light box - illuminated internally | - | 2 | TRUE
40 | 60A52J | 4097 | 60A52J | Advertising Structures | Hoarding | Light Boxes | Wall mounted | Crown 16 | Metal box frame, including lighting providing illumination and glazing. 25mm thick frame. Wall mounted. Approx. size 3.05m x 3.05m (16 sheet). | Location Adjustment Applicable (See Guidance Notes) - ERC = UK mean of 1.00 | (BEAMS Note 2) The ERC for this item should be added to all other rateable items on the hereditament (except land). Therefore the total of the ERC of the other Building Items and the P&M ERC (where applicable) to enable the correct contract size adjustment to be made. ERC of Building Component + ERC of P&M = Total ERC to which contract size adjustment should be applied. The appropriate % adjustment should be made in accordance with the scale for contract size adjustment specified under section 6 of the RCG 2023 Guidance notes. The currency ERC rates are set at £4m (Four Million Pounds) @ 1st April 2021 (AVD) for the RCG 2023 Publication. | Price includes supply, installation and delivery charges. Add for planning application fee. Planning fees for England can be obtained from the Planning Portal (www.planningportal.gov.uk), which has a link to the latest fees. Gurrent guide (as from 17th January 2018 onwards is £462 for advertisements which are neither directional or busisness premesis). | - | - | - | Walkways and platforms | - | Add 15% to cost if base of hoarding is over 5.0m above ground level or on a difficult/sloping site. | Sheet light box - illuminated internally | - | 10013 |  | Each | - | 1 - COMMERCIAL | Clive Angell | Chris Royle | 524.2877 | Option 2 | 617.1949 | 17.72% | 1818.6957 | 1430.3571 | 172.8% | 131.8% | 1430.3571 | 172.8% | ERC Over-ridden | Malcolm Lytton | VOA_GPN_GOV_UK\6061678 | 2021-02-10 | Low | Amber | High | Cost in the 2017 cost guide is wrong . Was £1,541 should be £2,239 each as per surveyors worksheet attatched. This correction places this 16 sheet lightbox in ascending cost order according to the escallation of format sizes. Costs indexed from 2017 cost guide as no recent cost evidence available. | Previous 2017 corrected data error, High Risk, no new cost data, Indexed from CG2017 to CG2023 | Cost related to wrong code, now corrected. On investigtion Malcolm has gone back to 2017 negating the gross to net adjustments done last time. I've revised the index to go from the 2021 net costs. | NA | BCIS | 1.56 | (BEAMS Note 2) The ERC for this item should be added to all other rateable items on the hereditament (except land). Therefore the total of the ERC of the other Building Items and the P&M ERC (where applicable) to enable the correct contract size adjustment to be made. ERC of Building Component + ERC of P&M = Total ERC to which contract size adjustment should be applied. The appropriate % adjustment should be made in accordance with the scale for contract size adjustment specified under section 6 of the RCG 2021 Guidance notes. The currency ERC rates are set at £4m (Four Million Pounds) @ 1st April 2019 (AVD) for the RCG 2021 Publication. | Sheet light box - illuminated internally | - | 2 | TRUE
41 | 60A52K | 4098 | 60A52K | Advertising Structures | Hoarding | Light Boxes | Wall mounted | Crown 32 | Metal box frame, including lighting providing illumination and glazing. 25mm thick frame. Wall mounted. Approx. size 4.06m x 3.05m (32 sheet). | Location Adjustment Applicable (See Guidance Notes) - ERC = UK mean of 1.00 | (BEAMS Note 2) The ERC for this item should be added to all other rateable items on the hereditament (except land). Therefore the total of the ERC of the other Building Items and the P&M ERC (where applicable) to enable the correct contract size adjustment to be made. ERC of Building Component + ERC of P&M = Total ERC to which contract size adjustment should be applied. The appropriate % adjustment should be made in accordance with the scale for contract size adjustment specified under section 6 of the RCG 2023 Guidance notes. The currency ERC rates are set at £4m (Four Million Pounds) @ 1st April 2021 (AVD) for the RCG 2023 Publication. | Price includes supply, installation and delivery charges. Add for planning application fee. Planning fees for England can be obtained from the Planning Portal (www.planningportal.gov.uk), which has a link to the latest fees. Gurrent guide (as from 17th January 2018 onwards is £462 for advertisements which are neither directional or busisness premesis). | - | - | - | Walkways and platforms | - | Add 15% to cost if base of hoarding is over 5.0m above ground level or on a difficult/sloping site. | Sheet light box - illuminated internally | - | 10013 |  | Each | - | 1 - COMMERCIAL | Clive Angell | Chris Royle | 893.3251 | Option 2 | 1051.6281 | 17.72% | 3458.587 | 2720.0893 | 204.5% | 158.7% | 2720.0893 | 204.5% | ERC Over-ridden | Malcolm Lytton | VOA_GPN_GOV_UK\6061678 | 2021-02-10 | Low | Amber | High | 2017 referance notes moved to Cost information Notes. Costs indexed from 2017 as no recent costs available. | High Risk, no new cost data, Indexed from CG2017 to CG2023 | Cost appears to be correct, but different to 2021. On investigtion Malcolm has gone back to 2017 negating the gross to net adjustments done last time. I've revised the index to go from the 2021 net costs. | NA | BCIS | 1.56 | (BEAMS Note 2) The ERC for this item should be added to all other rateable items on the hereditament (except land). Therefore the total of the ERC of the other Building Items and the P&M ERC (where applicable) to enable the correct contract size adjustment to be made. ERC of Building Component + ERC of P&M = Total ERC to which contract size adjustment should be applied. The appropriate % adjustment should be made in accordance with the scale for contract size adjustment specified under section 6 of the RCG 2021 Guidance notes. The currency ERC rates are set at £4m (Four Million Pounds) @ 1st April 2019 (AVD) for the RCG 2021 Publication. | Sheet light box - illuminated internally | - | 2 | TRUE
42 | 60A52L | 4099 | 60A52L | Advertising Structures | Hoarding | Light Boxes | Wall mounted | Crown 48 | Metal box frame, including lighting providing illumination and glazing. 25mm thick frame. Wall mounted. Approx. size 6.1m x 3.05m (48 sheet). | Location Adjustment Applicable (See Guidance Notes) - ERC = UK mean of 1.00 | (BEAMS Note 2) The ERC for this item should be added to all other rateable items on the hereditament (except land). Therefore the total of the ERC of the other Building Items and the P&M ERC (where applicable) to enable the correct contract size adjustment to be made. ERC of Building Component + ERC of P&M = Total ERC to which contract size adjustment should be applied. The appropriate % adjustment should be made in accordance with the scale for contract size adjustment specified under section 6 of the RCG 2023 Guidance notes. The currency ERC rates are set at £4m (Four Million Pounds) @ 1st April 2021 (AVD) for the RCG 2023 Publication. | Price includes supply, installation and delivery charges. Add for planning application fee. Planning fees for England can be obtained from the Planning Portal (www.planningportal.gov.uk), which has a link to the latest fees. Gurrent guide (as from 17th January 2018 onwards is £462 for advertisements which are neither directional or busisness premesis). | - | - | - | Walkways and platforms | - | Add 15% to cost if base of hoarding is over 5.0m above ground level or on a difficult/sloping site. | Sheet light box - illuminated internally | - | 10013 |  | Each | - | 1 - COMMERCIAL | Clive Angell | Chris Royle | 1378.5881 | Option 2 | 1622.8829 | 17.72% | 5405 | 4250.8929 | 208.4% | 161.9% | 4250.8929 | 208.4% | ERC Over-ridden | Malcolm Lytton | VOA_GPN_GOV_UK\6061678 | 2021-02-10 | Low | Amber | High | 2017 referancing details moved to Cost Information Notes. Costs indexed from 2017 cost guide as no recent costs available. | High Risk, no new cost data, Indexed from CG2017 to 2023 | Cost appears to be correct, but different to 2021. On investigtion Malcolm has gone back to 2017 negating the gross to net adjustments done last time. I've revised the index to go from the 2021 net costs. | NA | BCIS | 1.56 | (BEAMS Note 2) The ERC for this item should be added to all other rateable items on the hereditament (except land). Therefore the total of the ERC of the other Building Items and the P&M ERC (where applicable) to enable the correct contract size adjustment to be made. ERC of Building Component + ERC of P&M = Total ERC to which contract size adjustment should be applied. The appropriate % adjustment should be made in accordance with the scale for contract size adjustment specified under section 6 of the RCG 2021 Guidance notes. The currency ERC rates are set at £4m (Four Million Pounds) @ 1st April 2019 (AVD) for the RCG 2021 Publication. | Sheet light box - illuminated internally | - | 2 | TRUE
43 | 60A52M | 4100 | 60A52M | Advertising Structures | Hoarding | Light Boxes | Wall mounted | Crown 64 | Metal box frame, including lighting providing illumination and glazing. 25mm thick frame. Wall mounted. Approx. size 8.12m x 3.05m (64 sheet). | Location Adjustment Applicable (See Guidance Notes) - ERC = UK mean of 1.00 | (BEAMS Note 2) The ERC for this item should be added to all other rateable items on the hereditament (except land). Therefore the total of the ERC of the other Building Items and the P&M ERC (where applicable) to enable the correct contract size adjustment to be made. ERC of Building Component + ERC of P&M = Total ERC to which contract size adjustment should be applied. The appropriate % adjustment should be made in accordance with the scale for contract size adjustment specified under section 6 of the RCG 2023 Guidance notes. The currency ERC rates are set at £4m (Four Million Pounds) @ 1st April 2021 (AVD) for the RCG 2023 Publication. | Price includes supply, installation and delivery charges. Add for planning application fee. Planning fees for England can be obtained from the Planning Portal (www.planningportal.gov.uk), which has a link to the latest fees. Gurrent guide (as from 17th January 2018 onwards is £462 for advertisements which are neither directional or busisness premesis). | - | - | - | Walkways and platforms | - | Add 15% to cost if base of hoarding is over 5.0m above ground level or on a difficult/sloping site. | Sheet light box - illuminated internally | - | 10013 |  | Each | - | 1 - COMMERCIAL | Clive Angell | Chris Royle | 2150.5974 | Option 2 | 2531.6974 | 17.72% | 7097 | 5581.6071 | 159.5% | 120.5% | 5581.6071 | 159.5% | ERC Over-ridden | Malcolm Lytton | VOA_GPN_GOV_UK\6061678 | 2021-02-10 | Low | Amber | High | 2017 referancing notes moved to Cost Information Notes. Costs indexed from 2017 cost guide as no recent costs available. | High Risk, no new cost data, Indexed from CG2017 to CG2023 | Cost appears to be correct, but different to 2021. On investigtion Malcolm has gone back to 2017 negating the gross to net adjustments done last time. I've revised the index to go from the 2021 net costs. | NA | BCIS | 1.56 | (BEAMS Note 2) The ERC for this item should be added to all other rateable items on the hereditament (except land). Therefore the total of the ERC of the other Building Items and the P&M ERC (where applicable) to enable the correct contract size adjustment to be made. ERC of Building Component + ERC of P&M = Total ERC to which contract size adjustment should be applied. The appropriate % adjustment should be made in accordance with the scale for contract size adjustment specified under section 6 of the RCG 2021 Guidance notes. The currency ERC rates are set at £4m (Four Million Pounds) @ 1st April 2019 (AVD) for the RCG 2021 Publication. | Sheet light box - illuminated internally | - | 2 | TRUE
44 | 60A52N | 4101 | 60A52N | Advertising Structures | Hoarding | Light Boxes | Wall mounted | Crown 96 | Metal box frame, including lighting providing illumination and glazing. 25mm thick frame. Wall mounted. Approx. size 12.19m x 3.05m (96 sheets). | Location Adjustment Applicable (See Guidance Notes) - ERC = UK mean of 1.00 | (BEAMS Note 2) The ERC for this item should be added to all other rateable items on the hereditament (except land). Therefore the total of the ERC of the other Building Items and the P&M ERC (where applicable) to enable the correct contract size adjustment to be made. ERC of Building Component + ERC of P&M = Total ERC to which contract size adjustment should be applied. The appropriate % adjustment should be made in accordance with the scale for contract size adjustment specified under section 6 of the RCG 2023 Guidance notes. The currency ERC rates are set at £4m (Four Million Pounds) @ 1st April 2021 (AVD) for the RCG 2023 Publication. | Price includes supply, installation and delivery charges. Add for planning application fee. Planning fees for England can be obtained from the Planning Portal (www.planningportal.gov.uk), which has a link to the latest fees. Gurrent guide (as from 17th January 2018 onwards is £462 for advertisements which are neither directional or busisness premesis). | - | - | - | Walkways and platforms | - | Add 15% to cost if base of hoarding is over 5.0m above ground level or on a difficult/sloping site. | Sheet light box - illuminated internally | - | 10013 |  | Each | - | 1 - COMMERCIAL | Clive Angell | Chris Royle | 3529.1855 | Option 2 | 4154.5803 | 17.72% | 10743.587 | 8449.5536 | 139.4% | 103.4% | 8449.5536 | 139.4% | ERC Over-ridden | Malcolm Lytton | VOA_GPN_GOV_UK\6061678 | 2021-02-10 | Low | Amber | High | 2017 referancing notes moved to Cost Information Notes. Costs indexed from 2017 cost guide as no recent cost information available. | High Risk, no new cost data, Indexed from CG2017 to CG2023 | Cost appears to be correct, but different to 2021. On investigtion Malcolm has gone back to 2017 negating the gross to net adjustments done last time. I've revised the index to go from the 2021 net costs. | NA | BCIS | 1.56 | (BEAMS Note 2) The ERC for this item should be added to all other rateable items on the hereditament (except land). Therefore the total of the ERC of the other Building Items and the P&M ERC (where applicable) to enable the correct contract size adjustment to be made. ERC of Building Component + ERC of P&M = Total ERC to which contract size adjustment should be applied. The appropriate % adjustment should be made in accordance with the scale for contract size adjustment specified under section 6 of the RCG 2021 Guidance notes. The currency ERC rates are set at £4m (Four Million Pounds) @ 1st April 2019 (AVD) for the RCG 2021 Publication. | Sheet light box - illuminated internally | - | 2 | TRUE
45 | 60A52P | 4102 | 60A52P | Advertising Structures | Hoarding | Light Boxes | Wall mounted | Crown 192 | Metal box frame, including lighting providing illumination and glazing. 25mm thick frame. Wall mounted. Approx. size 24.3m x 3.05m (192 sheets). | Location Adjustment Applicable (See Guidance Notes) - ERC = UK mean of 1.00 | (BEAMS Note 2) The ERC for this item should be added to all other rateable items on the hereditament (except land). Therefore the total of the ERC of the other Building Items and the P&M ERC (where applicable) to enable the correct contract size adjustment to be made. ERC of Building Component + ERC of P&M = Total ERC to which contract size adjustment should be applied. The appropriate % adjustment should be made in accordance with the scale for contract size adjustment specified under section 6 of the RCG 2023 Guidance notes. The currency ERC rates are set at £4m (Four Million Pounds) @ 1st April 2021 (AVD) for the RCG 2023 Publication. | Price includes supply, installation and delivery charges. Add for planning application fee. Planning fees for England can be obtained from the Planning Portal (www.planningportal.gov.uk), which has a link to the latest fees. Gurrent guide (as from 17th January 2018 onwards is £462 for advertisements which are neither directional or busisness premesis). | - | - | - | Walkways and platforms | - | Add 15% to cost if base of hoarding is over 5.0m above ground level or on a difficult/sloping site. | Sheet light box - illuminated internally | - | 10013 |  | Each | - | 1 - COMMERCIAL | Clive Angell | Chris Royle | 7389.2321 | Option 2 | 8698.6525 | 17.72% | 20525.7174 | 16142.9464 | 118.5% | 85.58% | 16142.9464 | 118.5% | ERC Over-ridden | Malcolm Lytton | VOA_GPN_GOV_UK\6061678 | 2021-02-10 | Low | Amber | High | 2017 referancing details moved to Cost Information Notes. Costs indexed from 2017 cost guide as no recent costs available to assess. | High Risk, no new cost data, Indexed from CG2017 to CG2023 | Cost appears to be correct, but different to 2021. On investigtion Malcolm has gone back to 2017 negating the gross to net adjustments done last time. I've revised the index to go from the 2021 net costs. | NA | BCIS | 1.56 | (BEAMS Note 2) The ERC for this item should be added to all other rateable items on the hereditament (except land). Therefore the total of the ERC of the other Building Items and the P&M ERC (where applicable) to enable the correct contract size adjustment to be made. ERC of Building Component + ERC of P&M = Total ERC to which contract size adjustment should be applied. The appropriate % adjustment should be made in accordance with the scale for contract size adjustment specified under section 6 of the RCG 2021 Guidance notes. The currency ERC rates are set at £4m (Four Million Pounds) @ 1st April 2019 (AVD) for the RCG 2021 Publication. | Sheet light box - illuminated internally | - | 2 | TRUE
46 | 60A72A | 4103 | 60A72A | Advertising Structures | Hoarding | Single Point Supported Cantilever | Crown 48 Sheet | Piled | Single point support with Auger piles set in concrete foundations. 48 sheet metal cantilevered structure with integral maintenance gantry. May be illuminated for display. Usually ground on busy roadsides on artial roads. Normally overhang embankments where space is at a premium. Single point support allows the display to "fly over"the traffic instead of being side on. | Location Adjustment Applicable (See Guidance Notes) - ERC = UK mean of 1.00 | (BEAMS Note 2) The ERC for this item should be added to all other rateable items on the hereditament (except land). Therefore the total of the ERC of the other Building Items and the P&M ERC (where applicable) to enable the correct contract size adjustment to be made. ERC of Building Component + ERC of P&M = Total ERC to which contract size adjustment should be applied. The appropriate % adjustment should be made in accordance with the scale for contract size adjustment specified under section 6 of the RCG 2023 Guidance notes. The currency ERC rates are set at £4m (Four Million Pounds) @ 1st April 2021 (AVD) for the RCG 2023 Publication. | Add for planning application fee. Planning fees for England can be obtained from the Planning Portal (www.planningportal.gov.uk), which has a link to the latest fees. Gurrent guide (as from 17th January 2018 onwards is £462 for advertisements which are neither directional or busisness premesis). Illumination priced separately. | Number of sheets or dimensions. | - | - | - | - | - | Hoardings - Freestanding Metal - 48 Sheet Single Point Supported | - | 10007 |  | Each | - | 1 - COMMERCIAL | Clive Angell | Chris Royle | 54040.6528 | Option 2 | 63617.0105 | 17.72% | 88797.3043 | 69836.7857 | 29.23% | 9.777% | 69836.7857 | 29.23% | ERC Over-ridden | Malcolm Lytton | VOA_GPN_GOV_UK\6061678 | 2021-02-10 | Low | Amber | High | Costs indexed from 2017 cost guide as no recent cost information available. | High Risk, no new cost data, Indexed from CG2017 to CG2023 | Cost appears to be correct, but different to 2021. On investigtion Malcolm has gone back to 2017 negating the gross to net adjustments done last time. I've revised the index to go from the 2021 net costs. | NA | BCIS | 1.56 | (BEAMS Note 2) The ERC for this item should be added to all other rateable items on the hereditament (except land). Therefore the total of the ERC of the other Building Items and the P&M ERC (where applicable) to enable the correct contract size adjustment to be made. ERC of Building Component + ERC of P&M = Total ERC to which contract size adjustment should be applied. The appropriate % adjustment should be made in accordance with the scale for contract size adjustment specified under section 6 of the RCG 2021 Guidance notes. The currency ERC rates are set at £4m (Four Million Pounds) @ 1st April 2019 (AVD) for the RCG 2021 Publication. | Hoardings - Freestanding Metal - 48 Sheet Single Point Supported | - | 2 | TRUE
47 | 60A72B | 4104 | 60A72B | Advertising Structures | Hoarding | Single Point Supported Cantilever | Crown 48 Sheet | Wall Mounted | Single point support with Auger piles set in concrete foundations. 48 sheet metal cantilevered structure with integral maintenance gantry. May be illuminated for display. Usually ground on busy roadsides on artial roads. Normally overhang embankments where space is at a premium. Single point support allows the display to "fly over"the traffic. WALL MOUNTED THUS NO FOUNDATION INCLUDED. | Location Adjustment Applicable (See Guidance Notes) - ERC = UK mean of 1.00 | (BEAMS Note 2) The ERC for this item should be added to all other rateable items on the hereditament (except land). Therefore the total of the ERC of the other Building Items and the P&M ERC (where applicable) to enable the correct contract size adjustment to be made. ERC of Building Component + ERC of P&M = Total ERC to which contract size adjustment should be applied. The appropriate % adjustment should be made in accordance with the scale for contract size adjustment specified under section 6 of the RCG 2023 Guidance notes. The currency ERC rates are set at £4m (Four Million Pounds) @ 1st April 2021 (AVD) for the RCG 2023 Publication. | Add for planning application fee. Planning fees for England can be obtained from the Planning Portal (www.planningportal.gov.uk), which has a link to the latest fees. Gurrent guide (as from 17th January 2018 onwards is £462 for advertisements which are neither directional or busisness premesis). Illumination priced separately. | Number of sheets or dimensions. | - | - | - | - | - | - | - | 10007 |  | Each | - | 1 - COMMERCIAL | Clive Angell | Chris Royle | 51834.9118 | Option 2 | 61020.3978 | 17.72% | 48697.1087 | 38299.0179 | -26.11% | -37.24% | 38299.0179 | -26.11% | ERC Over-ridden | Malcolm Lytton | VOA_GPN_GOV_UK\6061678 | 2021-02-10 | Low | Amber | High | The 2017 cost guide has photos which are not for this code. No point in putting in missleading photos. Costs indexed from the 2017 cost guide as no recent cost information available. | High Risk, no new cost data, Indexed from CG2017 to CG2023 | Cost appears to be correct, but different to 2021. On investigtion Malcolm has gone back to 2017 negating the gross to net adjustments done last time. I've revised the index to go from the 2021 net costs. | NA | BCIS | 1.56 | (BEAMS Note 2) The ERC for this item should be added to all other rateable items on the hereditament (except land). Therefore the total of the ERC of the other Building Items and the P&M ERC (where applicable) to enable the correct contract size adjustment to be made. ERC of Building Component + ERC of P&M = Total ERC to which contract size adjustment should be applied. The appropriate % adjustment should be made in accordance with the scale for contract size adjustment specified under section 6 of the RCG 2021 Guidance notes. The currency ERC rates are set at £4m (Four Million Pounds) @ 1st April 2019 (AVD) for the RCG 2021 Publication. | - | - | 2 | TRUE
48 | 60A06P | 4370 | 60A06P | Advertising Structures | Hoarding | Twin Green - all metal | 2 x 48 sheet | Wall Mounted | "Twins" green metal hoardings. Typically displaying 2 x 48 sheets in one structure. Non-illuminated. This type of hoarding is becoming increasingly rare. It is being overtaken by more innovative and larger format displays being introduced. | Location Adjustment Applicable (See Guidance Notes) - ERC = UK mean of 1.00 | (BEAMS Note 2) The ERC for this item should be added to all other rateable items on the hereditament (except land). Therefore the total of the ERC of the other Building Items and the P&M ERC (where applicable) to enable the correct contract size adjustment to be made. ERC of Building Component + ERC of P&M = Total ERC to which contract size adjustment should be applied. The appropriate % adjustment should be made in accordance with the scale for contract size adjustment specified under section 6 of the RCG 2023 Guidance notes. The currency ERC rates are set at £4m (Four Million Pounds) @ 1st April 2021 (AVD) for the RCG 2023 Publication. | Costs as per non-illuminated. Price includes supply, installation and delivery charges. Add for planning application fee. Planning fees for England can be obtained from the Planning Portal (www.planningportal.gov.uk), which has a link to the latest fees. Gurrent guide (as from 17th January 2018 onwards is £462 for advertisements which are neither directional or busisness premesis). For lighting see, "display lighting". | - | - | - | - | - | - | - | - | 10008 |  | Each | - | 1 - COMMERCIAL | Clive Angell | Chris Royle | 3804.9031 | Option 2 | 4479.1569 | 17.72% | 6530.9565 | 5136.4286 | 34.99% | 14.67% | 5136.4286 | 34.99% | ERC Over-ridden | Malcolm Lytton | VOA_GPN_GOV_UK\6061678 | 2021-02-02 | Low | Amber | High | 2017 cost guide Referancing details omitted as repeating description. Photo Description omitted as no photos present. Costs indexed from the 2017 rating cost guide as no recent cost data available. | High Risk, no new cost data, Indexed from CG2017 to CG2023 | Cost appears to be correct, but different to 2021. On investigtion Malcolm has gone back to 2017 negating the gross to net adjustments done last time. I've revised the index to go from the 2021 net costs. | NA | Supplier/Manufacturer | 1.56 | (BEAMS Note 2) The ERC for this item should be added to all other rateable items on the hereditament (except land). Therefore the total of the ERC of the other Building Items and the P&M ERC (where applicable) to enable the correct contract size adjustment to be made. ERC of Building Component + ERC of P&M = Total ERC to which contract size adjustment should be applied. The appropriate % adjustment should be made in accordance with the scale for contract size adjustment specified under section 6 of the RCG 2021 Guidance notes. The currency ERC rates are set at £4m (Four Million Pounds) @ 1st April 2019 (AVD) for the RCG 2021 Publication. | - | - | 2 | TRUE
49 | 60A10A | 4371 | 60A10A | Advertising Structures | Hoarding | Ultravision display | Crown 48 sheet | Freestanding | Ultravision display screen - NOW OBSOLETE. Priced as modern day equivalent. Outdoor digital screen, weatherproof and vandal proof casing. Commercial grade within a metal box with in-built ventillation. Concrete pad foundation. | Location Adjustment Applicable (See Guidance Notes) - ERC = UK mean of 1.00 | (BEAMS Note 2) The ERC for this item should be added to all other rateable items on the hereditament (except land). Therefore the total of the ERC of the other Building Items and the P&M ERC (where applicable) to enable the correct contract size adjustment to be made. ERC of Building Component + ERC of P&M = Total ERC to which contract size adjustment should be applied. The appropriate % adjustment should be made in accordance with the scale for contract size adjustment specified under section 6 of the RCG 2023 Guidance notes. The currency ERC rates are set at £4m (Four Million Pounds) @ 1st April 2021 (AVD) for the RCG 2023 Publication. | Ususally used on displays 6 sheets or above. Upgrade to cloud network media player (wifi / Lan), for wall mounted tablet is £386 plus £93 annual subscription. Add for planning application fee. Planning fees for England can be obtained from the Planning Portal (www.planningportal.gov.uk), which has a link to the latest fees. Current guide as from 17th January 2018 onwards is £462 for advertisements which are neither directional or business premesis. Traffic management for road side installation: £1,232. For lighting see "Display Lighting". For items such as platforms and walkways see Stairs and Walkways. NOTE: Also see Variations. | These panels are usually found in cities in prominent locations. | - | - | - | - | For site difficulty - limited access such as a traffic island or over 5m above ground level - add 2.5% to cost. | Ultravision moving display | - | 10009 |  | Each | - | 1 - COMMERCIAL | Clive Angell | Chris Royle | 19300.2331 | Option 2 | 22720.3609 | 17.72% | 138338.3696 | 108799.5536 | 463.7% | 378.9% | 108799.5536 | 463.7% | ERC Over-ridden | Malcolm Lytton | VOA_GPN_GOV_UK\6061678 | 2021-02-02 | Low | Amber | High | Photo description corrected to remove the "non-illuminated" as photos show illuminated disaplays. Costs indexed from 2017 cost guide as no recent cost data available. | Indexed from CG2017 to CG2023, Described as obsolate into CG2017, What is the modern equivalent? LED? Needs addressing in future | Cost appears to be correct, but different to 2021. On investigtion Malcolm has gone back to 2017 negating the gross to net adjustments done last time. I've revised the index to go from the 2021 net costs. | NA | BCIS | 1.56 | (BEAMS Note 2) The ERC for this item should be added to all other rateable items on the hereditament (except land). Therefore the total of the ERC of the other Building Items and the P&M ERC (where applicable) to enable the correct contract size adjustment to be made. ERC of Building Component + ERC of P&M = Total ERC to which contract size adjustment should be applied. The appropriate % adjustment should be made in accordance with the scale for contract size adjustment specified under section 6 of the RCG 2021 Guidance notes. The currency ERC rates are set at £4m (Four Million Pounds) @ 1st April 2019 (AVD) for the RCG 2021 Publication. | Ultravision moving display | - | 2 | TRUE
50 | 60A10F | 4372 | 60A10F | Advertising Structures | Hoarding | Ultravision display | Crown 48 sheet | Wall Mounted | Ultravision display screen - NOW OBSOLETE. Priced as modern day equivalent. Outdoor digital screen, ususally built on an overpass of a busy motorway or in city centres. Weatherproof screen projecting digital images and vandal proof casing. Commercial grade. Mechanically fixed to structure. | Location Adjustment Applicable (See Guidance Notes) - ERC = UK mean of 1.00 | (BEAMS Note 2) The ERC for this item should be added to all other rateable items on the hereditament (except land). Therefore the total of the ERC of the other Building Items and the P&M ERC (where applicable) to enable the correct contract size adjustment to be made. ERC of Building Component + ERC of P&M = Total ERC to which contract size adjustment should be applied. The appropriate % adjustment should be made in accordance with the scale for contract size adjustment specified under section 6 of the RCG 2023 Guidance notes. The currency ERC rates are set at £4m (Four Million Pounds) @ 1st April 2021 (AVD) for the RCG 2023 Publication. | Priced as a standard wall mounted screen including installation, crainage and transport. Please note if installed on an underpass there is a premium for traffic management of £46,183. Add for planning application fee. Planning fees for England can be obtained from the planning portal (www.planningportal.gov.uk) which has a link to the latest fees. Current guide as from 17th January 2018 onwards is £462 as for advertisements which are neither directional or busisness premises. For lighting see"Display Lighting", for items such as platforms and walkways see "Stairs and Walkways". Note: Also see variations. | - | - | - | - | - | For site difficulty - limited access such as a traffic island or over 5m above ground level - add 2.5% to cost. | Ultravision moving display | - | 10009 |  | Each | - | 1 - COMMERCIAL | Clive Angell | Chris Royle | 18748.7979 | Option 2 | 22071.2077 | 17.72% | 65075.587 | 51180.2679 | 173% | 131.9% | 51180.2679 | 173% | ERC Over-ridden | Malcolm Lytton | VOA_GPN_GOV_UK\6061678 | 2021-02-02 | Low | Amber | High | Photo description - non illuminated removed as the photo is for an earlier display type, not a digital display priced here. Digital display types don’t require extermal illumination as they are self illuminating. Costs indexed from 2017 rating cost guide as no recent cost information available. | High Risk, Obsolete, Indexed from CG2017 to CG2023 | Cost appears to be correct, but different to 2021. On investigtion Malcolm has gone back to 2017 negating the gross to net adjustments done last time. I've revised the index to go from the 2021 net costs. Minor edits to descriptions for grouping / readability. | NA | BCIS | 1.56 | (BEAMS Note 2) The ERC for this item should be added to all other rateable items on the hereditament (except land). Therefore the total of the ERC of the other Building Items and the P&M ERC (where applicable) to enable the correct contract size adjustment to be made. ERC of Building Component + ERC of P&M = Total ERC to which contract size adjustment should be applied. The appropriate % adjustment should be made in accordance with the scale for contract size adjustment specified under section 6 of the RCG 2021 Guidance notes. The currency ERC rates are set at £4m (Four Million Pounds) @ 1st April 2019 (AVD) for the RCG 2021 Publication. | Ultravision moving display | - | 2 | TRUE
51 | 60A10K | 4373 | 60A10K | Advertising Structures | Hoarding | Ultravision display | Crown 96 sheet | Freestanding | Ultravision display screen - NOW OBSOLETE. Priced as modern day equivalent. Outdoor digital screen, weatherproof and vandal proof casing. Commercial grade within a metal box with in-built ventillation. Concrete pad foundation. To date only 48 page posters have been known to be installed freestanding. | Location Adjustment Applicable (See Guidance Notes) - ERC = UK mean of 1.00 | (BEAMS Note 2) The ERC for this item should be added to all other rateable items on the hereditament (except land). Therefore the total of the ERC of the other Building Items and the P&M ERC (where applicable) to enable the correct contract size adjustment to be made. ERC of Building Component + ERC of P&M = Total ERC to which contract size adjustment should be applied. The appropriate % adjustment should be made in accordance with the scale for contract size adjustment specified under section 6 of the RCG 2023 Guidance notes. The currency ERC rates are set at £4m (Four Million Pounds) @ 1st April 2021 (AVD) for the RCG 2023 Publication. | Ususally used on displays 6 sheets or above. Upgrade to cloud network media player (wifi / Lan), for wall mounted tablet is £386 plus £93 annual subscription. Add for planning application fee. Planning fees for England can be obtained from the Planning Portal (www.planningportal.gov.uk), which has a link to the latest fees. Current guide as from 17th January 2018 onwards is £462 for advertisements which are neither directional or business premesis. Traffic management for road side installation: £1,232. For lighting see "Display Lighting". For items such as platforms and walkways see Stairs and Walkways. NOTE: Also see Variations. | These panels are usually found in cities in prominent locations. | - | - | - | - | For site difficulty - limited access such as a traffic island or over 5m above ground level - add 2.5% to cost. | Ultravision moving display | - | 10009 |  | Each | - | 1 - COMMERCIAL | Clive Angell | Chris Royle | 39151.9015 | Option 2 | 46089.8749 | 17.72% | 200878 | 157985.3571 | 303.5% | 242.8% | 157985.3571 | 303.5% | ERC Over-ridden | Malcolm Lytton | VOA_GPN_GOV_UK\6061678 | 2021-02-02 | Low | Amber | High | Photo description - the "non-illuminated" removed as photos show illuminated displays. Costs indexed from 2017 cost guide as no recent cost information available. | Now Obsolete, Indexed from CG2017 to CG2023, High Risk | Cost appears to be correct, but different to 2021. On investigtion Malcolm has gone back to 2017 negating the gross to net adjustments done last time. I've revised the index to go from the 2021 net costs. Minor edits to descriptions for grouping / readability. | NA | BCIS | 1.56 | (BEAMS Note 2) The ERC for this item should be added to all other rateable items on the hereditament (except land). Therefore the total of the ERC of the other Building Items and the P&M ERC (where applicable) to enable the correct contract size adjustment to be made. ERC of Building Component + ERC of P&M = Total ERC to which contract size adjustment should be applied. The appropriate % adjustment should be made in accordance with the scale for contract size adjustment specified under section 6 of the RCG 2021 Guidance notes. The currency ERC rates are set at £4m (Four Million Pounds) @ 1st April 2019 (AVD) for the RCG 2021 Publication. | Ultravision moving display | - | 2 | TRUE
52 | 60A10P | 4374 | 60A10P | Advertising Structures | Hoarding | Ultravision display | Crown 96 sheet | Wall Mounted | Ultravision display screen - NOW OBSOLETE. Priced as modern day equivalent. Outdoor digital screen, ususally built on an overpass of a busy motorway or in city centres. Weatherproof screen projecting digital images and vandal proof casing. Commercial grade. Mechanically fixed to structure. | Location Adjustment Applicable (See Guidance Notes) - ERC = UK mean of 1.00 | (BEAMS Note 2) The ERC for this item should be added to all other rateable items on the hereditament (except land). Therefore the total of the ERC of the other Building Items and the P&M ERC (where applicable) to enable the correct contract size adjustment to be made. ERC of Building Component + ERC of P&M = Total ERC to which contract size adjustment should be applied. The appropriate % adjustment should be made in accordance with the scale for contract size adjustment specified under section 6 of the RCG 2023 Guidance notes. The currency ERC rates are set at £4m (Four Million Pounds) @ 1st April 2021 (AVD) for the RCG 2023 Publication. | Priced as a standard wall mounted screen including installation, cranage and transport. Please note if installed on an underpass there is a premium for traffic management of £46,183. Add for planning application fee. Planning fees for England can be obtained from the planning portal (www.planningportal.gov.uk) which has a link to the latest fees. Current guide as from 17th January 2018 onwards is £462 as for advertisements which are neither directional or busisness premises. For lighting see"Display Lighting", for items such as platforms and walkways see "Stairs and Walkways". Note: Also see variations. | - | - | - | - | - | For site difficulty - limited access such as a traffic island or over 5m above ground level - add 2.5% to cost. | Ultravision moving display | - | 10009 |  | Each | - | 1 - COMMERCIAL | Clive Angell | Chris Royle | 38600.4663 | Option 2 | 45440.7218 | 17.72% | 100770.0435 | 79253.0357 | 105.3% | 74.41% | 79253.0357 | 105.3% | ERC Over-ridden | Malcolm Lytton | VOA_GPN_GOV_UK\6061678 | 2021-02-02 | Low | Amber | High | Photo description - "non-illuminated" removed as the photo is for an earlier display type, not a digital dissplay priced here. Digital displays are self illuminating. Costs indexed from 2017 rating cost guide as no recent cost information available. | Now Obsolete?, Indexed CG2017 to CG2023, High Risk | Cost appears to be correct, but different to 2021. On investigtion Malcolm has gone back to 2017 negating the gross to net adjustments done last time. I've revised the index to go from the 2021 net costs. Minor edits to descriptions for grouping / readability. | NA | BCIS | 1.56 | (BEAMS Note 2) The ERC for this item should be added to all other rateable items on the hereditament (except land). Therefore the total of the ERC of the other Building Items and the P&M ERC (where applicable) to enable the correct contract size adjustment to be made. ERC of Building Component + ERC of P&M = Total ERC to which contract size adjustment should be applied. The appropriate % adjustment should be made in accordance with the scale for contract size adjustment specified under section 6 of the RCG 2021 Guidance notes. The currency ERC rates are set at £4m (Four Million Pounds) @ 1st April 2019 (AVD) for the RCG 2021 Publication. | Ultravision moving display | - | 2 | TRUE
53 | 60A05A | 4325 | 60A05A | Advertising Structures | Hoarding | Wall Mounted | Metal non-illuminated | Double Royal | These structures are constructed from metal, are mechanically fixed to the wall and exclude lighting. | Location Adjustment Applicable (See Guidance Notes) - ERC = UK mean of 1.00 | (BEAMS Note 2) The ERC for this item should be added to all other rateable items on the hereditament (except land). Therefore the total of the ERC of the other Building Items and the P&M ERC (where applicable) to enable the correct contract size adjustment to be made. ERC of Building Component + ERC of P&M = Total ERC to which contract size adjustment should be applied. The appropriate % adjustment should be made in accordance with the scale for contract size adjustment specified under section 6 of the RCG 2023 Guidance notes. The currency ERC rates are set at £4m (Four Million Pounds) @ 1st April 2021 (AVD) for the RCG 2023 Publication. | Costs as per non-illuminated. Price includes supply, installation and delivery charges. Add for planning application fee. Planning fees for England can be obtained from the Planning Portal (www.planningportal.gov.uk), which has a link to the latest fees. Gurrent guide (as from 17th January 2018 onwards is £462 for advertisements which are neither directional or busisness premesis). for lighting see, "display lighting". Also: See Variations. | Number of sheets or dimensions. | - | - | - | - | Add 15% to cost if base of hoarding is over 5.0m above ground level or a difficult/sloping site. | Wall mounted metal hoardings | - | 10010 |  | Each | - | 1 - COMMERCIAL | Clive Angell | Chris Royle | 116.2256 | Option 2 | 136.8215 | 17.72% | 244.1957 | 192.0536 | 65.24% | 40.37% | 192.0536 | 65.24% | ERC Over-ridden | Malcolm Lytton | VOA_GPN_GOV_UK\6061678 | 2021-02-02 | Low | Amber | High | Costs indexed from 2021 Cost Guide due to lack of recent cost data. | Costs indexed from CG2017 not CG2021 as above ML comment, High Risk, no new cost data | Cost appears to be correct, but different to 2021. On investigtion Malcolm has gone back to 2017 negating the gross to net adjustments done last time. I've revised the index to go from the 2021 net costs. Minor edits to descriptions for grouping / readability. | NA | BCIS | 1.56 | (BEAMS Note 2) The ERC for this item should be added to all other rateable items on the hereditament (except land). Therefore the total of the ERC of the other Building Items and the P&M ERC (where applicable) to enable the correct contract size adjustment to be made. ERC of Building Component + ERC of P&M = Total ERC to which contract size adjustment should be applied. The appropriate % adjustment should be made in accordance with the scale for contract size adjustment specified under section 6 of the RCG 2021 Guidance notes. The currency ERC rates are set at £4m (Four Million Pounds) @ 1st April 2019 (AVD) for the RCG 2021 Publication. | Wall mounted metal hoardings | - | 2 | TRUE
55 | 60A40A | 6076 | 60A40A | Advertising Structures | Hoarding | Wall Mounted | Timber | Double Royal | Wall mounted timber hoardings: Typically an external grade plywood faced signboard with a softwood frame. Fixed either mechanically to the wall or on brackets. No lighting included. The dimensions of a Double Royal Poster are 635 x 1016mm. | Location Adjustment Applicable (See Guidance Notes) - ERC = UK mean of 1.00 | (BEAMS Note 2) The ERC for this item should be added to all other rateable items on the hereditament (except land). Therefore the total of the ERC of the other Building Items and the P&M ERC (where applicable) to enable the correct contract size adjustment to be made. ERC of Building Component + ERC of P&M = Total ERC to which contract size adjustment should be applied. The appropriate % adjustment should be made in accordance with the scale for contract size adjustment specified under section 6 of the RCG 2023 Guidance notes. The currency ERC rates are set at £4m (Four Million Pounds) @ 1st April 2021 (AVD) for the RCG 2023 Publication. | Costs as per non-illuminated. Price includes supply, installation and delivery charges. Add for planning application fee. Planning fees for England can be obtained from the Planning Portal (www.planningportal.gov.uk), which has a link to the latest fees. Gurrent guide (as from 17th January 2018 onwards is £462 for advertisements which are neither directional or busisness premesis). for lighting see, "display lighting". | Number of sheets or dimensions. | - | - | - | - | - | Wall mounted timber hoarding | - | 10011 |  | Each | One | 1 - COMMERCIAL | Clive Angell | Chris Royle | 105.1969 | Option 2 | 123.8385 | 17.72% | 264.6304 | 208.125 | 97.84% | 68.06% | 208.125 | 97.84% | ERC Over-ridden | Malcolm Lytton | VOA_GPN_GOV_UK\6061678 | 2021-02-05 | Low | Amber | High | Costs indexed from 2017 rating cost guide as no recent cost data available. Photo description altered to make it clear that photo only includes one hoarding. | High Risk, non new cost data, Indexed from CG2017 to CG2023 | Cost appears to be correct, but different to 2021. On investigtion Malcolm has gone back to 2017 negating the gross to net adjustments done last time. I've revised the index to go from the 2021 net costs. Minor tweaks to headings for readability. | NA | BCIS | 1.56 | (BEAMS Note 2) The ERC for this item should be added to all other rateable items on the hereditament (except land). Therefore the total of the ERC of the other Building Items and the P&M ERC (where applicable) to enable the correct contract size adjustment to be made. ERC of Building Component + ERC of P&M = Total ERC to which contract size adjustment should be applied. The appropriate % adjustment should be made in accordance with the scale for contract size adjustment specified under section 6 of the RCG 2021 Guidance notes. The currency ERC rates are set at £4m (Four Million Pounds) @ 1st April 2019 (AVD) for the RCG 2021 Publication. | Wall mounted timber hoarding | - | 2 | FALSE
56 | 60A40C | 6172 | 60A40C | Advertising Structures | Hoarding | Wall Mounted | Timber | Double Demy | Wall mounted timber hoardings: Typically an external grade plywood faced signboard with a softwood frame. Fixed either mechanically to the wall or on brackets. No lighting included. The dimensions of a Double Demy Poster are 572 x 902mm. | Location Adjustment Applicable (See Guidance Notes) - ERC = UK mean of 1.00 | (BEAMS Note 2) The ERC for this item should be added to all other rateable items on the hereditament (except land). Therefore the total of the ERC of the other Building Items and the P&M ERC (where applicable) to enable the correct contract size adjustment to be made. ERC of Building Component + ERC of P&M = Total ERC to which contract size adjustment should be applied. The appropriate % adjustment should be made in accordance with the scale for contract size adjustment specified under section 6 of the RCG 2023 Guidance notes. The currency ERC rates are set at £4m (Four Million Pounds) @ 1st April 2021 (AVD) for the RCG 2023 Publication. | Costs as per non-illuminated. Price includes supply, installation and delivery charges. Add for planning application fee. Planning fees for England can be obtained from the Planning Portal (www.planningportal.gov.uk), which has a link to the latest fees. Gurrent guide (as from 17th January 2018 onwards is £462 for advertisements which are neither directional or busisness premesis). for lighting see, "display lighting". | Note if illuminated panels are incorporated behind advertising display | - | - | - | - | - | Wall mounted timber hoarding | - | 10011 |  | Each | One | 1 - COMMERCIAL | Clive Angell | Chris Royle | 99.2583 | Option 2 | 116.8476 | 17.72% | 183.913 | 144.6429 | 45.72% | 23.79% | 144.6429 | 45.72% | ERC Over-ridden | Malcolm Lytton | VOA_GPN_GOV_UK\6061678 | 2021-02-05 | Low | Amber | High | Costs index from 2017 cost guide due to lack of recent cost data. Photo description altered to make it clear that photo shows only one hoarding. | High Risk, no new cost data, Indexed from CG2017 to CG2023 | Cost appears to be correct, but different to 2021. On investigtion Malcolm has gone back to 2017 negating the gross to net adjustments done last time. I've revised the index to go from the 2021 net costs. Minor tweaks to headings for readability. | NA | BCIS | 1.56 | (BEAMS Note 2) The ERC for this item should be added to all other rateable items on the hereditament (except land). Therefore the total of the ERC of the other Building Items and the P&M ERC (where applicable) to enable the correct contract size adjustment to be made. ERC of Building Component + ERC of P&M = Total ERC to which contract size adjustment should be applied. The appropriate % adjustment should be made in accordance with the scale for contract size adjustment specified under section 6 of the RCG 2021 Guidance notes. The currency ERC rates are set at £4m (Four Million Pounds) @ 1st April 2019 (AVD) for the RCG 2021 Publication. | Wall mounted timber hoarding | - | 2 | TRUE
57 | 60A40D | 6097 | 60A40D | Advertising Structures | Hoarding | Wall Mounted | Timber | Quad Demy | Wall mounted timber hoardings: Typically an external grade plywood faced signboard with a softwood frame. Fixed either mechanically to the wall or on brackets. No lighting included. The dimensions of a Quad Demy Poster are 889 x 1143mm. | Location Adjustment Applicable (See Guidance Notes) - ERC = UK mean of 1.00 | (BEAMS Note 2) The ERC for this item should be added to all other rateable items on the hereditament (except land). Therefore the total of the ERC of the other Building Items and the P&M ERC (where applicable) to enable the correct contract size adjustment to be made. ERC of Building Component + ERC of P&M = Total ERC to which contract size adjustment should be applied. The appropriate % adjustment should be made in accordance with the scale for contract size adjustment specified under section 6 of the RCG 2023 Guidance notes. The currency ERC rates are set at £4m (Four Million Pounds) @ 1st April 2021 (AVD) for the RCG 2023 Publication. | Costs as per non-illuminated. Price includes supply, installation and delivery charges. Add for planning application fee. Planning fees for England can be obtained from the Planning Portal (www.planningportal.gov.uk), which has a link to the latest fees. Gurrent guide (as from 17th January 2018 onwards is £462 for advertisements which are neither directional or busisness premesis). for lighting see, "display lighting". | Number of sheets or dimensions. | - | - | - | - | - | Wall mounted timber hoarding | - | 10011 |  | Each | One | 1 - COMMERCIAL | Clive Angell | Chris Royle | 105.1969 | Option 2 | 123.8385 | 17.72% | 264.6304 | 208.125 | 97.84% | 68.06% | 208.125 | 97.84% | ERC Over-ridden | Malcolm Lytton | VOA_GPN_GOV_UK\6061678 | 2021-08-17 | Low | Amber | High | Costs indexed from 2017 rating cost guide as no recent cost data available. Photo description altered to make it clear that photo only includes one hoarding. | High Risk, no new cost data, Indexed from CG2017 to CG2023 | Index still incorrectly referenced TPI 260. Now fixed. 05/02/21 - Cost appears to be correct, but different to 2021. On investigtion Malcolm has gone back to 2017 negating the gross to net adjustments done last time. I've revised the index to go from the 2021 net costs. Minor tweaks to headings for readability. | NA | BCIS | 1.56 | (BEAMS Note 2) The ERC for this item should be added to all other rateable items on the hereditament (except land). Therefore the total of the ERC of the other Building Items and the P&M ERC (where applicable) to enable the correct contract size adjustment to be made. ERC of Building Component + ERC of P&M = Total ERC to which contract size adjustment should be applied. The appropriate % adjustment should be made in accordance with the scale for contract size adjustment specified under section 6 of the RCG 2021 Guidance notes. The currency ERC rates are set at £4m (Four Million Pounds) @ 1st April 2019 (AVD) for the RCG 2021 Publication. | Wall mounted timber hoarding | - | 2 | TRUE
58 | 60A40E | 6342 | 60A40E | Advertising Structures | Hoarding | Wall Mounted | Timber | Crown Double | Wall mounted timber hoardings: Typically an external grade plywood faced signboard with a softwood frame. Fixed either mechanically to the wall or on brackets. No lighting included. The dimensions of a Crown Double Poster are 508 x 762mm. | Location Adjustment Applicable (See Guidance Notes) - ERC = UK mean of 1.00 | (BEAMS Note 2) The ERC for this item should be added to all other rateable items on the hereditament (except land). Therefore the total of the ERC of the other Building Items and the P&M ERC (where applicable) to enable the correct contract size adjustment to be made. ERC of Building Component + ERC of P&M = Total ERC to which contract size adjustment should be applied. The appropriate % adjustment should be made in accordance with the scale for contract size adjustment specified under section 6 of the RCG 2023 Guidance notes. The currency ERC rates are set at £4m (Four Million Pounds) @ 1st April 2021 (AVD) for the RCG 2023 Publication. | Costs as per non-illuminated. Price includes supply, installation and delivery charges. Add for planning application fee. Planning fees for England can be obtained from the Planning Portal (www.planningportal.gov.uk), which has a link to the latest fees. Gurrent guide (as from 17th January 2018 onwards is £462 for advertisements which are neither directional or busisness premesis). for lighting see, "display lighting". | Number of sheets or dimensions. | - | - | - | - | - | Wall mounted timber hoarding | - | 10011 |  | Each | One | 1 - COMMERCIAL | Clive Angell | Chris Royle | 72.1108 | Option 2 | 84.8893 | 17.72% | 183.913 | 144.6429 | 100.6% | 70.39% | 144.6429 | 100.6% | ERC Over-ridden | Malcolm Lytton | VOA_GPN_GOV_UK\6061678 | 2021-02-05 | Low | Amber | High | Costs indexed from the 2017 rating cost guide due to lack of recent cost data. Photo description altered to make clear photo only shows one hoarding. | High Risk, no new cost data, Indexed from CG2017 to CG2023 | Cost appears to be correct, but different to 2021. On investigtion Malcolm has gone back to 2017 negating the gross to net adjustments done last time. I've revised the index to go from the 2021 net costs. Minor tweaks to headings for readability. | NA | BCIS | 1.56 | (BEAMS Note 2) The ERC for this item should be added to all other rateable items on the hereditament (except land). Therefore the total of the ERC of the other Building Items and the P&M ERC (where applicable) to enable the correct contract size adjustment to be made. ERC of Building Component + ERC of P&M = Total ERC to which contract size adjustment should be applied. The appropriate % adjustment should be made in accordance with the scale for contract size adjustment specified under section 6 of the RCG 2021 Guidance notes. The currency ERC rates are set at £4m (Four Million Pounds) @ 1st April 2019 (AVD) for the RCG 2021 Publication. | Wall mounted timber hoarding | - | 2 | TRUE
59 | 60A40F | 6249 | 60A40F | Advertising Structures | Hoarding | Wall Mounted | Timber | Crown Quad | Wall mounted timber hoardings: Typically an external grade plywood faced signboard with a softwood frame. Fixed either mechanically to the wall or on brackets. No lighting included. The dimensions of a Crown Quad Poster are 762 x 1016mm. | Location Adjustment Applicable (See Guidance Notes) - ERC = UK mean of 1.00 | (BEAMS Note 2) The ERC for this item should be added to all other rateable items on the hereditament (except land). Therefore the total of the ERC of the other Building Items and the P&M ERC (where applicable) to enable the correct contract size adjustment to be made. ERC of Building Component + ERC of P&M = Total ERC to which contract size adjustment should be applied. The appropriate % adjustment should be made in accordance with the scale for contract size adjustment specified under section 6 of the RCG 2023 Guidance notes. The currency ERC rates are set at £4m (Four Million Pounds) @ 1st April 2021 (AVD) for the RCG 2023 Publication. | Costs as per non-illuminated. Price includes supply, installation and delivery charges. Add for planning application fee. Planning fees for England can be obtained from the Planning Portal (www.planningportal.gov.uk), which has a link to the latest fees. Gurrent guide (as from 17th January 2018 onwards is £462 for advertisements which are neither directional or busisness premesis). for lighting see, "display lighting". | Number of sheets or dimensions. | - | - | - | - | - | Wall mounted timber hoarding | - | 10011 |  | Each | One | 1 - COMMERCIAL | Clive Angell | Chris Royle | 99.2583 | Option 2 | 116.8476 | 17.72% | 264.6304 | 208.125 | 109.7% | 78.12% | 208.125 | 109.7% | ERC Over-ridden | Malcolm Lytton | VOA_GPN_GOV_UK\6061678 | 2021-02-05 | Low | Amber | High | Costs indexed from 2017 cost guide due to lack of recent cost data. Photo description altered to make clear photo only shows one hoarding. | High risk, no new cost data, Indexed from CG2017 to CG2023 | Cost appears to be correct, but different to 2021. On investigtion Malcolm has gone back to 2017 negating the gross to net adjustments done last time. I've revised the index to go from the 2021 net costs. Minor tweaks to headings for readability. | NA | BCIS | 1.56 | (BEAMS Note 2) The ERC for this item should be added to all other rateable items on the hereditament (except land). Therefore the total of the ERC of the other Building Items and the P&M ERC (where applicable) to enable the correct contract size adjustment to be made. ERC of Building Component + ERC of P&M = Total ERC to which contract size adjustment should be applied. The appropriate % adjustment should be made in accordance with the scale for contract size adjustment specified under section 6 of the RCG 2021 Guidance notes. The currency ERC rates are set at £4m (Four Million Pounds) @ 1st April 2019 (AVD) for the RCG 2021 Publication. | Wall mounted timber hoarding | - | 2 | TRUE
60 | 60A40G | 6173 | 60A40G | Advertising Structures | Hoarding | Wall Mounted | Timber | Crown 4 | Wall mounted timber hoardings: Typically an external grade plywood faced signboard with a softwood frame. Fixed either mechanically to the wall or on brackets. No lighting included. The size of hoardings directly relates to the number of Crown Posters they can display. The dimensions of a Crown Poster are 412.8 x 533.4mm. | Location Adjustment Applicable (See Guidance Notes) - ERC = UK mean of 1.00 | (BEAMS Note 2) The ERC for this item should be added to all other rateable items on the hereditament (except land). Therefore the total of the ERC of the other Building Items and the P&M ERC (where applicable) to enable the correct contract size adjustment to be made. ERC of Building Component + ERC of P&M = Total ERC to which contract size adjustment should be applied. The appropriate % adjustment should be made in accordance with the scale for contract size adjustment specified under section 6 of the RCG 2023 Guidance notes. The currency ERC rates are set at £4m (Four Million Pounds) @ 1st April 2021 (AVD) for the RCG 2023 Publication. | Costs as per non-illuminated. Price includes supply, installation and delivery charges. Add for planning application fee. Planning fees for England can be obtained from the Planning Portal (www.planningportal.gov.uk), which has a link to the latest fees. Gurrent guide (as from 17th January 2018 onwards is £462 for advertisements which are neither directional or busisness premesis). for lighting see, "display lighting". | Number of sheets or dimensions. | - | - | - | - | - | Wall mounted timber hoarding | - | 10011 |  | Each | One | 1 - COMMERCIAL | Clive Angell | Chris Royle | 116.2256 | Option 2 | 136.8215 | 17.72% | 345.3478 | 271.6071 | 133.7% | 98.51% | 271.6071 | 133.7% | ERC Over-ridden | Malcolm Lytton | VOA_GPN_GOV_UK\6061678 | 2021-02-05 | Low | Amber | High | Costs indexed from 2017 Cost Guide due to a lack of recent cost data. Photo description corrected to make clear only one hoarding shown in photo. | High Risk, no new cost data, Indexed from CG2017 to CG2023 | Cost appears to be correct, but different to 2021. On investigtion Malcolm has gone back to 2017 negating the gross to net adjustments done last time. I've revised the index to go from the 2021 net costs. Minor tweaks to headings for readability. | NA | BCIS | 1.56 | (BEAMS Note 2) The ERC for this item should be added to all other rateable items on the hereditament (except land). Therefore the total of the ERC of the other Building Items and the P&M ERC (where applicable) to enable the correct contract size adjustment to be made. ERC of Building Component + ERC of P&M = Total ERC to which contract size adjustment should be applied. The appropriate % adjustment should be made in accordance with the scale for contract size adjustment specified under section 6 of the RCG 2021 Guidance notes. The currency ERC rates are set at £4m (Four Million Pounds) @ 1st April 2019 (AVD) for the RCG 2021 Publication. | Wall mounted timber hoarding | - | 2 | TRUE
61 | 60A40J | 6115 | 60A40J | Advertising Structures | Hoarding | Wall Mounted | Timber | Crown 8 | Wall mounted timber hoardings: Typically an external grade plywood faced signboard with a softwood frame. Fixed either mechanically to the wall or on brackets. No lighting included. The size of hoardings directly relates to the number of Crown Posters they can display. The dimensions of a Crown Poster are 412.8 x 533.4mm. | Location Adjustment Applicable (See Guidance Notes) - ERC = UK mean of 1.00 | (BEAMS Note 2) The ERC for this item should be added to all other rateable items on the hereditament (except land). Therefore the total of the ERC of the other Building Items and the P&M ERC (where applicable) to enable the correct contract size adjustment to be made. ERC of Building Component + ERC of P&M = Total ERC to which contract size adjustment should be applied. The appropriate % adjustment should be made in accordance with the scale for contract size adjustment specified under section 6 of the RCG 2023 Guidance notes. The currency ERC rates are set at £4m (Four Million Pounds) @ 1st April 2021 (AVD) for the RCG 2023 Publication. | Costs as per non-illuminated. Price includes supply, installation and delivery charges. Add for planning application fee. Planning fees for England can be obtained from the Planning Portal (www.planningportal.gov.uk), which has a link to the latest fees. Gurrent guide (as from 17th January 2018 onwards is £462 for advertisements which are neither directional or busisness premesis). for lighting see, "display lighting". | Number of sheets or dimensions. | - | - | - | - | - | Wall mounted timber hoarding | - | 10011 |  | Each | One | 1 - COMMERCIAL | Clive Angell | Chris Royle | 358.8571 | Option 2 | 422.4489 | 17.72% | 460.8043 | 362.4107 | 0.9903% | -14.21% | 362.4107 | 0.9903% | ERC Over-ridden | Malcolm Lytton | VOA_GPN_GOV_UK\6061678 | 2021-02-05 | Low | Amber | High | Costs indexed from 2017 cost guide due to lack of recent cost data. Photo description altered to make clear photo only shows one hoarding. | High Risk, no new cost data, Indexed from CG2017 to CG2023 | Cost appears to be correct, but different to 2021. On investigtion Malcolm has gone back to 2017 negating the gross to net adjustments done last time. I've revised the index to go from the 2021 net costs. Minor tweaks to headings for readability. | NA | BCIS | 1.56 | (BEAMS Note 2) The ERC for this item should be added to all other rateable items on the hereditament (except land). Therefore the total of the ERC of the other Building Items and the P&M ERC (where applicable) to enable the correct contract size adjustment to be made. ERC of Building Component + ERC of P&M = Total ERC to which contract size adjustment should be applied. The appropriate % adjustment should be made in accordance with the scale for contract size adjustment specified under section 6 of the RCG 2021 Guidance notes. The currency ERC rates are set at £4m (Four Million Pounds) @ 1st April 2019 (AVD) for the RCG 2021 Publication. | Wall mounted timber hoarding | - | 2 | TRUE
62 | 60A40K | 6362 | 60A40K | Advertising Structures | Hoarding | Wall Mounted | Timber | Crown 12 | Wall mounted timber hoardings: Typically an external grade plywood faced signboard with a softwood frame. Fixed either mechanically to the wall or on brackets. No lighting included. The size of hoardings directly relates to the number of Crown Posters they can display. The dimensions of a Crown Poster are 412.8 x 533.4mm. | Location Adjustment Applicable (See Guidance Notes) - ERC = UK mean of 1.00 | (BEAMS Note 2) The ERC for this item should be added to all other rateable items on the hereditament (except land). Therefore the total of the ERC of the other Building Items and the P&M ERC (where applicable) to enable the correct contract size adjustment to be made. ERC of Building Component + ERC of P&M = Total ERC to which contract size adjustment should be applied. The appropriate % adjustment should be made in accordance with the scale for contract size adjustment specified under section 6 of the RCG 2023 Guidance notes. The currency ERC rates are set at £4m (Four Million Pounds) @ 1st April 2021 (AVD) for the RCG 2023 Publication. | Costs as per non-illuminated. Price includes supply, installation and delivery charges. Add for planning application fee. Planning fees for England can be obtained from the Planning Portal (www.planningportal.gov.uk), which has a link to the latest fees. Gurrent guide (as from 17th January 2018 onwards is £462 for advertisements which are neither directional or busisness premesis). for lighting see, "display lighting". | Number of sheets or dimensions. | - | - | - | - | - | Wall mounted timber hoarding | - | 10011 |  | Each | One | 1 - COMMERCIAL | Clive Angell | Chris Royle | 391.9432 | Option 2 | 461.3981 | 17.72% | 725.4348 | 570.5357 | 45.57% | 23.65% | 570.5357 | 45.57% | ERC Over-ridden | Malcolm Lytton | VOA_GPN_GOV_UK\6061678 | 2021-02-05 | Low | Amber | High | Costs indexed from the 2017 cost guide due to lack of recent cost data. Photo description corrected to make clear only one hoarding shown in photo. | High Risk, no new cost data, Indexed from CG2017 to 2023 | Cost appears to be correct, but different to 2021. On investigtion Malcolm has gone back to 2017 negating the gross to net adjustments done last time. I've revised the index to go from the 2021 net costs. Minor tweaks to headings for readability. | NA | BCIS | 1.56 | (BEAMS Note 2) The ERC for this item should be added to all other rateable items on the hereditament (except land). Therefore the total of the ERC of the other Building Items and the P&M ERC (where applicable) to enable the correct contract size adjustment to be made. ERC of Building Component + ERC of P&M = Total ERC to which contract size adjustment should be applied. The appropriate % adjustment should be made in accordance with the scale for contract size adjustment specified under section 6 of the RCG 2021 Guidance notes. The currency ERC rates are set at £4m (Four Million Pounds) @ 1st April 2019 (AVD) for the RCG 2021 Publication. | Wall mounted timber hoarding | - | 2 | TRUE
63 | 60A40L | 6210 | 60A40L | Advertising Structures | Hoarding | Wall Mounted | Timber | Crown 16 | Wall mounted timber hoardings: Typically an external grade plywood faced signboard with a softwood frame. Fixed either mechanically to the wall or on brackets. No lighting included. The size of hoardings directly relates to the number of Crown Posters they can display. The dimensions of a Crown Poster are 412.8 x 533.4mm. | Location Adjustment Applicable (See Guidance Notes) - ERC = UK mean of 1.00 | (BEAMS Note 2) The ERC for this item should be added to all other rateable items on the hereditament (except land). Therefore the total of the ERC of the other Building Items and the P&M ERC (where applicable) to enable the correct contract size adjustment to be made. ERC of Building Component + ERC of P&M = Total ERC to which contract size adjustment should be applied. The appropriate % adjustment should be made in accordance with the scale for contract size adjustment specified under section 6 of the RCG 2023 Guidance notes. The currency ERC rates are set at £4m (Four Million Pounds) @ 1st April 2021 (AVD) for the RCG 2023 Publication. | Costs as per non-illuminated. Price includes supply, installation and delivery charges. Add for planning application fee. Planning fees for England can be obtained from the Planning Portal (www.planningportal.gov.uk), which has a link to the latest fees. Gurrent guide (as from 17th January 2018 onwards is £462 for advertisements which are neither directional or busisness premesis). for lighting see, "display lighting". | Number of sheets or dimensions. | - | - | - | - | - | Wall mounted timber hoarding | - | 10011 |  | Each | One | 1 - COMMERCIAL | Clive Angell | Chris Royle | 579.4312 | Option 2 | 682.1102 | 17.72% | 886.8696 | 697.5 | 20.38% | 2.256% | 697.5 | 20.38% | ERC Over-ridden | Malcolm Lytton | VOA_GPN_GOV_UK\6061678 | 2021-02-05 | Low | Amber | High | Costs indexed from 2017 cost guide due to lack of recent cost data. Photo description corrected to make clear only one hoarding shown in photo | High Risk, no new cost data, indexed from CG2017 to CG2023 | Cost appears to be correct, but different to 2021. On investigtion Malcolm has gone back to 2017 negating the gross to net adjustments done last time. I've revised the index to go from the 2021 net costs. Minor tweaks to headings for readability. | NA | BCIS | 1.56 | (BEAMS Note 2) The ERC for this item should be added to all other rateable items on the hereditament (except land). Therefore the total of the ERC of the other Building Items and the P&M ERC (where applicable) to enable the correct contract size adjustment to be made. ERC of Building Component + ERC of P&M = Total ERC to which contract size adjustment should be applied. The appropriate % adjustment should be made in accordance with the scale for contract size adjustment specified under section 6 of the RCG 2021 Guidance notes. The currency ERC rates are set at £4m (Four Million Pounds) @ 1st April 2019 (AVD) for the RCG 2021 Publication. | Wall mounted timber hoarding | - | 2 | TRUE
64 | 60A40N | 6380 | 60A40N | Advertising Structures | Hoarding | Wall Mounted | Timber | Crown 32 | Wall mounted timber hoardings: Typically an external grade plywood faced signboard with a softwood frame. Fixed either mechanically to the wall or on brackets. No lighting included. The size of hoardings directly relates to the number of Crown Posters they can display. The dimensions of a Crown Poster are 412.8 x 533.4mm. | Location Adjustment Applicable (See Guidance Notes) - ERC = UK mean of 1.00 | (BEAMS Note 2) The ERC for this item should be added to all other rateable items on the hereditament (except land). Therefore the total of the ERC of the other Building Items and the P&M ERC (where applicable) to enable the correct contract size adjustment to be made. ERC of Building Component + ERC of P&M = Total ERC to which contract size adjustment should be applied. The appropriate % adjustment should be made in accordance with the scale for contract size adjustment specified under section 6 of the RCG 2023 Guidance notes. The currency ERC rates are set at £4m (Four Million Pounds) @ 1st April 2021 (AVD) for the RCG 2023 Publication. | Costs as per non-illuminated. Price includes supply, installation and delivery charges. Add for planning application fee. Planning fees for England can be obtained from the Planning Portal (www.planningportal.gov.uk), which has a link to the latest fees. Gurrent guide (as from 17th January 2018 onwards is £462 for advertisements which are neither directional or busisness premesis). for lighting see, "display lighting". | Number of sheets or dimensions. | - | - | - | - | - | Wall mounted timber hoarding | - | 10011 |  | Each | One | 1 - COMMERCIAL | Clive Angell | Chris Royle | 612.5173 | Option 2 | 721.0594 | 17.72% | 1337.4565 | 1051.875 | 71.73% | 45.88% | 1051.875 | 71.73% | ERC Over-ridden | Malcolm Lytton | VOA_GPN_GOV_UK\6061678 | 2021-02-05 | Low | Amber | High | Costs indexed from 2017 rating cost guide due to lack of recent cost data. Photo description corrected to make clear photo only shows one hoarding | High Risk, no new cost data, Indexed from CG2017 to CG2023 | Cost appears to be correct, but different to 2021. On investigtion Malcolm has gone back to 2017 negating the gross to net adjustments done last time. I've revised the index to go from the 2021 net costs. Minor tweaks to headings for readability. | NA | BCIS | 1.56 | (BEAMS Note 2) The ERC for this item should be added to all other rateable items on the hereditament (except land). Therefore the total of the ERC of the other Building Items and the P&M ERC (where applicable) to enable the correct contract size adjustment to be made. ERC of Building Component + ERC of P&M = Total ERC to which contract size adjustment should be applied. The appropriate % adjustment should be made in accordance with the scale for contract size adjustment specified under section 6 of the RCG 2021 Guidance notes. The currency ERC rates are set at £4m (Four Million Pounds) @ 1st April 2019 (AVD) for the RCG 2021 Publication. | Wall mounted timber hoarding | - | 2 | TRUE
65 | 60A40P | 6363 | 60A40P | Advertising Structures | Hoarding | Wall Mounted | Timber | Crown 48 | Wall mounted timber hoardings: Typically an external grade plywood faced signboard with a softwood frame. Fixed either mechanically to the wall or on brackets. No lighting included. The size of hoardings directly relates to the number of Crown Posters they can display. The dimensions of a Crown Poster are 412.8 x 533.4mm. | Location Adjustment Applicable (See Guidance Notes) - ERC = UK mean of 1.00 | (BEAMS Note 2) The ERC for this item should be added to all other rateable items on the hereditament (except land). Therefore the total of the ERC of the other Building Items and the P&M ERC (where applicable) to enable the correct contract size adjustment to be made. ERC of Building Component + ERC of P&M = Total ERC to which contract size adjustment should be applied. The appropriate % adjustment should be made in accordance with the scale for contract size adjustment specified under section 6 of the RCG 2023 Guidance notes. The currency ERC rates are set at £4m (Four Million Pounds) @ 1st April 2021 (AVD) for the RCG 2023 Publication. | Costs as per non-illuminated. Price includes supply, installation and delivery charges. Add for planning application fee. Planning fees for England can be obtained from the Planning Portal (www.planningportal.gov.uk), which has a link to the latest fees. Gurrent guide (as from 17th January 2018 onwards is £462 for advertisements which are neither directional or busisness premesis). for lighting see, "display lighting". | Number of sheets or dimensions. | - | - | - | - | - | Wall mounted timber hoarding | - | 10011 |  | Each | One | 1 - COMMERCIAL | Clive Angell | Chris Royle | 744.8617 | Option 2 | 876.8561 | 17.72% | 1868.7609 | 1469.7321 | 97.32% | 67.61% | 1469.7321 | 97.32% | ERC Over-ridden | Malcolm Lytton | VOA_GPN_GOV_UK\6061678 | 2021-02-05 | Low | Amber | High | Costs indexed from 2017 cost guide due to lack of recent cost data. Photo description corrected to make clear only one hoarding shown in photo. | High Risk, no new cost data, Indexed from cG2017 to CG2023 | Cost appears to be correct, but different to 2021. On investigtion Malcolm has gone back to 2017 negating the gross to net adjustments done last time. I've revised the index to go from the 2021 net costs. Minor tweaks to headings for readability. | NA | BCIS | 1.56 | (BEAMS Note 2) The ERC for this item should be added to all other rateable items on the hereditament (except land). Therefore the total of the ERC of the other Building Items and the P&M ERC (where applicable) to enable the correct contract size adjustment to be made. ERC of Building Component + ERC of P&M = Total ERC to which contract size adjustment should be applied. The appropriate % adjustment should be made in accordance with the scale for contract size adjustment specified under section 6 of the RCG 2021 Guidance notes. The currency ERC rates are set at £4m (Four Million Pounds) @ 1st April 2019 (AVD) for the RCG 2021 Publication. | Wall mounted timber hoarding | - | 2 | TRUE
66 | 60A40R | 6381 | 60A40R | Advertising Structures | Hoarding | Wall Mounted | Timber | Crown 64 | Wall mounted timber hoardings: Typically an external grade plywood faced signboard with a softwood frame. Fixed either mechanically to the wall or on brackets. No lighting included. The size of hoardings directly relates to the number of Crown Posters they can display. The dimensions of a Crown Poster are 412.8 x 533.4mm. | Location Adjustment Applicable (See Guidance Notes) - ERC = UK mean of 1.00 | (BEAMS Note 2) The ERC for this item should be added to all other rateable items on the hereditament (except land). Therefore the total of the ERC of the other Building Items and the P&M ERC (where applicable) to enable the correct contract size adjustment to be made. ERC of Building Component + ERC of P&M = Total ERC to which contract size adjustment should be applied. The appropriate % adjustment should be made in accordance with the scale for contract size adjustment specified under section 6 of the RCG 2023 Guidance notes. The currency ERC rates are set at £4m (Four Million Pounds) @ 1st April 2021 (AVD) for the RCG 2023 Publication. | Costs as per non-illuminated. Price includes supply, installation and delivery charges. Add for planning application fee. Planning fees for England can be obtained from the Planning Portal (www.planningportal.gov.uk), which has a link to the latest fees. Gurrent guide (as from 17th January 2018 onwards is £462 for advertisements which are neither directional or busisness premesis). for lighting see, "display lighting". | Number of sheets or dimensions. | - | - | - | - | - | Wall mounted timber hoarding | - | 10011 |  | Each | One | 1 - COMMERCIAL | Clive Angell | Chris Royle | 1544.0187 | Option 2 | 1817.6289 | 17.72% | 2433.7826 | 1914.1071 | 23.97% | 5.308% | 1914.1071 | 23.97% | ERC Over-ridden | Malcolm Lytton | VOA_GPN_GOV_UK\6061678 | 2021-02-05 | Low | Amber | High | Costs indexed from the 2017 rating cost guide due to lack of recent cost data. Photo description corrected to make clear photo shows only one hoarding. | High Risk, no new cost data, Indexed from CG2017 to CG2023 | Cost appears to be correct, but different to 2021. On investigtion Malcolm has gone back to 2017 negating the gross to net adjustments done last time. I've revised the index to go from the 2021 net costs. Minor tweaks to headings for readability. | NA | BCIS | 1.56 | (BEAMS Note 2) The ERC for this item should be added to all other rateable items on the hereditament (except land). Therefore the total of the ERC of the other Building Items and the P&M ERC (where applicable) to enable the correct contract size adjustment to be made. ERC of Building Component + ERC of P&M = Total ERC to which contract size adjustment should be applied. The appropriate % adjustment should be made in accordance with the scale for contract size adjustment specified under section 6 of the RCG 2021 Guidance notes. The currency ERC rates are set at £4m (Four Million Pounds) @ 1st April 2019 (AVD) for the RCG 2021 Publication. | Wall mounted timber hoarding | - | 2 | TRUE
67 | 60A40T | 6343 | 60A40T | Advertising Structures | Hoarding | Wall Mounted | Timber | Crown 96 | Wall mounted timber hoardings: Typically an external grade plywood faced signboard with a softwood frame. Fixed either mechanically to the wall or on brackets. No lighting included. The size of hoardings directly relates to the number of Crown Posters they can display. The dimensions of a Crown Poster are 412.8 x 533.4mm. | Location Adjustment Applicable (See Guidance Notes) - ERC = UK mean of 1.00 | (BEAMS Note 2) The ERC for this item should be added to all other rateable items on the hereditament (except land). Therefore the total of the ERC of the other Building Items and the P&M ERC (where applicable) to enable the correct contract size adjustment to be made. ERC of Building Component + ERC of P&M = Total ERC to which contract size adjustment should be applied. The appropriate % adjustment should be made in accordance with the scale for contract size adjustment specified under section 6 of the RCG 2023 Guidance notes. The currency ERC rates are set at £4m (Four Million Pounds) @ 1st April 2021 (AVD) for the RCG 2023 Publication. | Costs as per non-illuminated. Price includes supply, installation and delivery charges. Add for planning application fee. Planning fees for England can be obtained from the Planning Portal (www.planningportal.gov.uk), which has a link to the latest fees. Gurrent guide (as from 17th January 2018 onwards is £462 for advertisements which are neither directional or busisness premesis). for lighting see, "display lighting". | Number of sheets or dimensions. | - | - | - | - | - | Wall mounted timber hoarding | - | 10011 |  | Each | One | 1 - COMMERCIAL | Clive Angell | Chris Royle | 2426.315 | Option 2 | 2856.2739 | 17.72% | 3426.913 | 2695.1786 | 11.08% | -5.64% | 2695.1786 | 11.08% | ERC Over-ridden | Malcolm Lytton | VOA_GPN_GOV_UK\6061678 | 2021-02-05 | Low | Amber | High | Costs indexed from 2017 rating cost guide due to lack of recent cost data. Photo description corrected to make clear photo shows only one hoarding. | - | Cost appears to be correct, but different to 2021. On investigtion Malcolm has gone back to 2017 negating the gross to net adjustments done last time. I've revised the index to go from the 2021 net costs. Minor tweaks to headings for readability. | NA | BCIS | 1.56 | (BEAMS Note 2) The ERC for this item should be added to all other rateable items on the hereditament (except land). Therefore the total of the ERC of the other Building Items and the P&M ERC (where applicable) to enable the correct contract size adjustment to be made. ERC of Building Component + ERC of P&M = Total ERC to which contract size adjustment should be applied. The appropriate % adjustment should be made in accordance with the scale for contract size adjustment specified under section 6 of the RCG 2021 Guidance notes. The currency ERC rates are set at £4m (Four Million Pounds) @ 1st April 2019 (AVD) for the RCG 2021 Publication. | Wall mounted timber hoarding | - | 2 | TRUE
68 | 60A50D | 6344 | 60A50D | Advertising Structures | Hoarding | Wall Mounted | Metal non-illuminated | Quad Royal | These structures are constructed from metal, are mechanically fixed to the wall and exclude lighting. Quad Royal (Approx. 1.02m x 1.26m). | Location Adjustment Applicable (See Guidance Notes) - ERC = UK mean of 1.00 | (BEAMS Note 2) The ERC for this item should be added to all other rateable items on the hereditament (except land). Therefore the total of the ERC of the other Building Items and the P&M ERC (where applicable) to enable the correct contract size adjustment to be made. ERC of Building Component + ERC of P&M = Total ERC to which contract size adjustment should be applied. The appropriate % adjustment should be made in accordance with the scale for contract size adjustment specified under section 6 of the RCG 2023 Guidance notes. The currency ERC rates are set at £4m (Four Million Pounds) @ 1st April 2021 (AVD) for the RCG 2023 Publication. | Costs as per non-illuminated. Price includes supply, installation and delivery charges. Add for planning application fee. Planning fees for England can be obtained from the Planning Portal (www.planningportal.gov.uk), which has a link to the latest fees. Gurrent guide (as from 17th January 2018 onwards is £462 for advertisements which are neither directional or busisness premesis). | Number of sheets or dimensions. | - | - | - | - | Add 15% to cost of hoarding if bottom of hoarding is over 5.0m above ground level or on a difficult/sloping site. | Wall mounted metal hoardings | - | 10010 |  | Each | - | 1 - COMMERCIAL | Clive Angell | Chris Royle | 127.2543 | Option 2 | 149.8046 | 17.72% | 327.9783 | 257.9464 | 102.7% | 72.19% | 257.9464 | 102.7% | ERC Over-ridden | Malcolm Lytton | VOA_GPN_GOV_UK\6061678 | 2021-02-05 | Low | Amber | High | 2017 referencing details moved to Cost Description Notes. Cost information notes added as per 60A50H, O, T etc to include planning allowance. Costs indexed from 2017 rating cost Guide due to lack of recent cost data. | High Risk, some errors on Description / Specific now corrected, no new cost data, Indexed from CG2017 to CG2023 | Cost appears to be correct, but different to 2021. On investigtion Malcolm has gone back to 2017 negating the gross to net adjustments done last time. I've revised the index to go from the 2021 net costs. Minor edits to descriptions for grouping / readability. | NA | Supplier/Manufacturer | 1.56 | (BEAMS Note 2) The ERC for this item should be added to all other rateable items on the hereditament (except land). Therefore the total of the ERC of the other Building Items and the P&M ERC (where applicable) to enable the correct contract size adjustment to be made. ERC of Building Component + ERC of P&M = Total ERC to which contract size adjustment should be applied. The appropriate % adjustment should be made in accordance with the scale for contract size adjustment specified under section 6 of the RCG 2021 Guidance notes. The currency ERC rates are set at £4m (Four Million Pounds) @ 1st April 2019 (AVD) for the RCG 2021 Publication. | Wall mounted metal hoardings | - | 2 | TRUE
69 | 60A50G | 7460 | 60A50G | Advertising Structures | Hoarding | Wall Mounted | Metal non-illuminated | Crown Double | These structures are constructed from metal, are mechanically fixed to the wall and exclude lighting. Crown Double (Approx. 0.51m x 0.76m). | Location Adjustment Applicable (See Guidance Notes) - ERC = UK mean of 1.00 | (BEAMS Note 2) The ERC for this item should be added to all other rateable items on the hereditament (except land). Therefore the total of the ERC of the other Building Items and the P&M ERC (where applicable) to enable the correct contract size adjustment to be made. ERC of Building Component + ERC of P&M = Total ERC to which contract size adjustment should be applied. The appropriate % adjustment should be made in accordance with the scale for contract size adjustment specified under section 6 of the RCG 2023 Guidance notes. The currency ERC rates are set at £4m (Four Million Pounds) @ 1st April 2021 (AVD) for the RCG 2023 Publication. | Costs as per non-illuminated. Price includes supply, installation and delivery charges. Add for planning application fee. Planning fees for England can be obtained from the Planning Portal (www.planningportal.gov.uk), which has a link to the latest fees. Gurrent guide (as from 17th January 2018 onwards is £462 for advertisements which are neither directional or busisness premesis). | Number of sheets or dimensions. | - | - | - | - | Add 15% to cost of hoarding if bottom of hoarding is over 5.0m above ground level or on a difficult/sloping site. | Wall mounted metal hoardings | - | 10010 |  | Each | - | 1 - COMMERCIAL | Clive Angell | Chris Royle | 83.1395 | Option 2 | 97.8723 | 17.72% | 219.6739 | 172.7679 | 107.8% | 76.52% | 172.7679 | 107.8% | ERC Over-ridden | Malcolm Lytton | VOA_GPN_GOV_UK\6061678 | 2021-02-05 | Low | Amber | High | 2017 referencing notes moved to Cost Decription. Costs indexed from 2017 Cost Guide due to lack of recent cost data. | Incorrect Secific / Descriptive now amended, High risk, no new cost data, Indexed CG2017 to CG2023 | Cost appears to be correct, but different to 2021. On investigtion Malcolm has gone back to 2017 negating the gross to net adjustments done last time. I've revised the index to go from the 2021 net costs. Minor edits to descriptions for grouping / readability. | NA | Supplier/Manufacturer | 1.56 | (BEAMS Note 2) The ERC for this item should be added to all other rateable items on the hereditament (except land). Therefore the total of the ERC of the other Building Items and the P&M ERC (where applicable) to enable the correct contract size adjustment to be made. ERC of Building Component + ERC of P&M = Total ERC to which contract size adjustment should be applied. The appropriate % adjustment should be made in accordance with the scale for contract size adjustment specified under section 6 of the RCG 2021 Guidance notes. The currency ERC rates are set at £4m (Four Million Pounds) @ 1st April 2019 (AVD) for the RCG 2021 Publication. | Wall mounted metal hoardings | - | 2 | TRUE
70 | 60A50H | 9441 | 60A50H | Advertising Structures | Hoarding | Wall Mounted | Metal non-illuminated | Crown 12 | These structures are constructed from metal, are mechanically fixed to the wall and exclude lighting. Crown 12 (Approx. 3.05m x 1.52m). | Location Adjustment Applicable (See Guidance Notes) - ERC = UK mean of 1.00 | (BEAMS Note 2) The ERC for this item should be added to all other rateable items on the hereditament (except land). Therefore the total of the ERC of the other Building Items and the P&M ERC (where applicable) to enable the correct contract size adjustment to be made. ERC of Building Component + ERC of P&M = Total ERC to which contract size adjustment should be applied. The appropriate % adjustment should be made in accordance with the scale for contract size adjustment specified under section 6 of the RCG 2023 Guidance notes. The currency ERC rates are set at £4m (Four Million Pounds) @ 1st April 2021 (AVD) for the RCG 2023 Publication. | Costs as per non-illuminated. Price includes supply, installation and delivery charges. Add for planning application fee. Planning fees for England can be obtained from the Planning Portal (www.planningportal.gov.uk), which has a link to the latest fees. Gurrent guide (as from 17th January 2018 onwards is £462 for advertisements which are neither directional or busisness premesis). | Number of sheets or dimensions. | - | - | - | - | Add 15% to cost of hoarding if bottom of hoarding is over 5.0m above ground level or difficult/slopin ground. | NO PHOTOS ON CG2017 ON THIS CODE, USE 60A50G PHOTO | - | 10010 |  | Each | - | 1 - COMMERCIAL | Clive Angell | Chris Royle | #N/A | Option 2 | ERROR | 0% | 0 | 0 | 0% | 0% | 0 | 0% | Redirected | Malcolm Lytton | VOA_GPN_GOV_UK\6061678 | 2021-02-05 | Low | Amber | High | 2017 referancing notes moved to Cost Decription. Variation added in alightment with codes 60A50H, 60A50P,G,J,D. Costs indexed from 2017 Cost Guide due to lack of recent cost data. | Incorrect Secific / Descriptive now amended, High risk, no new cost data, Indexed CG2017 to CG2023 | Cost appears to be correct, but different to 2021. On investigtion Malcolm has gone back to 2017 negating the gross to net adjustments done last time. I've revised the index to go from the 2021 net costs. Minor edits to descriptions for grouping / readability. | NA | Supplier/Manufacturer | 1.56 | (BEAMS Note 2) The ERC for this item should be added to all other rateable items on the hereditament (except land). Therefore the total of the ERC of the other Building Items and the P&M ERC (where applicable) to enable the correct contract size adjustment to be made. ERC of Building Component + ERC of P&M = Total ERC to which contract size adjustment should be applied. The appropriate % adjustment should be made in accordance with the scale for contract size adjustment specified under section 6 of the RCG 2021 Guidance notes. The currency ERC rates are set at £4m (Four Million Pounds) @ 1st April 2019 (AVD) for the RCG 2021 Publication. | NO PHOTOS ON CG2017 ON THIS CODE, USE 60A50G PHOTO | - | 2 | TRUE
71 | 60A50J | 6211 | 60A50J | Advertising Structures | Hoarding | Wall Mounted | Metal non-illuminated | Crown Quad | These structures are constructed from metal, are mechanically fixed to the wall and exclude lighting. Crown Quad (Approx. 1.02m x 0.76m). | Location Adjustment Applicable (See Guidance Notes) - ERC = UK mean of 1.00 | (BEAMS Note 2) The ERC for this item should be added to all other rateable items on the hereditament (except land). Therefore the total of the ERC of the other Building Items and the P&M ERC (where applicable) to enable the correct contract size adjustment to be made. ERC of Building Component + ERC of P&M = Total ERC to which contract size adjustment should be applied. The appropriate % adjustment should be made in accordance with the scale for contract size adjustment specified under section 6 of the RCG 2023 Guidance notes. The currency ERC rates are set at £4m (Four Million Pounds) @ 1st April 2021 (AVD) for the RCG 2023 Publication. | Costs as per non-illuminated. Price includes supply, installation and delivery charges. Add for planning application fee. Planning fees for England can be obtained from the Planning Portal (www.planningportal.gov.uk), which has a link to the latest fees. Gurrent guide (as from 17th January 2018 onwards is £462 for advertisements which are neither directional or busisness premesis). | Number of sheets or dimensions. | - | - | - | - | Add 15% to cost of hoarding if bottom of hoarding is over 5.0m above ground level or on a difficult/sloping site. | Wall mounted metal hoardings | - | 10010 |  | Each | - | 1 - COMMERCIAL | Clive Angell | Chris Royle | 110.287 | Option 2 | 129.8306 | 17.72% | 254.413 | 200.0893 | 81.43% | 54.12% | 200.0893 | 81.43% | ERC Over-ridden | Malcolm Lytton | VOA_GPN_GOV_UK\6061678 | 2021-02-05 | Low | Amber | High | 2017 referancing details deleted as repeating description. Cost information notes added as per 60A50H, O, T etc to include planning allowance. Costs indexed from 2017 rating cost Guide due to lack of recent cost data. | High Risk, no new cost data, Indexed CG2017 to CG2023 | Cost appears to be correct, but different to 2021. On investigtion Malcolm has gone back to 2017 negating the gross to net adjustments done last time. I've revised the index to go from the 2021 net costs. Minor edits to descriptions for grouping / readability. | NA | Supplier/Manufacturer | 1.56 | (BEAMS Note 2) The ERC for this item should be added to all other rateable items on the hereditament (except land). Therefore the total of the ERC of the other Building Items and the P&M ERC (where applicable) to enable the correct contract size adjustment to be made. ERC of Building Component + ERC of P&M = Total ERC to which contract size adjustment should be applied. The appropriate % adjustment should be made in accordance with the scale for contract size adjustment specified under section 6 of the RCG 2021 Guidance notes. The currency ERC rates are set at £4m (Four Million Pounds) @ 1st April 2019 (AVD) for the RCG 2021 Publication. | Wall mounted metal hoardings | - | 2 | TRUE
72 | 60A50P | 6191 | 60A50P | Advertising Structures | Hoarding | Wall Mounted | Metal non-illuminated | Crown 48 | These structures are constructed from metal, are mechanically fixed to the wall and exclude lighting. Crown 48 (Approx. 6.10m x 3.05m). | Location Adjustment Applicable (See Guidance Notes) - ERC = UK mean of 1.00 | (BEAMS Note 2) The ERC for this item should be added to all other rateable items on the hereditament (except land). Therefore the total of the ERC of the other Building Items and the P&M ERC (where applicable) to enable the correct contract size adjustment to be made. ERC of Building Component + ERC of P&M = Total ERC to which contract size adjustment should be applied. The appropriate % adjustment should be made in accordance with the scale for contract size adjustment specified under section 6 of the RCG 2023 Guidance notes. The currency ERC rates are set at £4m (Four Million Pounds) @ 1st April 2021 (AVD) for the RCG 2023 Publication. | Costs as per non-illuminated. Price includes supply, installation and delivery charges. Add for planning application fee. Planning fees for England can be obtained from the Planning Portal (www.planningportal.gov.uk), which has a link to the latest fees. Gurrent guide (as from 17th January 2018 onwards is £462 for advertisements which are neither directional or busisness premesis). | Number of sheets or dimensions. | - | - | - | - | Add 15% to cost of hoarding if bottom of hoarding is over 5.0m above ground level or on a difficult/sloping site. | Wall mounted metal hoardings | - | 10010 |  | Each | - | 1 - COMMERCIAL | Clive Angell | Chris Royle | 827.1528 | Option 2 | 973.7298 | 17.72% | 1936.1957 | 1522.7679 | 84.1% | 56.39% | 1522.7679 | 84.1% | ERC Over-ridden | Malcolm Lytton | VOA_GPN_GOV_UK\6061678 | 2021-02-05 | Low | Amber | High | 2017 referancing notes moved to Cost Decription. Costs indexed from 2017 Cost Guide due to lack of recent cost data. | High Risk, no new cost data, Indexed from CG2017 to CG2023 | Cost appears to be correct, but different to 2021. On investigtion Malcolm has gone back to 2017 negating the gross to net adjustments done last time. I've revised the index to go from the 2021 net costs. Minor edits to descriptions for grouping / readability. | NA | Supplier/Manufacturer | 1.56 | (BEAMS Note 2) The ERC for this item should be added to all other rateable items on the hereditament (except land). Therefore the total of the ERC of the other Building Items and the P&M ERC (where applicable) to enable the correct contract size adjustment to be made. ERC of Building Component + ERC of P&M = Total ERC to which contract size adjustment should be applied. The appropriate % adjustment should be made in accordance with the scale for contract size adjustment specified under section 6 of the RCG 2021 Guidance notes. The currency ERC rates are set at £4m (Four Million Pounds) @ 1st April 2019 (AVD) for the RCG 2021 Publication. | Wall mounted metal hoardings | - | 2 | FALSE
73 | 60A50T | 6133 | 60A50T | Advertising Structures | Hoarding | Wall Mounted | Metal non-illuminated | Crown 96 | These structures are constructed from metal, are mechanically fixed to the wall and exclude lighting. Crown 96 (Approx. 12.19m x 3.05m). | Location Adjustment Applicable (See Guidance Notes) - ERC = UK mean of 1.00 | (BEAMS Note 2) The ERC for this item should be added to all other rateable items on the hereditament (except land). Therefore the total of the ERC of the other Building Items and the P&M ERC (where applicable) to enable the correct contract size adjustment to be made. ERC of Building Component + ERC of P&M = Total ERC to which contract size adjustment should be applied. The appropriate % adjustment should be made in accordance with the scale for contract size adjustment specified under section 6 of the RCG 2023 Guidance notes. The currency ERC rates are set at £4m (Four Million Pounds) @ 1st April 2021 (AVD) for the RCG 2023 Publication. | Costs as per non-illuminated. Price includes supply, installation and delivery charges. Add for planning application fee. Planning fees for England can be obtained from the Planning Portal (www.planningportal.gov.uk), which has a link to the latest fees. Gurrent guide (as from 17th January 2018 onwards is £462 for advertisements which are neither directional or busisness premesis). | Number of sheets or dimensions. | - | - | - | - | Add 15% to cost of hoarding if bottom of hoarding is over 5.0m above ground level or on a difficult/sloping site. | Wall mounted metal hoardings | - | 10010 |  | Each | - | 1 - COMMERCIAL | Clive Angell | Chris Royle | 2977.7503 | Option 2 | 3505.4271 | 17.72% | 3987.8478 | 3136.3393 | 5.326% | -10.53% | 3136.3393 | 5.326% | ERC Over-ridden | Malcolm Lytton | VOA_GPN_GOV_UK\6061678 | 2021-02-05 | Low | Amber | High | 2017 referancing notes moved to Cost Decription. Costs indexed from 2017 Cost Guide due to lack of recent cost data. | High Risk, non new cost data. Indexed CG2017 to CG2023 | Cost appears to be correct, but different to 2021. On investigtion Malcolm has gone back to 2017 negating the gross to net adjustments done last time. I've revised the index to go from the 2021 net costs. Minor edits to descriptions for grouping / readability. | NA | Supplier/Manufacturer | 1.56 | (BEAMS Note 2) The ERC for this item should be added to all other rateable items on the hereditament (except land). Therefore the total of the ERC of the other Building Items and the P&M ERC (where applicable) to enable the correct contract size adjustment to be made. ERC of Building Component + ERC of P&M = Total ERC to which contract size adjustment should be applied. The appropriate % adjustment should be made in accordance with the scale for contract size adjustment specified under section 6 of the RCG 2021 Guidance notes. The currency ERC rates are set at £4m (Four Million Pounds) @ 1st April 2019 (AVD) for the RCG 2021 Publication. | Wall mounted metal hoardings | - | 2 | FALSE
54 | 60A50M | 7479 | 60A50M | Advertising Structures | Hoarding | Wall Mounted - Metal non-illuminated | Crown 12 | - | These structures are constructed from metal, are mechanically fixed to the wall and exclude lighting. The dimensions for a Crown Poster are 412.8 x 533.4 mm. | Location Adjustment Applicable (See Guidance Notes) - ERC = UK mean of 1.00 | (BEAMS Note 2) The ERC for this item should be added to all other rateable items on the hereditament (except land). Therefore the total of the ERC of the other Building Items and the P&M ERC (where applicable) to enable the correct contract size adjustment to be made. ERC of Building Component + ERC of P&M = Total ERC to which contract size adjustment should be applied. The appropriate % adjustment should be made in accordance with the scale for contract size adjustment specified under section 6 of the RCG 2023 Guidance notes. The currency ERC rates are set at £4m (Four Million Pounds) @ 1st April 2021 (AVD) for the RCG 2023 Publication. | Costs as per non-illuminated. Price includes supply, installation and delivery charges. Add for planning application fee. Planning fees for England can be obtained from the Planning Portal (www.planningportal.gov.uk), which has a link to the latest fees. Gurrent guide (as from 17th January 2018 onwards is £462 for advertisements which are neither directional or busisness premesis). for lighting see, "display lighting". Also: See Variations. | Number of sheets or dimensions. | - | - | - | - | Add 15% to cost if base of hoarding is over 5.0m above ground level or a difficult/sloping site. | Wall mounted metal hoardings | - | 10010 | 60A50H | Each | - | 1 - COMMERCIAL | Clive Angell | Chris Royle | 414.0006 | Option 2 | 487.3642 | 17.72% | 686.6087 | 540 | 30.43% | 10.8% | 540 | 30.43% | ERC Over-ridden | Malcolm Lytton | VOA_GPN_GOV_UK\6061678 | 2021-02-05 | Low | Amber | High | This code does not have a cost in the 2017 rating cost guide. Cost taken from 2021 cost guide. Costs indexed from 2021 Cost Guide due to lack of recent cost data. | Indexed from CG2021 CG, High Risk, no new cost data | Cost appears to be correct, but different to 2021. On investigtion Malcolm has gone back to 2017 negating the gross to net adjustments done last time. On review this appears to be a duplicate of 60A50H, and going back to CG2010 that code did not exist, and so i've redirected the duplicate here. Minor edits to descriptions for grouping / readability. | NA | Supplier/Manufacturer | 1.56 | (BEAMS Note 2) The ERC for this item should be added to all other rateable items on the hereditament (except land). Therefore the total of the ERC of the other Building Items and the P&M ERC (where applicable) to enable the correct contract size adjustment to be made. ERC of Building Component + ERC of P&M = Total ERC to which contract size adjustment should be applied. The appropriate % adjustment should be made in accordance with the scale for contract size adjustment specified under section 6 of the RCG 2021 Guidance notes. The currency ERC rates are set at £4m (Four Million Pounds) @ 1st April 2019 (AVD) for the RCG 2021 Publication. | Wall mounted metal hoardings | - | 2 | TRUE
77 | 50A00X | 4288 | 50A00X | Agricultural Buildings | Flat Grain Store | Steel portal frame, walls clad with sheet metal profile cladding and concrete thrust (push) walls, roofs clad with cement fibre roof sheets. Roof may incorporate transluscent roof lights | 500m² | Eaves Height 6m | Steel portal frame unheated, uninsulated, usually no natural light, walls clad with uninsulated profiled metal sheet cladding and roofs clad with fibre cement sheets, concrete slab floor, may or may not have doors. So that bulk products can be stored to a reasonable height, flat grain stores will have thrust walls (sometimes called grain walls) to a height of approx. 2.50 – 3.65 metres. May have a vented floor to aerate the product, but most have fans in the thrust walls and venting is by means of removable pipes. The manufacturers tend to refer to flat grain stores in terms of their storage capacity, e.g. 1000 tonnes, 2500 tonnes. etc. Can be used in conjunction with vertical grain stores such as silos. See also Rating Manual Valuation Practice - Section 460 Grain Silos and Practice Note 2021 - Grain Stores and Grain Silos. Note: Agricultural buildings may have multi-functional uses dependant on the seasons and how the farm is worked/managed. | Location Adjustment Applicable (See Guidance Notes) - ERC = UK mean of 1.00 | (BEAMS Note 2) The ERC for this item should be added to all other rateable items on the hereditament (except land). Therefore the total of the ERC of the other Building Items and the P&M ERC (where applicable) to enable the correct contract size adjustment to be made. ERC of Building Component + ERC of P&M = Total ERC to which contract size adjustment should be applied. The appropriate % adjustment should be made in accordance with the scale for contract size adjustment specified under section 6 of the RCG 2023 Guidance notes. The currency ERC rates are set at £4m (Four Million Pounds) @ 1st April 2021 (AVD) for the RCG 2023 Publication. | Cost based on basic steel portal frame construction, clad to walls with single skin uninsulated steel profile sheet,roofs clad with cement fibre roof sheets, typically rectangular in plan, 6m eaves height with basic power and lighting, manually operated roller shutter door and 1nr personnel door. For ajustments see also variations. For flat grain stores in excess of 500m² contact BEAMs team for further guidance. | Measure to GIA, record eaves height. Photograph internally and externally. Referencers/valuers to record all details of adjacent silos/equipment/plant and machinery used in conjunction with the flat grain store. Ascertain additional plant and equipment present such as aeratos, temperature and humidity controls. Flat grain stores can be assessed for rating using either the rental method or using contractors method. Reference should therefore be made to the applicable Rating Manual Guidance and Practice Note to determine the correct valuation method to be adopted. | See Rating Manual Valuation Practice - Section 460 Grain Silos | See Practice Note 2021 - Grain Stores and Grain Silos | Silos (Vertical Grain Stores) - May have auto fillers, temperature and moisture control plant, testing equipment, electrical roller shutter doors. | Referencer to ascertain on site number of adjoining items - Refer to Rating Manual and Practice Note. | For adjustments apply 7% reduction for basic industrial sheds open one long side. Apply 5% reduction or increase for variations in height (1m). | Referencer's Photo from Appeals Case ref - 33574775 - HARTLEY FARMS AT BRIDGEFORD HURST FARM. | Flat Grain Store with adjacent silo. | - | 98B031 | m2 | 500m² | 3 - INDUSTRIAL | David Grace | Sue Moorby | 301.3254 | Option 1 | 373.5845 | 23.98% | 768.2293 | 551.5702 | 83.05% | 47.64% | 551.5702 | 83.05% | Price Book Data | Ian Walker | VOA_GPN_GOV_UK\7231506 | 2021-08-05 | Low | Amber | High | This ERC is at high risk. Lack of evidence due to no FOR data and very litttle reliable data from manufacturers. ERC costings assessed from SPONs 2019 A&B, internet research and liaison with colleague carrying out similar Industrial Buildings Category. Consulted with Sue Moorby, Minerals Lead Valuer in BEAMS. In terms of Rateable and Non-Rateable elements I have referenced the valuer back to the relevant section of the Rating Manual for further guidance. Determining whether or not an element is rateable is a matter of law and the valuer should be able to apply their own specialist knowledge of Rating to current legislation to determine if an element is rateable or not, this is beyond the scope of the Cost Guide. | - | Updated indices following QA | NA | SPONS A&B | 1.561 | (BEAMS Note 2) The ERC for this item should be added to all other rateable items on the hereditament (except land). Therefore the total of the ERC of the other Building Items and the P&M ERC (where applicable) to enable the correct contract size adjustment to be made. ERC of Building Component + ERC of P&M = Total ERC to which contract size adjustment should be applied. The appropriate % adjustment should be made in accordance with the scale for contract size adjustment specified under section 6 of the RCG 2021 Guidance notes. The currency ERC rates are set at £4m (Four Million Pounds) @ 1st April 2019 (AVD) for the RCG 2021 Publication. | Referencer's Photo from Appeals Case ref - 33574775 - HARTLEY FARMS AT BRIDGEFORD HURST FARM. | Flat Grain Store with adjacent silo. | 2 | TRUE
74 | 605MO1 | 4272 | 605MO1 | Agricultural Buildings | Unheated and Uninsulated Basic Shed | Steel Profiled Single Skin Wall Cladding | 0 - 500m² | Eaves Height 6.0m | Basic unheated, uninsulated shell construction, open plan internally. Internal facilities such as toilets and tearoom are not provided to this category of property. Building construction: Single storey steel portal frame comprising universal columns and universal beams supported on concrete pad foundations. Reinforced concrete ground floor slab, no upper floors or mezzanine. Standard steel uninsulated single skin trapezoidal profile external wall and roof cladding. Natural light via translucent roof sheets to approx. 10% of roof area. One personnel door and one roller shutter door provided. Services comprise basic single phase power (assumed 2nr double socket outlets and 4nr light fittings per every 100m²). No water supply or foul drainage provision. Average weight of Steel for buildings up to 20m high (Average 3m per floor) up to 6 storeys = (35-40)/2 = 37.5kg/m2 floor area. | Location Adjustment Applicable (See Guidance Notes) - ERC = UK mean of 1.00 | (BEAMS Note 2) The ERC for this item should be added to all other rateable items on the hereditament (except land). Therefore the total of the ERC of the other Building Items and the P&M ERC (where applicable) to enable the correct contract size adjustment to be made. ERC of Building Component + ERC of P&M = Total ERC to which contract size adjustment should be applied. The appropriate % adjustment should be made in accordance with the scale for contract size adjustment specified under section 6 of the RCG 2023 Guidance notes. The currency ERC rates are set at £4m (Four Million Pounds) @ 1st April 2021 (AVD) for the RCG 2023 Publication. | Cost based on basic steel portal frame construction, clad to roof and walls with single skin uninsulated steel profile sheet, typically rectangular in plan, 6m eaves height with basic power and lighting, manually operated roller shutter door and 1nr personnel door. Ajustments, see also variations, apply 7% reduction for basic industrial sheds open one long side with no roller shutter or personnel doors. Apply % reduction or increase for variations in height (1m). | Measure to GIA. Measure eaves height. Photograph internally and externally. | Refer to Rating Manual Part 3 Valuation of all Property Classes, Section 380 Factories, Workshops and Warehouses. | Refer to Rating Manual Part 3 Valuation of all Property Classes, Section 380 Factories, Workshops and Warehouses. | None | None | For adjustments apply 7% reduction for basic industrial sheds open one long side. Apply 5% reduction or increase for variations in height (1m). | - | Re-use existing photographs from RCG 2021 - Unable to obtain new photographs due to COVID restrictions. | - |  | m2 | 500m² | 3 - INDUSTRIAL | David Grace | Sue Moorby | 243.7859 | Option 1 | 302.2467 | 23.98% | 589.0906 | 422.953 | 73.49% | 39.94% | 422.953 | 73.49% | Price Book Data | Ian Walker | VOA_GPN_GOV_UK\7231506 | 2021-08-05 | Low | Amber | High | This ERC is at high risk. Lack of evidence due to no FOR data and no data from Manufacturers. ERC costings assessed from SPONs 2019 A&B, internet research and liaison with colleague carrying out similar Industrial Buildings Category. Consulted with Sue Moorby, Minerals Lead Valuer in BEAMS. In terms of Rateable and Non-Rateable elements I have referenced the valuer back to the relevant section of the Rating Manual for further guidance. Determining whether or not an element is rateable is a matter of law and the valuer should be able to apply their own specialist knowledge of Rating to current legislation to determine if an element is rateable or not, this is beyond the scope of the Cost Guide. | Rate indexed | Updated indices following QA | NA | SPONS A&B | 1.561 | (BEAMS Note 2) The ERC for this item should be added to all other rateable items on the hereditament (except land). Therefore the total of the ERC of the other Building Items and the P&M ERC (where applicable) to enable the correct contract size adjustment to be made. ERC of Building Component + ERC of P&M = Total ERC to which contract size adjustment should be applied. The appropriate % adjustment should be made in accordance with the scale for contract size adjustment specified under section 6 of the RCG 2021 Guidance notes. The currency ERC rates are set at £4m (Four Million Pounds) @ 1st April 2019 (AVD) for the RCG 2021 Publication. | - | Re-use existing photographs from RCG 2021 - Unable to obtain new photographs due to COVID restrictions. | 2 | TRUE
75 | 605MO2 | 4458 | 605MO2 | Agricultural Buildings | Unheated and Uninsulated Basic Shed | Steel Profiled Single Skin Wall Cladding | 501m² to 1000m² | Eaves Height 6.0m | Basic unheated, uninsulated shell construction, open plan internally. Internal facilities such as toilets and tearoom are not provided to this category of property. Building construction: Single storey steel portal frame comprising universal columns and universal beams supported on concrete pad foundations. Reinforced concrete ground floor slab, no upper floors or mezzanine. Standard steel uninsulated single skin trapezoidal profile external wall and roof cladding. Natural light via translucent roof sheets to approx. 10% of roof area. One personnel door and one roller shutter door provided. Services comprise basic single phase power (assumed 2nr double socket outlets and 4nr light fittings per every 100m²). No water supply or foul drainage provision. Average weight of Steel for buildings up to 20m high (Average 3m per floor) up to 6 storeys = (35-40)/2 = 37.5kg/m2 floor area. | Location Adjustment Applicable (See Guidance Notes) - ERC = UK mean of 1.00 | (BEAMS Note 2) The ERC for this item should be added to all other rateable items on the hereditament (except land). Therefore the total of the ERC of the other Building Items and the P&M ERC (where applicable) to enable the correct contract size adjustment to be made. ERC of Building Component + ERC of P&M = Total ERC to which contract size adjustment should be applied. The appropriate % adjustment should be made in accordance with the scale for contract size adjustment specified under section 6 of the RCG 2023 Guidance notes. The currency ERC rates are set at £4m (Four Million Pounds) @ 1st April 2021 (AVD) for the RCG 2023 Publication. | Cost based on basic steel portal frame construction, clad to roof and walls with single skin uninsulated steel profile sheet, typically rectangular in plan, 6m eaves height with basic power and lighting, manually operated roller shutter door and 1nr personnel door. Ajustments, see also variations, apply 7% reduction for basic industrial sheds open one long side with no roller shutter or personnel doors. Apply % reduction or increase for variations in height (1m). | Measure to GIA. Measure eaves height. Photograph internally and externally. | Refer to Rating Manual Part 3 Valuation of all Property Classes, Section 380 Factories, Workshops and Warehouses. | Refer to Rating Manual Part 3 Valuation of all Property Classes, Section 380 Factories, Workshops and Warehouses. | None | None | For adjustments apply 7% reduction for basic industrial sheds open one long side. Apply 5% reduction or increase for variations in height (1m). | - | Re-use existing photographs from RCG 2021 - Unable to obtain new photographs due to COVID restrictions. | - |  | m2 | upto 1000m² | 3 - INDUSTRIAL | David Grace | Sue Moorby | 154.4482 | Option 1 | 191.4855 | 23.98% | 411.1003 | 295.1602 | 91.11% | 54.14% | 295.1602 | 91.11% | Price Book Data | Ian Walker | VOA_GPN_GOV_UK\7231506 | 2021-08-05 | Low | Amber | High | This ERC is at high risk. Lack of evidence due to no FOR data and no data from Manufacturers. ERC costings assessed from SPONs 2019 A&B, internet research and liaison with colleague carrying out similar Industrial Buildings Category. Consulted with Sue Moorby, Minerals Lead Valuer in BEAMS. In terms of Rateable and Non-Rateable elements I have referenced the valuer back to the relevant section of the Rating Manual for further guidance. Determining whether or not an element is rateable is a matter of law and the valuer should be able to apply their own specialist knowledge of Rating to current legislation to determine if an element is rateable or not, this is beyond the scope of the Cost Guide. | Rate indexed | Updated indices following QA | NA | SPONS A&B | 1.561 | (BEAMS Note 2) The ERC for this item should be added to all other rateable items on the hereditament (except land). Therefore the total of the ERC of the other Building Items and the P&M ERC (where applicable) to enable the correct contract size adjustment to be made. ERC of Building Component + ERC of P&M = Total ERC to which contract size adjustment should be applied. The appropriate % adjustment should be made in accordance with the scale for contract size adjustment specified under section 6 of the RCG 2021 Guidance notes. The currency ERC rates are set at £4m (Four Million Pounds) @ 1st April 2019 (AVD) for the RCG 2021 Publication. | - | Re-use existing photographs from RCG 2021 - Unable to obtain new photographs due to COVID restrictions. | 2 | TRUE
76 | 605MO3 | 4344 | 605MO3 | Agricultural Buildings | Unheated and Uninsulated Basic Shed | Steel Profiled Single Skin Wall Cladding | 1001m² to 5000m² | Eaves Height 6.0m | Basic unheated, uninsulated shell construction, open plan internally. Internal facilities such as toilets and tearoom are not provided to this category of property. Building construction: Single storey steel portal frame comprising universal columns and universal beams supported on concrete pad foundations. Reinforced concrete ground floor slab, no upper floors or mezzanine. Standard steel uninsulated single skin trapezoidal profile external wall and roof cladding. Natural light via translucent roof sheets to approx. 10% of roof area. One personnel door and one roller shutter door provided. Services comprise basic single phase power (assumed 2nr double socket outlets and 4nr light fittings per every 100m²). No water supply or foul drainage provision. Average weight of Steel for buildings up to 20m high (Average 3m per floor) up to 6 storeys = (35-40)/2 = 37.5kg/m2 floor area. | Location Adjustment Applicable (See Guidance Notes) - ERC = UK mean of 1.00 | (BEAMS Note 2) The ERC for this item should be added to all other rateable items on the hereditament (except land). Therefore the total of the ERC of the other Building Items and the P&M ERC (where applicable) to enable the correct contract size adjustment to be made. ERC of Building Component + ERC of P&M = Total ERC to which contract size adjustment should be applied. The appropriate % adjustment should be made in accordance with the scale for contract size adjustment specified under section 6 of the RCG 2023 Guidance notes. The currency ERC rates are set at £4m (Four Million Pounds) @ 1st April 2021 (AVD) for the RCG 2023 Publication. | Cost based on basic steel portal frame construction, clad to roof and walls with single skin uninsulated steel profile sheet, typically rectangular in plan, 6m eaves height with basic power and lighting, manually operated roller shutter door and 1nr personnel door. Ajustments, see also variations, apply 7% reduction for basic industrial sheds open one long side with no roller shutter or personnel doors. Apply % reduction or increase for variations in height (1m). | Measure to GIA. Measure eaves height. Photograph internally and externally. | Refer to Rating Manual Part 3 Valuation of all Property Classes, Section 380 Factories, Workshops and Warehouses. | Refer to Rating Manual Part 3 Valuation of all Property Classes, Section 380 Factories, Workshops and Warehouses. | None | None | For adjustments apply 7% reduction for basic industrial sheds open one long side. Apply 5% reduction or increase for variations in height (1m). | - | Re-use existing photographs from RCG 2021 - Unable to obtain new photographs due to COVID restrictions. | - |  | m2 | m² | 3 - INDUSTRIAL | David Grace | Sue Moorby | 115.8361 | Option 1 | 143.6141 | 23.98% | 395.0237 | 283.6176 | 144.8% | 97.49% | 283.6176 | 144.8% | Price Book Data | Ian Walker | VOA_GPN_GOV_UK\7231506 | 2021-08-05 | Low | Amber | High | This ERC is at high risk. Lack of evidence due to no FOR data and no data from Manufacturers. ERC costings assessed from SPONs 2019 A&B, internet research and liaison with colleague carrying out similar Industrial Buildings Category. Consulted with Sue Moorby, Minerals Lead Valuer in BEAMS. In terms of Rateable and Non-Rateable elements I have referenced the valuer back to the relevant section of the Rating Manual for further guidance. Determining whether or not an element is rateable is a matter of law and the valuer should be able to apply their own specialist knowledge of Rating to current legislation to determine if an element is rateable or not, this is beyond the scope of the Cost Guide. | Rate indexed | Updated indices following QA | NA | SPONS A&B | 1.561 | (BEAMS Note 2) The ERC for this item should be added to all other rateable items on the hereditament (except land). Therefore the total of the ERC of the other Building Items and the P&M ERC (where applicable) to enable the correct contract size adjustment to be made. ERC of Building Component + ERC of P&M = Total ERC to which contract size adjustment should be applied. The appropriate % adjustment should be made in accordance with the scale for contract size adjustment specified under section 6 of the RCG 2021 Guidance notes. The currency ERC rates are set at £4m (Four Million Pounds) @ 1st April 2019 (AVD) for the RCG 2021 Publication. | - | Re-use existing photographs from RCG 2021 - Unable to obtain new photographs due to COVID restrictions. | 2 | TRUE
78 | 201A70 | 3775 | 201A70 | Air | Compressors | Cylinder mounted 7 Bar | Motor hp 0.5 | 1.2 ft³ / min | Cylinder Mounted Piston Compressors Air Compressors - Machine for compressing air by means of pistons, Usually electrically driven this piston compressor is commonly found in car garages and small factories. The motor and piston are mounted on the storage cylinder ( receiver ). Pressures usually 7 Bar. The compressor switches on when the pressure in the receiver is below the pre set figure. | Considered Not Applicable at time of Publication | (BEAMS Note 1) The ERC for this item should be added to the total of the ERC of the other P&M items on the site and the Buildings ERC (where applicable) to enable the correct contract size adjustment to be made. ERC of P&M Items + ERC of Building Component’s = Total ERC (net figure rateable items only) to which contract size adjustment should be applied The 2023 Generic Contractors Test Spreadsheet has this facility built into the programme - it is recommended you undertake all contractors test valuations using this spreadsheet. (Details on the application of contract size adjustments can be found in the RCG 2023 Guidance notes). Where RV is calculated using the comparative method (rental method) the contract size adjustment should be made as follows: Select - SCAT code box ""P and M as an addition” within the 2023 Generic Contractors Test Spreadsheet facility. Or Where the spreadsheet is not used take the: Reciprocal of statutory de-capitalisation rate (i.e. 5% reciprocal = 20) multiply by rateable value of the buildings (before any overall end allowances are made and after making a notional deduction for the land value) and add to the ERC of P&M. Use resultant figure to calculate contract size adjustment. (Guidance Notes - Section 6) |  | 1.The Type ( cylinder mounted ) 2.The pressure in the cylinder Bar 3.The output of the system cubic m / hour 4.The size of the motor 5.Age Cubic ft/min x 1.699 = cubic m/hour If the only information available is the size of the motor :- To find cubic m/hour from hp of motor x by 7.6 (approx.) To find cubic ft/min from hp of motor x by 4.5 (approx.) Note the information above is approximate and should be used with care. | Class 1 Table 1(I) Air Compressor (Class 1 and 2) List of Accessories 2 (ii) | Compressors not falling within Class 1 (Power) and compressors excluded from Class 2 by reason of the Class 2 proviso | Foundations, supports (steelworks), storage cylinder (air receiver), air driers, filters and mains pipe work. | It is assumed that the item forms part of an average size industrial, commercial or office complex. Where it would be normal to find more than one item in such a hereditament the ERC stated has been adjusted to reflect any number / quantity, discount. These figures are NOT one off figures. |  | Small piston driven compressors mounted on a cylinder Note: Air receiver is attached ( cylinder ) | - | 20001 |  | Each | - | NA | NA | NA | 2234.0644 | Option 3 | 3008.6487 | 34.67% | 503.0797 | 448.1672 | -79.94% | -85.1% | 448.1672 | -79.94% | Indexed | NA | VOA_GPN_GOV_UK\7246041 | 2019-08-30 | Low | Amber | Medium | Risk taken from previous CG | - | - | NA | SPONS M | NA | (BEAMS Note 1) The ERC for this item should be added to the total of the ERC of the other P&M items on the site and the Buildings ERC (where applicable) to enable the correct contract size adjustment to be made. ERC of P&M Items + ERC of Building Component’s = Total ERC (net figure rateable items only) to which contract size adjustment should be applied The 2021 Generic Contractors Test Spreadsheet has this facility built into the programme - it is recommended you undertake all contractors test valuations using this spreadsheet. (Details on the application of contract size adjustments can be found in the RCG 2021 Guidance notes). Where RV is calculated using the comparative method (rental method) the contract size adjustment should be made as follows: Select - SCAT code box "P and M as an addition” within the 2021 Generic Contractors Test Spreadsheet facility. Or Where the spreadsheet is not used take the: Reciprocal of statutory de-capitalisation rate (i.e. 5% reciprocal = 20) multiply by rateable value of the buildings (before any overall end allowances are made and after making a notional deduction for the land value) and add to the ERC of P&M. Use resultant figure to calculate contract size adjustment. (Guidance Notes - Section 6) | Small piston driven compressors mounted on a cylinder Note: Air receiver is attached ( cylinder ) | - | 1 | TRUE
79 | 201A71 | 3941 | 201A71 | Air | Compressors | Cylinder mounted 7 Bar | Motor hp 1.5 | 3.2 ft³ / min | Cylinder Mounted Piston Compressors Air Compressors - Machine for compressing air by means of pistons, Usually electrically driven this piston compressor is commonly found in car garages and small factories. The motor and piston are mounted on the storage cylinder ( receiver ). Pressures usually 7 Bar. The compressor switches on when the pressure in the receiver is below the pre set figure. | Considered Not Applicable at time of Publication | (BEAMS Note 1) The ERC for this item should be added to the total of the ERC of the other P&M items on the site and the Buildings ERC (where applicable) to enable the correct contract size adjustment to be made. ERC of P&M Items + ERC of Building Component’s = Total ERC (net figure rateable items only) to which contract size adjustment should be applied The 2023 Generic Contractors Test Spreadsheet has this facility built into the programme - it is recommended you undertake all contractors test valuations using this spreadsheet. (Details on the application of contract size adjustments can be found in the RCG 2023 Guidance notes). Where RV is calculated using the comparative method (rental method) the contract size adjustment should be made as follows: Select - SCAT code box ""P and M as an addition” within the 2023 Generic Contractors Test Spreadsheet facility. Or Where the spreadsheet is not used take the: Reciprocal of statutory de-capitalisation rate (i.e. 5% reciprocal = 20) multiply by rateable value of the buildings (before any overall end allowances are made and after making a notional deduction for the land value) and add to the ERC of P&M. Use resultant figure to calculate contract size adjustment. (Guidance Notes - Section 6) |  | 1.The Type ( cylinder mounted ) 2.The pressure in the cylinder Bar 3.The output of the system cubic m / hour 4.The size of the motor 5.Age Cubic ft/min x 1.699 = cubic m/hour If the only information available is the size of the motor :- To find cubic m/hour from hp of motor x by 7.6 (approx.) To find cubic ft/min from hp of motor x by 4.5 (approx.) Note the information above is approximate and should be used with care. | Class 1 Table 1(I) Air Compressor (Class 1 and 2) List of Accessories 2 (ii) | Compressors not falling within Class 1 (Power) and compressors excluded from Class 2 by reason of the Class 2 proviso (other than) | Foundations, supports (steelworks), storage cylinder (air receiver), air driers, filters and mains pipe work. | It is assumed that the item forms part of an average size industrial, commercial or office complex. Where it would be normal to find more than one item in such a hereditament the ERC stated has been adjusted to reflect any number / quantity, discount. These figures are NOT one off figures. |  | Small piston driven compressors mounted on a cylinder Note: Air receiver is attached ( cylinder ) | - | 20001 |  | Each | - | NA | NA | NA | 2234.0644 | Option 3 | 3008.6487 | 34.67% | 635.4691 | 566.106 | -74.66% | -81.18% | 566.106 | -74.66% | Indexed | NA | VOA_GPN_GOV_UK\7246041 | 2019-08-30 | Low | Amber | Medium | Risk taken from previous CG | - | - | NA | SPONS M | NA | (BEAMS Note 1) The ERC for this item should be added to the total of the ERC of the other P&M items on the site and the Buildings ERC (where applicable) to enable the correct contract size adjustment to be made. ERC of P&M Items + ERC of Building Component’s = Total ERC (net figure rateable items only) to which contract size adjustment should be applied The 2021 Generic Contractors Test Spreadsheet has this facility built into the programme - it is recommended you undertake all contractors test valuations using this spreadsheet. (Details on the application of contract size adjustments can be found in the RCG 2021 Guidance notes). Where RV is calculated using the comparative method (rental method) the contract size adjustment should be made as follows: Select - SCAT code box "P and M as an addition” within the 2021 Generic Contractors Test Spreadsheet facility. Or Where the spreadsheet is not used take the: Reciprocal of statutory de-capitalisation rate (i.e. 5% reciprocal = 20) multiply by rateable value of the buildings (before any overall end allowances are made and after making a notional deduction for the land value) and add to the ERC of P&M. Use resultant figure to calculate contract size adjustment. (Guidance Notes - Section 6) | Small piston driven compressors mounted on a cylinder Note: Air receiver is attached ( cylinder ) | - | 1 | TRUE
80 | 201A72 | 3776 | 201A72 | Air | Compressors | Cylinder mounted 7 Bar | Motor hp 2.0 | 5.6 ft³ /min | Cylinder Mounted Piston Compressors Air Compressors - Machine for compressing air by means of pistons, Usually electrically driven this piston compressor is commonly found in car garages and small factories. The motor and piston are mounted on the storage cylinder ( receiver ). Pressures usually 7 Bar. The compressor switches on when the pressure in the receiver is below the pre set figure. | Considered Not Applicable at time of Publication | (BEAMS Note 1) The ERC for this item should be added to the total of the ERC of the other P&M items on the site and the Buildings ERC (where applicable) to enable the correct contract size adjustment to be made. ERC of P&M Items + ERC of Building Component’s = Total ERC (net figure rateable items only) to which contract size adjustment should be applied The 2023 Generic Contractors Test Spreadsheet has this facility built into the programme - it is recommended you undertake all contractors test valuations using this spreadsheet. (Details on the application of contract size adjustments can be found in the RCG 2023 Guidance notes). Where RV is calculated using the comparative method (rental method) the contract size adjustment should be made as follows: Select - SCAT code box ""P and M as an addition” within the 2023 Generic Contractors Test Spreadsheet facility. Or Where the spreadsheet is not used take the: Reciprocal of statutory de-capitalisation rate (i.e. 5% reciprocal = 20) multiply by rateable value of the buildings (before any overall end allowances are made and after making a notional deduction for the land value) and add to the ERC of P&M. Use resultant figure to calculate contract size adjustment. (Guidance Notes - Section 6) |  | 1.The Type ( cylinder mounted ) 2.The pressure in the cylinder Bar 3.The output of the system cubic m / hour 4.The size of the motor 5.Age Cubic ft/min x 1.699 = cubic m/hour If the only information available is the size of the motor :- To find cubic m/hour from hp of motor x by 7.6 (approx.) To find cubic ft/min from hp of motor x by 4.5 (approx.) Note the information above is approximate and should be used with care. | Class 1 Table 1(I) Air Compressor (Class 1 and 2) List of Accessories 2 (ii) | Compressors not falling within Class 1 (Power) and compressors excluded from Class 2 by reason of the Class 2 proviso (other than) | Foundations, supports (steelworks), storage cylinder (air receiver), air driers, filters and mains pipe work. | It is assumed that the item forms part of an average size industrial, commercial or office complex. Where it would be normal to find more than one item in such a hereditament the ERC stated has been adjusted to reflect any number / quantity, discount. These figures are NOT one off figures. |  | Small piston driven compressors mounted on a cylinder Note: Air receiver is attached ( cylinder ) | - | 20001 |  | Each | - | NA | NA | NA | 3038.3275 | Option 3 | 4091.7623 | 34.67% | 635.4691 | 566.106 | -81.37% | -86.16% | 566.106 | -81.37% | Indexed | NA | VOA_GPN_GOV_UK\7246041 | 2019-08-30 | Low | Amber | Medium | Risk taken from previous CG | - | - | NA | SPONS M | NA | (BEAMS Note 1) The ERC for this item should be added to the total of the ERC of the other P&M items on the site and the Buildings ERC (where applicable) to enable the correct contract size adjustment to be made. ERC of P&M Items + ERC of Building Component’s = Total ERC (net figure rateable items only) to which contract size adjustment should be applied The 2021 Generic Contractors Test Spreadsheet has this facility built into the programme - it is recommended you undertake all contractors test valuations using this spreadsheet. (Details on the application of contract size adjustments can be found in the RCG 2021 Guidance notes). Where RV is calculated using the comparative method (rental method) the contract size adjustment should be made as follows: Select - SCAT code box "P and M as an addition” within the 2021 Generic Contractors Test Spreadsheet facility. Or Where the spreadsheet is not used take the: Reciprocal of statutory de-capitalisation rate (i.e. 5% reciprocal = 20) multiply by rateable value of the buildings (before any overall end allowances are made and after making a notional deduction for the land value) and add to the ERC of P&M. Use resultant figure to calculate contract size adjustment. (Guidance Notes - Section 6) | Small piston driven compressors mounted on a cylinder Note: Air receiver is attached ( cylinder ) | - | 1 | TRUE
81 | 201A73 | 3777 | 201A73 | Air | Compressors | Cylinder mounted 7 Bar | Motor hp 3.0 | 10.6 ft³ / min | Cylinder Mounted Piston Compressors Air Compressors - Machine for compressing air by means of pistons, Usually electrically driven this piston compressor is commonly found in car garages and small factories. The motor and piston are mounted on the storage cylinder ( receiver ). Pressures usually 7 Bar. The compressor switches on when the pressure in the receiver is below the pre set figure. | Considered Not Applicable at time of Publication | (BEAMS Note 1) The ERC for this item should be added to the total of the ERC of the other P&M items on the site and the Buildings ERC (where applicable) to enable the correct contract size adjustment to be made. ERC of P&M Items + ERC of Building Component’s = Total ERC (net figure rateable items only) to which contract size adjustment should be applied The 2023 Generic Contractors Test Spreadsheet has this facility built into the programme - it is recommended you undertake all contractors test valuations using this spreadsheet. (Details on the application of contract size adjustments can be found in the RCG 2023 Guidance notes). Where RV is calculated using the comparative method (rental method) the contract size adjustment should be made as follows: Select - SCAT code box ""P and M as an addition” within the 2023 Generic Contractors Test Spreadsheet facility. Or Where the spreadsheet is not used take the: Reciprocal of statutory de-capitalisation rate (i.e. 5% reciprocal = 20) multiply by rateable value of the buildings (before any overall end allowances are made and after making a notional deduction for the land value) and add to the ERC of P&M. Use resultant figure to calculate contract size adjustment. (Guidance Notes - Section 6) |  | 1.The Type ( cylinder mounted ) 2.The pressure in the cylinder Bar 3.The output of the system cubic m / hour 4.The size of the motor 5.Age Cubic ft/min x 1.699 = cubic m/hour If the only information available is the size of the motor :- To find cubic m/hour from hp of motor x by 7.6 (approx.) To find cubic ft/min from hp of motor x by 4.5 (approx.) Note the information above is approximate and should be used with care. | Class 1 Table 1(I) Air Compressor (Class 1 and 2) List of Accessories 2 (ii) | Compressors not falling within Class 1 (Power) and compressors excluded from Class 2 by reason of the Class 2 proviso (other than) | Foundations, supports (steelworks), storage cylinder (air receiver), air driers, filters and mains pipe work. | It is assumed that the item forms part of an average size industrial, commercial or office complex. Where it would be normal to find more than one item in such a hereditament the ERC stated has been adjusted to reflect any number / quantity, discount. These figures are NOT one off figures. |  | Small piston driven compressors mounted on a cylinder Note: Air receiver is attached ( cylinder ) | - | 20001 |  | Each | - | NA | NA | NA | 5004.3042 | Option 3 | 6739.3731 | 34.67% | 847.2922 | 754.8079 | -84.92% | -88.8% | 754.8079 | -84.92% | Indexed | NA | VOA_GPN_GOV_UK\7246041 | 2019-08-30 | Low | Amber | Medium | Risk taken from previous CG | - | - | NA | SPONS M | NA | (BEAMS Note 1) The ERC for this item should be added to the total of the ERC of the other P&M items on the site and the Buildings ERC (where applicable) to enable the correct contract size adjustment to be made. ERC of P&M Items + ERC of Building Component’s = Total ERC (net figure rateable items only) to which contract size adjustment should be applied The 2021 Generic Contractors Test Spreadsheet has this facility built into the programme - it is recommended you undertake all contractors test valuations using this spreadsheet. (Details on the application of contract size adjustments can be found in the RCG 2021 Guidance notes). Where RV is calculated using the comparative method (rental method) the contract size adjustment should be made as follows: Select - SCAT code box "P and M as an addition” within the 2021 Generic Contractors Test Spreadsheet facility. Or Where the spreadsheet is not used take the: Reciprocal of statutory de-capitalisation rate (i.e. 5% reciprocal = 20) multiply by rateable value of the buildings (before any overall end allowances are made and after making a notional deduction for the land value) and add to the ERC of P&M. Use resultant figure to calculate contract size adjustment. (Guidance Notes - Section 6) | Small piston driven compressors mounted on a cylinder Note: Air receiver is attached ( cylinder ) | - | 1 | TRUE
82 | 201A74 | 3779 | 201A74 | Air | Compressors | Cylinder mounted 7 Bar | Motor hp 4.0 | 13.8 ft³ / min | Cylinder Mounted Piston Compressors Air Compressors - Machine for compressing air by means of pistons, Usually electrically driven this piston compressor is commonly found in car garages and small factories. The motor and piston are mounted on the storage cylinder ( receiver ). Pressures usually 7 Bar. The compressor switches on when the pressure in the receiver is below the pre set figure. | Considered Not Applicable at time of Publication | (BEAMS Note 1) The ERC for this item should be added to the total of the ERC of the other P&M items on the site and the Buildings ERC (where applicable) to enable the correct contract size adjustment to be made. ERC of P&M Items + ERC of Building Component’s = Total ERC (net figure rateable items only) to which contract size adjustment should be applied The 2023 Generic Contractors Test Spreadsheet has this facility built into the programme - it is recommended you undertake all contractors test valuations using this spreadsheet. (Details on the application of contract size adjustments can be found in the RCG 2023 Guidance notes). Where RV is calculated using the comparative method (rental method) the contract size adjustment should be made as follows: Select - SCAT code box ""P and M as an addition” within the 2023 Generic Contractors Test Spreadsheet facility. Or Where the spreadsheet is not used take the: Reciprocal of statutory de-capitalisation rate (i.e. 5% reciprocal = 20) multiply by rateable value of the buildings (before any overall end allowances are made and after making a notional deduction for the land value) and add to the ERC of P&M. Use resultant figure to calculate contract size adjustment. (Guidance Notes - Section 6) |  | 1.The Type ( cylinder mounted ) 2.The pressure in the cylinder Bar 3.The output of the system cubic m / hour 4.The size of the motor 5.Age Cubic ft/min x 1.699 = cubic m/hour If the only information available is the size of the motor :- To find cubic m/hour from hp of motor x by 7.6 (approx.) To find cubic ft/min from hp of motor x by 4.5 (approx.) Note the information above is approximate and should be used with care. | Class 1 Table 1(I) Air Compressor (Class 1 and 2) List of Accessories 2 (ii) | Compressors not falling within Class 1 (Power) and compressors excluded from Class 2 by reason of the Class 2 proviso (other than) | Foundations, supports (steelworks), storage cylinder (air receiver), air driers, filters and mains pipe work. | It is assumed that the item forms part of an average size industrial, commercial or office complex. Where it would be normal to find more than one item in such a hereditament the ERC stated has been adjusted to reflect any number / quantity, discount. These figures are NOT one off figures. |  | Small piston driven compressors mounted on a cylinder Note: Air receiver is attached ( cylinder ) | - | 20001 |  | Each | - | NA | NA | NA | 5361.7545 | Option 3 | 7220.7569 | 34.67% | 1059.1152 | 943.5099 | -82.4% | -86.93% | 943.5099 | -82.4% | Indexed | NA | VOA_GPN_GOV_UK\7246041 | 2019-08-30 | Low | Amber | Medium | Risk taken from previous CG | - | - | NA | SPONS M | NA | (BEAMS Note 1) The ERC for this item should be added to the total of the ERC of the other P&M items on the site and the Buildings ERC (where applicable) to enable the correct contract size adjustment to be made. ERC of P&M Items + ERC of Building Component’s = Total ERC (net figure rateable items only) to which contract size adjustment should be applied The 2021 Generic Contractors Test Spreadsheet has this facility built into the programme - it is recommended you undertake all contractors test valuations using this spreadsheet. (Details on the application of contract size adjustments can be found in the RCG 2021 Guidance notes). Where RV is calculated using the comparative method (rental method) the contract size adjustment should be made as follows: Select - SCAT code box "P and M as an addition” within the 2021 Generic Contractors Test Spreadsheet facility. Or Where the spreadsheet is not used take the: Reciprocal of statutory de-capitalisation rate (i.e. 5% reciprocal = 20) multiply by rateable value of the buildings (before any overall end allowances are made and after making a notional deduction for the land value) and add to the ERC of P&M. Use resultant figure to calculate contract size adjustment. (Guidance Notes - Section 6) | Small piston driven compressors mounted on a cylinder Note: Air receiver is attached ( cylinder ) | - | 1 | TRUE
83 | 201A75 | 3780 | 201A75 | Air | Compressors | Cylinder mounted 7 Bar | Motor hp 5.5 | 18.4 ft³ / min | Cylinder Mounted Piston Compressors Air Compressors - Machine for compressing air by means of pistons, Usually electrically driven this piston compressor is commonly found in car garages and small factories. The motor and piston are mounted on the storage cylinder ( receiver ). Pressures usually 7 Bar. The compressor switches on when the pressure in the receiver is below the pre set figure. | Considered Not Applicable at time of Publication | (BEAMS Note 1) The ERC for this item should be added to the total of the ERC of the other P&M items on the site and the Buildings ERC (where applicable) to enable the correct contract size adjustment to be made. ERC of P&M Items + ERC of Building Component’s = Total ERC (net figure rateable items only) to which contract size adjustment should be applied The 2023 Generic Contractors Test Spreadsheet has this facility built into the programme - it is recommended you undertake all contractors test valuations using this spreadsheet. (Details on the application of contract size adjustments can be found in the RCG 2023 Guidance notes). Where RV is calculated using the comparative method (rental method) the contract size adjustment should be made as follows: Select - SCAT code box ""P and M as an addition” within the 2023 Generic Contractors Test Spreadsheet facility. Or Where the spreadsheet is not used take the: Reciprocal of statutory de-capitalisation rate (i.e. 5% reciprocal = 20) multiply by rateable value of the buildings (before any overall end allowances are made and after making a notional deduction for the land value) and add to the ERC of P&M. Use resultant figure to calculate contract size adjustment. (Guidance Notes - Section 6) |  | 1.The Type ( cylinder mounted ) 2.The pressure in the cylinder Bar 3.The output of the system cubic m / hour 4.The size of the motor 5.Age Cubic ft/min x 1.699 = cubic m/hour If the only information available is the size of the motor :- To find cubic m/hour from hp of motor x by 7.6 (approx.) To find cubic ft/min from hp of motor x by 4.5 (approx.) Note the information above is approximate and should be used with care. | Class 1 Table 1(I) Air Compressor (Class 1 and 2) List of Accessories 2 (ii) | Compressors not falling within Class 1 (Power) and compressors excluded from Class 2 by reason of the Class 2 proviso (other than) | Foundations, supports (steelworks), storage cylinder (air receiver), air driers, filters and mains pipe work. | It is assumed that the item forms part of an average size industrial, commercial or office complex. Where it would be normal to find more than one item in such a hereditament the ERC stated has been adjusted to reflect any number / quantity, discount. These figures are NOT one off figures. |  | Small piston driven compressors mounted on a cylinder Note: Air receiver is attached ( cylinder ) | - | 20001 |  | Each | - | NA | NA | NA | 7685.1814 | Option 3 | 10349.7516 | 34.67% | 1270.9383 | 1132.2119 | -85.27% | -89.06% | 1132.2119 | -85.27% | Indexed | NA | VOA_GPN_GOV_UK\7246041 | 2019-08-30 | Low | Amber | Medium | Risk taken from previous CG | - | - | NA | SPONS M | NA | (BEAMS Note 1) The ERC for this item should be added to the total of the ERC of the other P&M items on the site and the Buildings ERC (where applicable) to enable the correct contract size adjustment to be made. ERC of P&M Items + ERC of Building Component’s = Total ERC (net figure rateable items only) to which contract size adjustment should be applied The 2021 Generic Contractors Test Spreadsheet has this facility built into the programme - it is recommended you undertake all contractors test valuations using this spreadsheet. (Details on the application of contract size adjustments can be found in the RCG 2021 Guidance notes). Where RV is calculated using the comparative method (rental method) the contract size adjustment should be made as follows: Select - SCAT code box "P and M as an addition” within the 2021 Generic Contractors Test Spreadsheet facility. Or Where the spreadsheet is not used take the: Reciprocal of statutory de-capitalisation rate (i.e. 5% reciprocal = 20) multiply by rateable value of the buildings (before any overall end allowances are made and after making a notional deduction for the land value) and add to the ERC of P&M. Use resultant figure to calculate contract size adjustment. (Guidance Notes - Section 6) | Small piston driven compressors mounted on a cylinder Note: Air receiver is attached ( cylinder ) | - | 1 | TRUE
84 | 201A76 | 3782 | 201A76 | Air | Compressors | Cylinder mounted 7 Bar | Motor hp 7.5 | 21.5 ft³ / min | Cylinder Mounted Piston Compressors Air Compressors - Machine for compressing air by means of pistons, Usually electrically driven this piston compressor is commonly found in car garages and small factories. The motor and piston are mounted on the storage cylinder ( receiver ). Pressures usually 7 Bar. The compressor switches on when the pressure in the receiver is below the pre set figure. | Considered Not Applicable at time of Publication | (BEAMS Note 1) The ERC for this item should be added to the total of the ERC of the other P&M items on the site and the Buildings ERC (where applicable) to enable the correct contract size adjustment to be made. ERC of P&M Items + ERC of Building Component’s = Total ERC (net figure rateable items only) to which contract size adjustment should be applied The 2023 Generic Contractors Test Spreadsheet has this facility built into the programme - it is recommended you undertake all contractors test valuations using this spreadsheet. (Details on the application of contract size adjustments can be found in the RCG 2023 Guidance notes). Where RV is calculated using the comparative method (rental method) the contract size adjustment should be made as follows: Select - SCAT code box ""P and M as an addition” within the 2023 Generic Contractors Test Spreadsheet facility. Or Where the spreadsheet is not used take the: Reciprocal of statutory de-capitalisation rate (i.e. 5% reciprocal = 20) multiply by rateable value of the buildings (before any overall end allowances are made and after making a notional deduction for the land value) and add to the ERC of P&M. Use resultant figure to calculate contract size adjustment. (Guidance Notes - Section 6) |  | 1.The Type ( cylinder mounted ) 2.The pressure in the cylinder Bar 3.The output of the system cubic m / hour 4.The size of the motor 5.Age Cubic ft/min x 1.699 = cubic m/hour If the only information available is the size of the motor :- To find cubic m/hour from hp of motor x by 7.6 (approx.) To find cubic ft/min from hp of motor x by 4.5 (approx.) Note the information above is approximate and should be used with care. | Class 1 Table 1(I) Air Compressor (Class 1 and 2) List of Accessories 2 (ii) | Compressors not falling within Class 1 (Power) and compressors excluded from Class 2 by reason of the Class 2 proviso (other than) | Foundations, supports (steelworks), storage cylinder (air receiver), air driers, filters and mains pipe work. | It is assumed that the item forms part of an average size industrial, commercial or office complex. Where it would be normal to find more than one item in such a hereditament the ERC stated has been adjusted to reflect any number / quantity, discount. These figures are NOT one off figures. |  | Small piston driven compressors mounted on a cylinder Note: Air receiver is attached ( cylinder ) | - | 20001 |  | Each | - | NA | NA | NA | 7685.1814 | Option 3 | 10349.7516 | 34.67% | 1694.5844 | 1509.6159 | -80.36% | -85.41% | 1509.6159 | -80.36% | Indexed | NA | VOA_GPN_GOV_UK\7246041 | 2019-08-30 | Low | Amber | Medium | Risk taken from previous CG | - | - | NA | SPONS M | NA | (BEAMS Note 1) The ERC for this item should be added to the total of the ERC of the other P&M items on the site and the Buildings ERC (where applicable) to enable the correct contract size adjustment to be made. ERC of P&M Items + ERC of Building Component’s = Total ERC (net figure rateable items only) to which contract size adjustment should be applied The 2021 Generic Contractors Test Spreadsheet has this facility built into the programme - it is recommended you undertake all contractors test valuations using this spreadsheet. (Details on the application of contract size adjustments can be found in the RCG 2021 Guidance notes). Where RV is calculated using the comparative method (rental method) the contract size adjustment should be made as follows: Select - SCAT code box "P and M as an addition” within the 2021 Generic Contractors Test Spreadsheet facility. Or Where the spreadsheet is not used take the: Reciprocal of statutory de-capitalisation rate (i.e. 5% reciprocal = 20) multiply by rateable value of the buildings (before any overall end allowances are made and after making a notional deduction for the land value) and add to the ERC of P&M. Use resultant figure to calculate contract size adjustment. (Guidance Notes - Section 6) | Small piston driven compressors mounted on a cylinder Note: Air receiver is attached ( cylinder ) | - | 1 | TRUE
85 | 201A77 | 3783 | 201A77 | Air | Compressors | Cylinder mounted 7 Bar | Motor hp 10.0 | 32 ft³ / min | Cylinder Mounted Piston Compressors Air Compressors - Machine for compressing air by means of pistons, Usually electrically driven this piston compressor is commonly found in car garages and small factories. The motor and piston are mounted on the storage cylinder ( receiver ). Pressures usually 7 Bar. The compressor switches on when the pressure in the receiver is below the pre set figure. | Considered Not Applicable at time of Publication | (BEAMS Note 1) The ERC for this item should be added to the total of the ERC of the other P&M items on the site and the Buildings ERC (where applicable) to enable the correct contract size adjustment to be made. ERC of P&M Items + ERC of Building Component’s = Total ERC (net figure rateable items only) to which contract size adjustment should be applied The 2023 Generic Contractors Test Spreadsheet has this facility built into the programme - it is recommended you undertake all contractors test valuations using this spreadsheet. (Details on the application of contract size adjustments can be found in the RCG 2023 Guidance notes). Where RV is calculated using the comparative method (rental method) the contract size adjustment should be made as follows: Select - SCAT code box ""P and M as an addition” within the 2023 Generic Contractors Test Spreadsheet facility. Or Where the spreadsheet is not used take the: Reciprocal of statutory de-capitalisation rate (i.e. 5% reciprocal = 20) multiply by rateable value of the buildings (before any overall end allowances are made and after making a notional deduction for the land value) and add to the ERC of P&M. Use resultant figure to calculate contract size adjustment. (Guidance Notes - Section 6) |  | 1.The Type ( cylinder mounted ) 2.The pressure in the cylinder Bar 3.The output of the system cubic m / hour 4.The size of the motor 5.Age Cubic ft/min x 1.699 = cubic m/hour If the only information available is the size of the motor :- To find cubic m/hour from hp of motor x by 7.6 (approx.) To find cubic ft/min from hp of motor x by 4.5 (approx.) Note the information above is approximate and should be used with care. | Class 1 Table 1(I) Air Compressor (Class 1 and 2) List of Accessories 2 (ii) | Compressors not falling within Class 1 (Power) and compressors excluded from Class 2 by reason of the Class 2 proviso (other than) | Foundations, supports (steelworks), storage cylinder (air receiver), air driers, filters and mains pipe work. | It is assumed that the item forms part of an average size industrial, commercial or office complex. Where it would be normal to find more than one item in such a hereditament the ERC stated has been adjusted to reflect any number / quantity, discount. These figures are NOT one off figures. |  | Small piston driven compressors mounted on a cylinder Note: Air receiver is attached ( cylinder ) | - | 20001 |  | Each | - | NA | NA | NA | 8042.6317 | Option 3 | 10831.1354 | 34.67% | 2330.0535 | 2075.7218 | -74.19% | -80.84% | 2075.7218 | -74.19% | Indexed | NA | VOA_GPN_GOV_UK\7246041 | 2019-08-30 | Low | Amber | Medium | Risk taken from previous CG | - | - | NA | SPONS M | NA | (BEAMS Note 1) The ERC for this item should be added to the total of the ERC of the other P&M items on the site and the Buildings ERC (where applicable) to enable the correct contract size adjustment to be made. ERC of P&M Items + ERC of Building Component’s = Total ERC (net figure rateable items only) to which contract size adjustment should be applied The 2021 Generic Contractors Test Spreadsheet has this facility built into the programme - it is recommended you undertake all contractors test valuations using this spreadsheet. (Details on the application of contract size adjustments can be found in the RCG 2021 Guidance notes). Where RV is calculated using the comparative method (rental method) the contract size adjustment should be made as follows: Select - SCAT code box "P and M as an addition” within the 2021 Generic Contractors Test Spreadsheet facility. Or Where the spreadsheet is not used take the: Reciprocal of statutory de-capitalisation rate (i.e. 5% reciprocal = 20) multiply by rateable value of the buildings (before any overall end allowances are made and after making a notional deduction for the land value) and add to the ERC of P&M. Use resultant figure to calculate contract size adjustment. (Guidance Notes - Section 6) | Small piston driven compressors mounted on a cylinder Note: Air receiver is attached ( cylinder ) | - | 1 | TRUE
86 | 201A13 | 3902 | 201A13 | Air | Compressors | Piston 14 bar | 891 m³ / hr | 524 ft³ / min | Piston Air Compressor Air Compressors - Machine for compressing air by means of pistons Usually electrically driven but could be steam turbine or diesel engine driven. This piston compressor is commonly found in medium to large industrial complexes. The storage cylinder ( receiver ) is located away from the compressor and between the two are usually air filters and air dryers. Pressures usually 14 Bar or greater This system is two staged ( the air is squeezed twice ). The compressor switches on when the pressure in the receiver is below the pre set figure. | Considered Not Applicable at time of Publication | (BEAMS Note 1) The ERC for this item should be added to the total of the ERC of the other P&M items on the site and the Buildings ERC (where applicable) to enable the correct contract size adjustment to be made. ERC of P&M Items + ERC of Building Component’s = Total ERC (net figure rateable items only) to which contract size adjustment should be applied The 2023 Generic Contractors Test Spreadsheet has this facility built into the programme - it is recommended you undertake all contractors test valuations using this spreadsheet. (Details on the application of contract size adjustments can be found in the RCG 2023 Guidance notes). Where RV is calculated using the comparative method (rental method) the contract size adjustment should be made as follows: Select - SCAT code box ""P and M as an addition” within the 2023 Generic Contractors Test Spreadsheet facility. Or Where the spreadsheet is not used take the: Reciprocal of statutory de-capitalisation rate (i.e. 5% reciprocal = 20) multiply by rateable value of the buildings (before any overall end allowances are made and after making a notional deduction for the land value) and add to the ERC of P&M. Use resultant figure to calculate contract size adjustment. (Guidance Notes - Section 6) | Costs include instrumentation, after cooler, motor The air receiver is NOT included. This size compressor is no longer commonly produced. For Stage 1 cost the modern equivalent would be a 7.5 Bar Compressor. 25 % uplift has been selected as the best fit. | 1.The Type ( piston ) 2.The pressure in the cylinder Bar 3.The output of the system cubic m / hour 4.The size of the motor 5.Age Cubic ft/min x 1.699 = cubic m/hour If the only information available is the size of the motor :- To find cubic m/hour from hp of motor x by 7.6 (approx.) To find cubic ft/min from hp of motor x by 4.5 (approx.) Note the information above is approximate and should be used with care. The motors work at 1450 rpm | Class 1 Table 1 (I) Air Compressor (Class 1 and 2) List of Accessories 2 (ii) - Compressors | Compressors not falling within Class 1 (Power) and compressors excluded from Class 2 by reason of the Class 2 proviso ("other than") | Foundations, supports (steelworks), storage cylinder (air receiver), air driers, filters and mains pipe work | It is assumed that the item forms part of an "average size industrial, commercial or office complex". Where it would be normal to find more than one item in such a hereditament the ERC stated has been adjusted to reflect any number / quantity, discount. These figures are NOT one off figures. | - | Large piston driven Notes: Two pistons for high pressure Large piston compressor driven by electric motor . | - | 20003 |  | Each | - | NA | NA | NA | 92937.0773 | Option 3 | 125159.7865 | 34.67% | 50943.4432 | 45382.8275 | -51.17% | -63.74% | 45382.8275 | -51.17% | Indexed | NA | VOA_GPN_GOV_UK\7246041 | 2022-07-06 | Low | Amber | Medium | Risk taken from previous CG | - | - | NA | SPONS M | NA | (BEAMS Note 1) The ERC for this item should be added to the total of the ERC of the other P&M items on the site and the Buildings ERC (where applicable) to enable the correct contract size adjustment to be made. ERC of P&M Items + ERC of Building Component’s = Total ERC (net figure rateable items only) to which contract size adjustment should be applied The 2021 Generic Contractors Test Spreadsheet has this facility built into the programme - it is recommended you undertake all contractors test valuations using this spreadsheet. (Details on the application of contract size adjustments can be found in the RCG 2021 Guidance notes). Where RV is calculated using the comparative method (rental method) the contract size adjustment should be made as follows: Select - SCAT code box "P and M as an addition” within the 2021 Generic Contractors Test Spreadsheet facility. Or Where the spreadsheet is not used take the: Reciprocal of statutory de-capitalisation rate (i.e. 5% reciprocal = 20) multiply by rateable value of the buildings (before any overall end allowances are made and after making a notional deduction for the land value) and add to the ERC of P&M. Use resultant figure to calculate contract size adjustment. (Guidance Notes - Section 6) | Large piston driven Notes: Two pistons for high pressure Large piston compressor driven by electric motor . | - | 1 | TRUE
87 | 201A14 | 3903 | 201A14 | Air | Compressors | Piston 14 bar | 1291 m³ / hr | 760 ft³ / min | Piston Air Compressor Air Compressors - Machine for compressing air by means of pistons Usually electrically driven but could be steam turbine or diesel engine driven. This piston compressor is commonly found in medium to large industrial complexes. The storage cylinder ( receiver ) is located away from the compressor and between the two are usually air filters and air dryers. Pressures usually 14 Bar or greater This system is two staged ( the air is squeezed twice ). The compressor switches on when the pressure in the receiver is below the pre set figure. | Considered Not Applicable at time of Publication | (BEAMS Note 1) The ERC for this item should be added to the total of the ERC of the other P&M items on the site and the Buildings ERC (where applicable) to enable the correct contract size adjustment to be made. ERC of P&M Items + ERC of Building Component’s = Total ERC (net figure rateable items only) to which contract size adjustment should be applied The 2023 Generic Contractors Test Spreadsheet has this facility built into the programme - it is recommended you undertake all contractors test valuations using this spreadsheet. (Details on the application of contract size adjustments can be found in the RCG 2023 Guidance notes). Where RV is calculated using the comparative method (rental method) the contract size adjustment should be made as follows: Select - SCAT code box ""P and M as an addition” within the 2023 Generic Contractors Test Spreadsheet facility. Or Where the spreadsheet is not used take the: Reciprocal of statutory de-capitalisation rate (i.e. 5% reciprocal = 20) multiply by rateable value of the buildings (before any overall end allowances are made and after making a notional deduction for the land value) and add to the ERC of P&M. Use resultant figure to calculate contract size adjustment. (Guidance Notes - Section 6) | Costs include instrumentation, after cooler, motor The air receiver is NOT included. This size compressor is no longer commonly produced. For Stage 1 cost the modern equivalent would be a 7.5 Bar Compressor. 25 % uplift has been selected as the best fit. | 1.The Type ( piston ) 2.The pressure in the cylinder Bar 3.The output of the system cubic m / hour 4.The size of the motor 5.Age Cubic ft/min x 1.699 = cubic m/hour If the only information available is the size of the motor :- To find cubic m/hour from hp of motor x by 7.6 (approx.) To find cubic ft/min from hp of motor x by 4.5 (approx.) Note the information above is approximate and should be used with care. The motors work at 1450 rpm | Class 1 Table 1 (I) Air Compressor (Class 1 and 2) List of Accessories 2 (ii) - Compressors | Compressors not falling within Class 1 (Power) and compressors excluded from Class 2 by reason of the Class 2 proviso ("other than") | Foundations, supports (steelworks), storage cylinder (air receiver), air driers, filters and mains pipe work | It is assumed that the item forms part of an "average size industrial, commercial or office complex". Where it would be normal to find more than one item in such a hereditament the ERC stated has been adjusted to reflect any number / quantity, discount. These figures are NOT one off figures. | - | Large piston driven Notes: Two pistons for high pressure Large piston compressor driven by electric motor . | - | 20003 |  | Each | - | NA | NA | NA | 124660.7911 | Option 3 | 167882.5983 | 34.67% | 73873.2882 | 65809.8175 | -47.21% | -60.8% | 65809.8175 | -47.21% | Indexed | NA | VOA_GPN_GOV_UK\7246041 | 2022-07-06 | Low | Amber | Medium | Risk taken from previous CG | - | - | NA | SPONS M | NA | (BEAMS Note 1) The ERC for this item should be added to the total of the ERC of the other P&M items on the site and the Buildings ERC (where applicable) to enable the correct contract size adjustment to be made. ERC of P&M Items + ERC of Building Component’s = Total ERC (net figure rateable items only) to which contract size adjustment should be applied The 2021 Generic Contractors Test Spreadsheet has this facility built into the programme - it is recommended you undertake all contractors test valuations using this spreadsheet. (Details on the application of contract size adjustments can be found in the RCG 2021 Guidance notes). Where RV is calculated using the comparative method (rental method) the contract size adjustment should be made as follows: Select - SCAT code box "P and M as an addition” within the 2021 Generic Contractors Test Spreadsheet facility. Or Where the spreadsheet is not used take the: Reciprocal of statutory de-capitalisation rate (i.e. 5% reciprocal = 20) multiply by rateable value of the buildings (before any overall end allowances are made and after making a notional deduction for the land value) and add to the ERC of P&M. Use resultant figure to calculate contract size adjustment. (Guidance Notes - Section 6) | Large piston driven Notes: Two pistons for high pressure Large piston compressor driven by electric motor . | - | 1 | TRUE
88 | 201A15 | 3914 | 201A15 | Air | Compressors | Piston 14 bar | 1732 m³ / hr | 1019 ft³ / min | Piston Air Compressor Air Compressors - Machine for compressing air by means of pistons Usually electrically driven but could be steam turbine or diesel engine driven. This piston compressor is commonly found in medium to large industrial complexes. The storage cylinder ( receiver ) is located away from the compressor and between the two are usually air filters and air dryers. Pressures usually 14 Bar or greater This system is two staged ( the air is squeezed twice ). The compressor switches on when the pressure in the receiver is below the pre set figure. | Considered Not Applicable at time of Publication | (BEAMS Note 1) The ERC for this item should be added to the total of the ERC of the other P&M items on the site and the Buildings ERC (where applicable) to enable the correct contract size adjustment to be made. ERC of P&M Items + ERC of Building Component’s = Total ERC (net figure rateable items only) to which contract size adjustment should be applied The 2023 Generic Contractors Test Spreadsheet has this facility built into the programme - it is recommended you undertake all contractors test valuations using this spreadsheet. (Details on the application of contract size adjustments can be found in the RCG 2023 Guidance notes). Where RV is calculated using the comparative method (rental method) the contract size adjustment should be made as follows: Select - SCAT code box ""P and M as an addition” within the 2023 Generic Contractors Test Spreadsheet facility. Or Where the spreadsheet is not used take the: Reciprocal of statutory de-capitalisation rate (i.e. 5% reciprocal = 20) multiply by rateable value of the buildings (before any overall end allowances are made and after making a notional deduction for the land value) and add to the ERC of P&M. Use resultant figure to calculate contract size adjustment. (Guidance Notes - Section 6) | Costs include instrumentation, after cooler, motor The air receiver is NOT included. This size compressor is no longer commonly produced. For Stage 1 cost the modern equivalent would be a 7.5 Bar Compressor. 25 % uplift has been selected as the best fit. | 1.The Type ( piston ) 2.The pressure in the cylinder Bar 3.The output of the system cubic m / hour 4.The size of the motor 5.Age Cubic ft/min x 1.699 = cubic m/hour If the only information available is the size of the motor :- To find cubic m/hour from hp of motor x by 7.6 (approx.) To find cubic ft/min from hp of motor x by 4.5 (approx.) Note the information above is approximate and should be used with care. The motors work at 1450 rpm | Class 1 Table 1 (I) Air Compressor (Class 1 and 2) List of Accessories 2 (ii) - Compressors | Compressors not falling within Class 1 (Power) and compressors excluded from Class 2 by reason of the Class 2 proviso ("other than") | Foundations, supports (steelworks), storage cylinder (air receiver), air driers, filters and mains pipe work | It is assumed that the item forms part of an "average size industrial, commercial or office complex". Where it would be normal to find more than one item in such a hereditament the ERC stated has been adjusted to reflect any number / quantity, discount. These figures are NOT one off figures. | - | Large piston driven Notes: Two pistons for high pressure Large piston compressor driven by electric motor . | - | 20003 |  | Each | - | NA | NA | NA | 153524.9026 | Option 3 | 206754.3397 | 34.67% | 90977.9994 | 81047.5028 | -47.21% | -60.8% | 81047.5028 | -47.21% | Indexed | NA | VOA_GPN_GOV_UK\7246041 | 2022-07-06 | Low | Amber | Medium | Risk taken from previous CG | - | - | NA | SPONS M | NA | (BEAMS Note 1) The ERC for this item should be added to the total of the ERC of the other P&M items on the site and the Buildings ERC (where applicable) to enable the correct contract size adjustment to be made. ERC of P&M Items + ERC of Building Component’s = Total ERC (net figure rateable items only) to which contract size adjustment should be applied The 2021 Generic Contractors Test Spreadsheet has this facility built into the programme - it is recommended you undertake all contractors test valuations using this spreadsheet. (Details on the application of contract size adjustments can be found in the RCG 2021 Guidance notes). Where RV is calculated using the comparative method (rental method) the contract size adjustment should be made as follows: Select - SCAT code box "P and M as an addition” within the 2021 Generic Contractors Test Spreadsheet facility. Or Where the spreadsheet is not used take the: Reciprocal of statutory de-capitalisation rate (i.e. 5% reciprocal = 20) multiply by rateable value of the buildings (before any overall end allowances are made and after making a notional deduction for the land value) and add to the ERC of P&M. Use resultant figure to calculate contract size adjustment. (Guidance Notes - Section 6) | Large piston driven Notes: Two pistons for high pressure Large piston compressor driven by electric motor . | - | 1 | TRUE
89 | 201A16 | 3909 | 201A16 | Air | Compressors | Piston 14 bar | 2548 m³ / hr | 1500 ft³ / min | Piston Air Compressor Air Compressors - Machine for compressing air by means of pistons Usually electrically driven but could be steam turbine or diesel engine driven. This piston compressor is commonly found in medium to large industrial complexes. The storage cylinder ( receiver ) is located away from the compressor and between the two are usually air filters and air dryers. Pressures usually 14 Bar or greater This system is two staged ( the air is squeezed twice ). The compressor switches on when the pressure in the receiver is below the pre set figure. | Considered Not Applicable at time of Publication | (BEAMS Note 1) The ERC for this item should be added to the total of the ERC of the other P&M items on the site and the Buildings ERC (where applicable) to enable the correct contract size adjustment to be made. ERC of P&M Items + ERC of Building Component’s = Total ERC (net figure rateable items only) to which contract size adjustment should be applied The 2023 Generic Contractors Test Spreadsheet has this facility built into the programme - it is recommended you undertake all contractors test valuations using this spreadsheet. (Details on the application of contract size adjustments can be found in the RCG 2023 Guidance notes). Where RV is calculated using the comparative method (rental method) the contract size adjustment should be made as follows: Select - SCAT code box ""P and M as an addition” within the 2023 Generic Contractors Test Spreadsheet facility. Or Where the spreadsheet is not used take the: Reciprocal of statutory de-capitalisation rate (i.e. 5% reciprocal = 20) multiply by rateable value of the buildings (before any overall end allowances are made and after making a notional deduction for the land value) and add to the ERC of P&M. Use resultant figure to calculate contract size adjustment. (Guidance Notes - Section 6) | Costs include instrumentation, after cooler, motor The air receiver is NOT included. This size compressor is no longer commonly produced. For Stage 1 cost the modern equivalent would be a 7.5 Bar Compressor. 25 % uplift has been selected as the best fit. | 1.The Type ( piston ) 2.The pressure in the cylinder Bar 3.The output of the system cubic m / hour 4.The size of the motor 5.Age Cubic ft/min x 1.699 = cubic m/hour If the only information available is the size of the motor :- To find cubic m/hour from hp of motor x by 7.6 (approx.) To find cubic ft/min from hp of motor x by 4.5 (approx.) Note the information above is approximate and should be used with care. The motors work at 1450 rpm | Class 1 Table 1 (I) Air Compressor (Class 1 and 2) List of Accessories 2 (ii) - Compressors | Compressors not falling within Class 1 (Power) and compressors excluded from Class 2 by reason of the Class 2 proviso ("other than") | Foundations, supports (steelworks), storage cylinder (air receiver), air driers, filters and mains pipe work | It is assumed that the item forms part of an "average size industrial, commercial or office complex". Where it would be normal to find more than one item in such a hereditament the ERC stated has been adjusted to reflect any number / quantity, discount. These figures are NOT one off figures. | - | Large piston driven Notes: Two pistons for high pressure Large piston compressor driven by electric motor . | - | 20003 |  | Each | - | NA | NA | NA | 214470.1783 | Option 3 | 288830.2766 | 34.67% | 117561.792 | 104729.602 | -51.17% | -63.74% | 104729.602 | -51.17% | Indexed | NA | VOA_GPN_GOV_UK\7246041 | 2022-07-06 | Low | Amber | Medium | Risk taken from previous CG | - | - | NA | SPONS M | NA | (BEAMS Note 1) The ERC for this item should be added to the total of the ERC of the other P&M items on the site and the Buildings ERC (where applicable) to enable the correct contract size adjustment to be made. ERC of P&M Items + ERC of Building Component’s = Total ERC (net figure rateable items only) to which contract size adjustment should be applied The 2021 Generic Contractors Test Spreadsheet has this facility built into the programme - it is recommended you undertake all contractors test valuations using this spreadsheet. (Details on the application of contract size adjustments can be found in the RCG 2021 Guidance notes). Where RV is calculated using the comparative method (rental method) the contract size adjustment should be made as follows: Select - SCAT code box "P and M as an addition” within the 2021 Generic Contractors Test Spreadsheet facility. Or Where the spreadsheet is not used take the: Reciprocal of statutory de-capitalisation rate (i.e. 5% reciprocal = 20) multiply by rateable value of the buildings (before any overall end allowances are made and after making a notional deduction for the land value) and add to the ERC of P&M. Use resultant figure to calculate contract size adjustment. (Guidance Notes - Section 6) | Large piston driven Notes: Two pistons for high pressure Large piston compressor driven by electric motor . | - | 1 | TRUE
90 | 201A17 | 3915 | 201A17 | Air | Compressors | Piston 14 bar | 3737 m³ / hr | 2200 ft³ / min | Piston Air Compressor Air Compressors - Machine for compressing air by means of pistons Usually electrically driven but could be steam turbine or diesel engine driven. This piston compressor is commonly found in medium to large industrial complexes. The storage cylinder ( receiver ) is located away from the compressor and between the two are usually air filters and air dryers. Pressures usually 14 Bar or greater This system is two staged ( the air is squeezed twice ). The compressor switches on when the pressure in the receiver is below the pre set figure. | Considered Not Applicable at time of Publication | (BEAMS Note 1) The ERC for this item should be added to the total of the ERC of the other P&M items on the site and the Buildings ERC (where applicable) to enable the correct contract size adjustment to be made. ERC of P&M Items + ERC of Building Component’s = Total ERC (net figure rateable items only) to which contract size adjustment should be applied The 2023 Generic Contractors Test Spreadsheet has this facility built into the programme - it is recommended you undertake all contractors test valuations using this spreadsheet. (Details on the application of contract size adjustments can be found in the RCG 2023 Guidance notes). Where RV is calculated using the comparative method (rental method) the contract size adjustment should be made as follows: Select - SCAT code box ""P and M as an addition” within the 2023 Generic Contractors Test Spreadsheet facility. Or Where the spreadsheet is not used take the: Reciprocal of statutory de-capitalisation rate (i.e. 5% reciprocal = 20) multiply by rateable value of the buildings (before any overall end allowances are made and after making a notional deduction for the land value) and add to the ERC of P&M. Use resultant figure to calculate contract size adjustment. (Guidance Notes - Section 6) | Costs include instrumentation, after cooler, motor The air receiver is NOT included. This size compressor is no longer commonly produced. For Stage 1 cost the modern equivalent would be a 7.5 Bar Compressor. 25 % uplift has been selected as the best fit. | 1.The Type ( piston ) 2.The pressure in the cylinder Bar 3.The output of the system cubic m / hour 4.The size of the motor 5.Age Cubic ft/min x 1.699 = cubic m/hour If the only information available is the size of the motor :- To find cubic m/hour from hp of motor x by 7.6 (approx.) To find cubic ft/min from hp of motor x by 4.5 (approx.) Note the information above is approximate and should be used with care. The motors work at 1450 rpm | Class 1 Table 1 (I) Air Compressor (Class 1 and 2) List of Accessories 2 (ii) - Compressors | Compressors not falling within Class 1 (Power) and compressors excluded from Class 2 by reason of the Class 2 proviso ("other than") | Foundations, supports (steelworks), storage cylinder (air receiver), air driers, filters and mains pipe work | It is assumed that the item forms part of an "average size industrial, commercial or office complex". Where it would be normal to find more than one item in such a hereditament the ERC stated has been adjusted to reflect any number / quantity, discount. These figures are NOT one off figures. | - | Large piston driven Notes: Two pistons for high pressure Large piston compressor driven by electric motor . | - | 20003 |  | Each | - | NA | NA | NA | 357450.2972 | Option 3 | 481383.7944 | 34.67% | 195936.32 | 174549.3367 | -51.17% | -63.74% | 174549.3367 | -51.17% | Indexed | NA | VOA_GPN_GOV_UK\7246041 | 2022-07-06 | Low | Amber | Medium | Risk taken from previous CG | - | - | NA | SPONS M | NA | (BEAMS Note 1) The ERC for this item should be added to the total of the ERC of the other P&M items on the site and the Buildings ERC (where applicable) to enable the correct contract size adjustment to be made. ERC of P&M Items + ERC of Building Component’s = Total ERC (net figure rateable items only) to which contract size adjustment should be applied The 2021 Generic Contractors Test Spreadsheet has this facility built into the programme - it is recommended you undertake all contractors test valuations using this spreadsheet. (Details on the application of contract size adjustments can be found in the RCG 2021 Guidance notes). Where RV is calculated using the comparative method (rental method) the contract size adjustment should be made as follows: Select - SCAT code box "P and M as an addition” within the 2021 Generic Contractors Test Spreadsheet facility. Or Where the spreadsheet is not used take the: Reciprocal of statutory de-capitalisation rate (i.e. 5% reciprocal = 20) multiply by rateable value of the buildings (before any overall end allowances are made and after making a notional deduction for the land value) and add to the ERC of P&M. Use resultant figure to calculate contract size adjustment. (Guidance Notes - Section 6) | Large piston driven Notes: Two pistons for high pressure Large piston compressor driven by electric motor . | - | 1 | TRUE
91 | 201A18 | 3916 | 201A18 | Air | Compressors | Piston 14 bar | 7305 m³ / hr | 4300 ft³ / min | Piston Air Compressor Air Compressors - Machine for compressing air by means of pistons Usually electrically driven but could be steam turbine or diesel engine driven. This piston compressor is commonly found in medium to large industrial complexes. The storage cylinder ( receiver ) is located away from the compressor and between the two are usually air filters and air dryers. Pressures usually 14 Bar or greater This system is two staged ( the air is squeezed twice ). The compressor switches on when the pressure in the receiver is below the pre set figure. | Considered Not Applicable at time of Publication | (BEAMS Note 1) The ERC for this item should be added to the total of the ERC of the other P&M items on the site and the Buildings ERC (where applicable) to enable the correct contract size adjustment to be made. ERC of P&M Items + ERC of Building Component’s = Total ERC (net figure rateable items only) to which contract size adjustment should be applied The 2023 Generic Contractors Test Spreadsheet has this facility built into the programme - it is recommended you undertake all contractors test valuations using this spreadsheet. (Details on the application of contract size adjustments can be found in the RCG 2023 Guidance notes). Where RV is calculated using the comparative method (rental method) the contract size adjustment should be made as follows: Select - SCAT code box ""P and M as an addition” within the 2023 Generic Contractors Test Spreadsheet facility. Or Where the spreadsheet is not used take the: Reciprocal of statutory de-capitalisation rate (i.e. 5% reciprocal = 20) multiply by rateable value of the buildings (before any overall end allowances are made and after making a notional deduction for the land value) and add to the ERC of P&M. Use resultant figure to calculate contract size adjustment. (Guidance Notes - Section 6) | Costs include instrumentation, after cooler, motor The air receiver is NOT included. This size compressor is no longer commonly produced. For Stage 1 cost the modern equivalent would be a 7.5 Bar Compressor. 25 % uplift has been selected as the best fit. | 1.The Type ( piston ) 2.The pressure in the cylinder Bar 3.The output of the system cubic m / hour 4.The size of the motor 5.Age Cubic ft/min x 1.699 = cubic m/hour If the only information available is the size of the motor :- To find cubic m/hour from hp of motor x by 7.6 (approx.) To find cubic ft/min from hp of motor x by 4.5 (approx.) Note the information above is approximate and should be used with care. The motors work at 1450 rpm | Class 1 Table 1 (I) Air Compressor (Class 1 and 2) List of Accessories 2 (ii) - Compressors | Compressors not falling within Class 1 (Power) and compressors excluded from Class 2 by reason of the Class 2 proviso ("other than") | Foundations, supports (steelworks), storage cylinder (air receiver), air driers, filters and mains pipe work | It is assumed that the item forms part of an "average size industrial, commercial or office complex". Where it would be normal to find more than one item in such a hereditament the ERC stated has been adjusted to reflect any number / quantity, discount. These figures are NOT one off figures. | - | Large piston driven Notes: Two pistons for high pressure Large piston compressor driven by electric motor . | - | 20003 |  | Each | - | NA | NA | NA | 461110.8834 | Option 3 | 620985.0948 | 34.67% | 252757.8528 | 225168.6443 | -51.17% | -63.74% | 225168.6443 | -51.17% | Indexed | NA | VOA_GPN_GOV_UK\7246041 | 2022-07-06 | Low | Amber | Medium | Risk taken from previous CG | - | - | NA | SPONS M | NA | (BEAMS Note 1) The ERC for this item should be added to the total of the ERC of the other P&M items on the site and the Buildings ERC (where applicable) to enable the correct contract size adjustment to be made. ERC of P&M Items + ERC of Building Component’s = Total ERC (net figure rateable items only) to which contract size adjustment should be applied The 2021 Generic Contractors Test Spreadsheet has this facility built into the programme - it is recommended you undertake all contractors test valuations using this spreadsheet. (Details on the application of contract size adjustments can be found in the RCG 2021 Guidance notes). Where RV is calculated using the comparative method (rental method) the contract size adjustment should be made as follows: Select - SCAT code box "P and M as an addition” within the 2021 Generic Contractors Test Spreadsheet facility. Or Where the spreadsheet is not used take the: Reciprocal of statutory de-capitalisation rate (i.e. 5% reciprocal = 20) multiply by rateable value of the buildings (before any overall end allowances are made and after making a notional deduction for the land value) and add to the ERC of P&M. Use resultant figure to calculate contract size adjustment. (Guidance Notes - Section 6) | Large piston driven Notes: Two pistons for high pressure Large piston compressor driven by electric motor . | - | 1 | TRUE
92 | 201A19 | 3917 | 201A19 | Air | Compressors | Piston 14 bar | 8495 m³ / hr | 5000 ft³ / min | Piston Air Compressor Air Compressors - Machine for compressing air by means of pistons Usually electrically driven but could be steam turbine or diesel engine driven. This piston compressor is commonly found in medium to large industrial complexes. The storage cylinder ( receiver ) is located away from the compressor and between the two are usually air filters and air dryers. Pressures usually 14 Bar or greater This system is two staged ( the air is squeezed twice ). The compressor switches on when the pressure in the receiver is below the pre set figure. | Considered Not Applicable at time of Publication | (BEAMS Note 1) The ERC for this item should be added to the total of the ERC of the other P&M items on the site and the Buildings ERC (where applicable) to enable the correct contract size adjustment to be made. ERC of P&M Items + ERC of Building Component’s = Total ERC (net figure rateable items only) to which contract size adjustment should be applied The 2023 Generic Contractors Test Spreadsheet has this facility built into the programme - it is recommended you undertake all contractors test valuations using this spreadsheet. (Details on the application of contract size adjustments can be found in the RCG 2023 Guidance notes). Where RV is calculated using the comparative method (rental method) the contract size adjustment should be made as follows: Select - SCAT code box ""P and M as an addition” within the 2023 Generic Contractors Test Spreadsheet facility. Or Where the spreadsheet is not used take the: Reciprocal of statutory de-capitalisation rate (i.e. 5% reciprocal = 20) multiply by rateable value of the buildings (before any overall end allowances are made and after making a notional deduction for the land value) and add to the ERC of P&M. Use resultant figure to calculate contract size adjustment. (Guidance Notes - Section 6) | Costs include instrumentation, after cooler, motor The air receiver is NOT included. This size compressor is no longer commonly produced. For Stage 1 cost the modern equivalent would be a 7.5 Bar Compressor. 25 % uplift has been selected as the best fit. | 1.The Type ( piston ) 2.The pressure in the cylinder Bar 3.The output of the system cubic m / hour 4.The size of the motor 5.Age Cubic ft/min x 1.699 = cubic m/hour If the only information available is the size of the motor :- To find cubic m/hour from hp of motor x by 7.6 (approx.) To find cubic ft/min from hp of motor x by 4.5 (approx.) Note the information above is approximate and should be used with care. The motors work at 1450 rpm | Class 1 Table 1 (I) Air Compressor (Class 1 and 2) List of Accessories 2 (ii) - Compressors | Compressors not falling within Class 1 (Power) and compressors excluded from Class 2 by reason of the Class 2 proviso ("other than") | Foundations, supports (steelworks), storage cylinder (air receiver), air driers, filters and mains pipe work | It is assumed that the item forms part of an "average size industrial, commercial or office complex". Where it would be normal to find more than one item in such a hereditament the ERC stated has been adjusted to reflect any number / quantity, discount. These figures are NOT one off figures. | - | Large piston driven Notes: Two pistons for high pressure Large piston compressor driven by electric motor . | - | 20003 |  | Each | - | NA | NA | NA | 527239.1884 | Option 3 | 710041.0967 | 34.67% | 289006.0719 | 257460.2716 | -51.17% | -63.74% | 257460.2716 | -51.17% | Indexed | NA | VOA_GPN_GOV_UK\7246041 | 2022-07-06 | Low | Amber | Medium | Risk taken from previous CG | - | - | NA | SPONS M | NA | (BEAMS Note 1) The ERC for this item should be added to the total of the ERC of the other P&M items on the site and the Buildings ERC (where applicable) to enable the correct contract size adjustment to be made. ERC of P&M Items + ERC of Building Component’s = Total ERC (net figure rateable items only) to which contract size adjustment should be applied The 2021 Generic Contractors Test Spreadsheet has this facility built into the programme - it is recommended you undertake all contractors test valuations using this spreadsheet. (Details on the application of contract size adjustments can be found in the RCG 2021 Guidance notes). Where RV is calculated using the comparative method (rental method) the contract size adjustment should be made as follows: Select - SCAT code box "P and M as an addition” within the 2021 Generic Contractors Test Spreadsheet facility. Or Where the spreadsheet is not used take the: Reciprocal of statutory de-capitalisation rate (i.e. 5% reciprocal = 20) multiply by rateable value of the buildings (before any overall end allowances are made and after making a notional deduction for the land value) and add to the ERC of P&M. Use resultant figure to calculate contract size adjustment. (Guidance Notes - Section 6) | Large piston driven Notes: Two pistons for high pressure Large piston compressor driven by electric motor . | - | 1 | TRUE
93 | 201A20 | 3918 | 201A20 | Air | Compressors | Piston 14 bar | 84947 m³ / hr | 50000 ft³ / min | Piston Air Compressor Air Compressors - Machine for compressing air by means of pistons Usually electrically driven but could be steam turbine or diesel engine driven. This piston compressor is commonly found in medium to large industrial complexes. The storage cylinder ( receiver ) is located away from the compressor and between the two are usually air filters and air dryers. Pressures usually 14 Bar or greater This system is two staged ( the air is squeezed twice ). The compressor switches on when the pressure in the receiver is below the pre set figure. | Considered Not Applicable at time of Publication | (BEAMS Note 1) The ERC for this item should be added to the total of the ERC of the other P&M items on the site and the Buildings ERC (where applicable) to enable the correct contract size adjustment to be made. ERC of P&M Items + ERC of Building Component’s = Total ERC (net figure rateable items only) to which contract size adjustment should be applied The 2023 Generic Contractors Test Spreadsheet has this facility built into the programme - it is recommended you undertake all contractors test valuations using this spreadsheet. (Details on the application of contract size adjustments can be found in the RCG 2023 Guidance notes). Where RV is calculated using the comparative method (rental method) the contract size adjustment should be made as follows: Select - SCAT code box ""P and M as an addition” within the 2023 Generic Contractors Test Spreadsheet facility. Or Where the spreadsheet is not used take the: Reciprocal of statutory de-capitalisation rate (i.e. 5% reciprocal = 20) multiply by rateable value of the buildings (before any overall end allowances are made and after making a notional deduction for the land value) and add to the ERC of P&M. Use resultant figure to calculate contract size adjustment. (Guidance Notes - Section 6) | Costs include instrumentation, after cooler, motor The air receiver is NOT included. This size compressor is no longer commonly produced. For Stage 1 cost the modern equivalent would be a 7.5 Bar Compressor. 25 % uplift has been selected as the best fit. | 1.The Type ( piston ) 2.The pressure in the cylinder Bar 3.The output of the system cubic m / hour 4.The size of the motor 5.Age Cubic ft/min x 1.699 = cubic m/hour If the only information available is the size of the motor :- To find cubic m/hour from hp of motor x by 7.6 (approx.) To find cubic ft/min from hp of motor x by 4.5 (approx.) Note the information above is approximate and should be used with care. The motors work at 1450 rpm | Class 1 Table 1 (I) Air Compressor (Class 1 and 2) List of Accessories 2 (ii) - Compressors | Compressors not falling within Class 1 (Power) and compressors excluded from Class 2 by reason of the Class 2 proviso ("other than") | Foundations, supports (steelworks), storage cylinder (air receiver), air driers, filters and mains pipe work | It is assumed that the item forms part of an "average size industrial, commercial or office complex". Where it would be normal to find more than one item in such a hereditament the ERC stated has been adjusted to reflect any number / quantity, discount. These figures are NOT one off figures. | - | Large piston driven Notes: Two pistons for high pressure Large piston compressor driven by electric motor . | - | 20003 |  | Each | - | NA | NA | NA | 4353744.6198 | Option 3 | 5863254.6157 | 34.67% | 2386186.6426 | 2125727.8676 | -51.17% | -63.74% | 2125727.8676 | -51.17% | Indexed | NA | VOA_GPN_GOV_UK\7246041 | 2022-07-06 | Low | Amber | Medium | Risk taken from previous CG | - | - | NA | SPONS M | NA | (BEAMS Note 1) The ERC for this item should be added to the total of the ERC of the other P&M items on the site and the Buildings ERC (where applicable) to enable the correct contract size adjustment to be made. ERC of P&M Items + ERC of Building Component’s = Total ERC (net figure rateable items only) to which contract size adjustment should be applied The 2021 Generic Contractors Test Spreadsheet has this facility built into the programme - it is recommended you undertake all contractors test valuations using this spreadsheet. (Details on the application of contract size adjustments can be found in the RCG 2021 Guidance notes). Where RV is calculated using the comparative method (rental method) the contract size adjustment should be made as follows: Select - SCAT code box "P and M as an addition” within the 2021 Generic Contractors Test Spreadsheet facility. Or Where the spreadsheet is not used take the: Reciprocal of statutory de-capitalisation rate (i.e. 5% reciprocal = 20) multiply by rateable value of the buildings (before any overall end allowances are made and after making a notional deduction for the land value) and add to the ERC of P&M. Use resultant figure to calculate contract size adjustment. (Guidance Notes - Section 6) | Large piston driven Notes: Two pistons for high pressure Large piston compressor driven by electric motor . | - | 1 | TRUE
94 | 201A21 | 3919 | 201A21 | Air | Compressors | Piston 14 bar | 169894 m³ / hr | 100000 ft³ / min | Piston Air Compressor Air Compressors - Machine for compressing air by means of pistons Usually electrically driven but could be steam turbine or diesel engine driven. This piston compressor is commonly found in medium to large industrial complexes. The storage cylinder ( receiver ) is located away from the compressor and between the two are usually air filters and air dryers. Pressures usually 14 Bar or greater This system is two staged ( the air is squeezed twice ). The compressor switches on when the pressure in the receiver is below the pre set figure. | Considered Not Applicable at time of Publication | (BEAMS Note 1) The ERC for this item should be added to the total of the ERC of the other P&M items on the site and the Buildings ERC (where applicable) to enable the correct contract size adjustment to be made. ERC of P&M Items + ERC of Building Component’s = Total ERC (net figure rateable items only) to which contract size adjustment should be applied The 2023 Generic Contractors Test Spreadsheet has this facility built into the programme - it is recommended you undertake all contractors test valuations using this spreadsheet. (Details on the application of contract size adjustments can be found in the RCG 2023 Guidance notes). Where RV is calculated using the comparative method (rental method) the contract size adjustment should be made as follows: Select - SCAT code box ""P and M as an addition” within the 2023 Generic Contractors Test Spreadsheet facility. Or Where the spreadsheet is not used take the: Reciprocal of statutory de-capitalisation rate (i.e. 5% reciprocal = 20) multiply by rateable value of the buildings (before any overall end allowances are made and after making a notional deduction for the land value) and add to the ERC of P&M. Use resultant figure to calculate contract size adjustment. (Guidance Notes - Section 6) | Costs include instrumentation, after cooler, motor The air receiver is NOT included. This size compressor is no longer commonly produced. For Stage 1 cost the modern equivalent would be a 7.5 Bar Compressor. 25 % uplift has been selected as the best fit. | 1.The Type ( piston ) 2.The pressure in the cylinder Bar 3.The output of the system cubic m / hour 4.The size of the motor 5.Age Cubic ft/min x 1.699 = cubic m/hour If the only information available is the size of the motor :- To find cubic m/hour from hp of motor x by 7.6 (approx.) To find cubic ft/min from hp of motor x by 4.5 (approx.) Note the information above is approximate and should be used with care. The motors work at 1450 rpm | Class 1 Table 1 (I) Air Compressor (Class 1 and 2) List of Accessories 2 (ii) - Compressors | Compressors not falling within Class 1 (Power) and compressors excluded from Class 2 by reason of the Class 2 proviso ("other than") | Foundations, supports (steelworks), storage cylinder (air receiver), air driers, filters and mains pipe work | It is assumed that the item forms part of an "average size industrial, commercial or office complex". Where it would be normal to find more than one item in such a hereditament the ERC stated has been adjusted to reflect any number / quantity, discount. These figures are NOT one off figures. | - | Large piston driven Notes: Two pistons for high pressure Large piston compressor driven by electric motor . | - | 20003 |  | Each | - | NA | NA | NA | 6693256.8149 | Option 3 | 9013911.55 | 34.67% | 3668775.2019 | 3268318.3903 | -51.17% | -63.74% | 3268318.3903 | -51.17% | Indexed | NA | VOA_GPN_GOV_UK\7246041 | 2022-07-06 | Low | Amber | Medium | Risk taken from previous CG | - | - | NA | SPONS M | NA | (BEAMS Note 1) The ERC for this item should be added to the total of the ERC of the other P&M items on the site and the Buildings ERC (where applicable) to enable the correct contract size adjustment to be made. ERC of P&M Items + ERC of Building Component’s = Total ERC (net figure rateable items only) to which contract size adjustment should be applied The 2021 Generic Contractors Test Spreadsheet has this facility built into the programme - it is recommended you undertake all contractors test valuations using this spreadsheet. (Details on the application of contract size adjustments can be found in the RCG 2021 Guidance notes). Where RV is calculated using the comparative method (rental method) the contract size adjustment should be made as follows: Select - SCAT code box "P and M as an addition” within the 2021 Generic Contractors Test Spreadsheet facility. Or Where the spreadsheet is not used take the: Reciprocal of statutory de-capitalisation rate (i.e. 5% reciprocal = 20) multiply by rateable value of the buildings (before any overall end allowances are made and after making a notional deduction for the land value) and add to the ERC of P&M. Use resultant figure to calculate contract size adjustment. (Guidance Notes - Section 6) | Large piston driven Notes: Two pistons for high pressure Large piston compressor driven by electric motor . | - | 1 | TRUE
95 | 201A22 | 3920 | 201A22 | Air | Compressors | Piston 14 bar | 271830 m³ / hr | 160000 ft³ / min | Piston Air Compressor Air Compressors - Machine for compressing air by means of pistons Usually electrically driven but could be steam turbine or diesel engine driven. This piston compressor is commonly found in medium to large industrial complexes. The storage cylinder ( receiver ) is located away from the compressor and between the two are usually air filters and air dryers. Pressures usually 14 Bar or greater This system is two staged ( the air is squeezed twice ). The compressor switches on when the pressure in the receiver is below the pre set figure. | Considered Not Applicable at time of Publication | (BEAMS Note 1) The ERC for this item should be added to the total of the ERC of the other P&M items on the site and the Buildings ERC (where applicable) to enable the correct contract size adjustment to be made. ERC of P&M Items + ERC of Building Component’s = Total ERC (net figure rateable items only) to which contract size adjustment should be applied The 2023 Generic Contractors Test Spreadsheet has this facility built into the programme - it is recommended you undertake all contractors test valuations using this spreadsheet. (Details on the application of contract size adjustments can be found in the RCG 2023 Guidance notes). Where RV is calculated using the comparative method (rental method) the contract size adjustment should be made as follows: Select - SCAT code box ""P and M as an addition” within the 2023 Generic Contractors Test Spreadsheet facility. Or Where the spreadsheet is not used take the: Reciprocal of statutory de-capitalisation rate (i.e. 5% reciprocal = 20) multiply by rateable value of the buildings (before any overall end allowances are made and after making a notional deduction for the land value) and add to the ERC of P&M. Use resultant figure to calculate contract size adjustment. (Guidance Notes - Section 6) | Costs include instrumentation, after cooler, motor The air receiver is NOT included. This size compressor is no longer commonly produced. For Stage 1 cost the modern equivalent would be a 7.5 Bar Compressor. 25 % uplift has been selected as the best fit. | 1.The Type ( piston ) 2.The pressure in the cylinder Bar 3.The output of the system cubic m / hour 4.The size of the motor 5.Age Cubic ft/min x 1.699 = cubic m/hour If the only information available is the size of the motor :- To find cubic m/hour from hp of motor x by 7.6 (approx.) To find cubic ft/min from hp of motor x by 4.5 (approx.) Note the information above is approximate and should be used with care. The motors work at 1450 rpm | Class 1 Table 1 (I) Air Compressor (Class 1 and 2) List of Accessories 2 (ii) - Compressors | Compressors not falling within Class 1 (Power) and compressors excluded from Class 2 by reason of the Class 2 proviso ("other than") | Foundations, supports (steelworks), storage cylinder (air receiver), air driers, filters and mains pipe work | It is assumed that the item forms part of an "average size industrial, commercial or office complex". Where it would be normal to find more than one item in such a hereditament the ERC stated has been adjusted to reflect any number / quantity, discount. These figures are NOT one off figures. | - | Large piston driven Notes: Two pistons for high pressure Large piston compressor driven by electric motor . | - | 20003 |  | Each | - | NA | NA | NA | 6791555.6466 | Option 3 | 9146292.0935 | 34.67% | 3722790.0793 | 3316437.3967 | -51.17% | -63.74% | 3316437.3967 | -51.17% | Indexed | NA | VOA_GPN_GOV_UK\7246041 | 2022-07-06 | Low | Amber | Medium | Risk taken from previous CG | - | - | NA | SPONS M | NA | (BEAMS Note 1) The ERC for this item should be added to the total of the ERC of the other P&M items on the site and the Buildings ERC (where applicable) to enable the correct contract size adjustment to be made. ERC of P&M Items + ERC of Building Component’s = Total ERC (net figure rateable items only) to which contract size adjustment should be applied The 2021 Generic Contractors Test Spreadsheet has this facility built into the programme - it is recommended you undertake all contractors test valuations using this spreadsheet. (Details on the application of contract size adjustments can be found in the RCG 2021 Guidance notes). Where RV is calculated using the comparative method (rental method) the contract size adjustment should be made as follows: Select - SCAT code box "P and M as an addition” within the 2021 Generic Contractors Test Spreadsheet facility. Or Where the spreadsheet is not used take the: Reciprocal of statutory de-capitalisation rate (i.e. 5% reciprocal = 20) multiply by rateable value of the buildings (before any overall end allowances are made and after making a notional deduction for the land value) and add to the ERC of P&M. Use resultant figure to calculate contract size adjustment. (Guidance Notes - Section 6) | Large piston driven Notes: Two pistons for high pressure Large piston compressor driven by electric motor . | - | 1 | TRUE
96 | 201A01 | 3890 | 201A01 | Air | Compressors | Piston 7.5 bar | 25 m³ / hr | 15 ft³ / min | Piston Air Compressor. Air Compressors - Machine for compressing air by means of pistons. Usually electrically driven but could be steam turbine or diesel engine driven. This piston compressor is commonly found in medium to large industrial complexes. The storage cylinder ( receiver ) is located away from the compressor and between the two are usually air filters and air dryers, pressures usually 7 Bar or greater. For low pressures this unit may be a single piston. The compressor switches on when the pressure in the receiver is below the pre set figure. | Considered Not Applicable at time of Publication | (BEAMS Note 1) The ERC for this item should be added to the total of the ERC of the other P&M items on the site and the Buildings ERC (where applicable) to enable the correct contract size adjustment to be made. ERC of P&M Items + ERC of Building Component’s = Total ERC (net figure rateable items only) to which contract size adjustment should be applied The 2023 Generic Contractors Test Spreadsheet has this facility built into the programme - it is recommended you undertake all contractors test valuations using this spreadsheet. (Details on the application of contract size adjustments can be found in the RCG 2023 Guidance notes). Where RV is calculated using the comparative method (rental method) the contract size adjustment should be made as follows: Select - SCAT code box ""P and M as an addition” within the 2023 Generic Contractors Test Spreadsheet facility. Or Where the spreadsheet is not used take the: Reciprocal of statutory de-capitalisation rate (i.e. 5% reciprocal = 20) multiply by rateable value of the buildings (before any overall end allowances are made and after making a notional deduction for the land value) and add to the ERC of P&M. Use resultant figure to calculate contract size adjustment. (Guidance Notes - Section 6) | Costs include instrumentation, after cooler, motor. The air receiver is NOT included. | 1.The Type ( piston ) 2.The pressure in the cylinder Bar 3.The output of the system cubic m / hour 4.The size of the motor 5.Age Cubic ft/min x 1.699 = cubic m/hour If the only information available is the size of the motor :- To find cubic m/hour from hp of motor x by 7.6 (approx.) To find cubic ft/min from hp of motor x by 4.5 (approx.) Note the information above is approximate and should be used with care. The motors work at 1450 rpm | Class 1 Table 1 (I) Air Compressor (Class 1 and 2) List of Accessories 2 (ii) - Compressors | Compressors not falling within Class 1 (Power) and compressors excluded from Class 2 by reason of the Class 2 proviso (other than) | Foundations, supports (steelworks), storage cylinder (air receiver), air driers, filters and mains pipe work. | It is assumed that the item forms part of an average size industrial, commercial or office complex. Where it would be normal to find more than one item in such a hereditament the ERC stated has been adjusted to reflect any number / quantity, discount. These figures are NOT one off figures. | - | - | - | 20002 |  | Each | - | NA | NA | NA | 4914.9416 | Option 3 | 6619.0272 | 34.67% | 2118.2305 | 1887.0199 | -61.61% | -71.49% | 1887.0199 | -61.61% | Indexed | NA | VOA_GPN_GOV_UK\7246041 | 2022-05-24 | Low | Amber | Medium | Risk taken from previous CG | - | - | NA | SPONS M | NA | (BEAMS Note 1) The ERC for this item should be added to the total of the ERC of the other P&M items on the site and the Buildings ERC (where applicable) to enable the correct contract size adjustment to be made. ERC of P&M Items + ERC of Building Component’s = Total ERC (net figure rateable items only) to which contract size adjustment should be applied The 2021 Generic Contractors Test Spreadsheet has this facility built into the programme - it is recommended you undertake all contractors test valuations using this spreadsheet. (Details on the application of contract size adjustments can be found in the RCG 2021 Guidance notes). Where RV is calculated using the comparative method (rental method) the contract size adjustment should be made as follows: Select - SCAT code box "P and M as an addition” within the 2021 Generic Contractors Test Spreadsheet facility. Or Where the spreadsheet is not used take the: Reciprocal of statutory de-capitalisation rate (i.e. 5% reciprocal = 20) multiply by rateable value of the buildings (before any overall end allowances are made and after making a notional deduction for the land value) and add to the ERC of P&M. Use resultant figure to calculate contract size adjustment. (Guidance Notes - Section 6) | - | - | 1 | FALSE
97 | 201A02 | 9893 | 201A02 | Air | Compressors | Piston 7.5 bar | 48.7 m³ / hr | 29 ft³ / min | Piston Air Compressor. Air Compressors - Machine for compressing air by means of pistons. Usually electrically driven but could be steam turbine or diesel engine driven. This piston compressor is commonly found in medium to large industrial complexes. The storage cylinder ( receiver ) is located away from the compressor and between the two are usually air filters and air dryers, pressures usually 7 Bar or greater. For low pressures this unit may be a single piston. The compressor switches on when the pressure in the receiver is below the pre set figure. | Considered Not Applicable at time of Publication | (BEAMS Note 1) The ERC for this item should be added to the total of the ERC of the other P&M items on the site and the Buildings ERC (where applicable) to enable the correct contract size adjustment to be made. ERC of P&M Items + ERC of Building Component’s = Total ERC (net figure rateable items only) to which contract size adjustment should be applied The 2023 Generic Contractors Test Spreadsheet has this facility built into the programme - it is recommended you undertake all contractors test valuations using this spreadsheet. (Details on the application of contract size adjustments can be found in the RCG 2023 Guidance notes). Where RV is calculated using the comparative method (rental method) the contract size adjustment should be made as follows: Select - SCAT code box ""P and M as an addition” within the 2023 Generic Contractors Test Spreadsheet facility. Or Where the spreadsheet is not used take the: Reciprocal of statutory de-capitalisation rate (i.e. 5% reciprocal = 20) multiply by rateable value of the buildings (before any overall end allowances are made and after making a notional deduction for the land value) and add to the ERC of P&M. Use resultant figure to calculate contract size adjustment. (Guidance Notes - Section 6) | Costs include instrumentation, after cooler, motor The air receiver is NOT included. | 1.The Type ( piston ) 2.The pressure in the cylinder Bar 3.The output of the system cubic m / hour 4.The size of the motor 5.Age Cubic ft/min x 1.699 = cubic m/hour If the only information available is the size of the motor :- To find cubic m/hour from hp of motor x by 7.6 (approx.) To find cubic ft/min from hp of motor x by 4.5 (approx.) Note the information above is approximate and should be used with care. The motors work at 1450 rpm | Class 1 Table 1 (I) Air Compressor (Class 1 and 2) List of Accessories 2 (ii) - Compressors | Compressors not falling within Class 1 (Power) and compressors excluded from Class 2 by reason of the Class 2 proviso (other than) | Foundations, supports (steelworks), storage cylinder (air receiver), air driers, filters and mains pipe work. | It is assumed that the item forms part of an average size industrial, commercial or office complex. Where it would be normal to find more than one item in such a hereditament the ERC stated has been adjusted to reflect any number / quantity, discount. These figures are NOT one off figures. |  | - | - | 20002 |  | Each | - | NA | NA | NA | 7685.1814 | Option 3 | 10349.7516 | 34.67% | 4130.5494 | 3679.6887 | -52.12% | -64.45% | 3679.6887 | -52.12% | Indexed | NA | VOA_GPN_GOV_UK\7246041 | 2019-08-30 | Low | Amber | Medium | Risk taken from previous CG | - | - | NA | SPONS M | NA | (BEAMS Note 1) The ERC for this item should be added to the total of the ERC of the other P&M items on the site and the Buildings ERC (where applicable) to enable the correct contract size adjustment to be made. ERC of P&M Items + ERC of Building Component’s = Total ERC (net figure rateable items only) to which contract size adjustment should be applied The 2021 Generic Contractors Test Spreadsheet has this facility built into the programme - it is recommended you undertake all contractors test valuations using this spreadsheet. (Details on the application of contract size adjustments can be found in the RCG 2021 Guidance notes). Where RV is calculated using the comparative method (rental method) the contract size adjustment should be made as follows: Select - SCAT code box "P and M as an addition” within the 2021 Generic Contractors Test Spreadsheet facility. Or Where the spreadsheet is not used take the: Reciprocal of statutory de-capitalisation rate (i.e. 5% reciprocal = 20) multiply by rateable value of the buildings (before any overall end allowances are made and after making a notional deduction for the land value) and add to the ERC of P&M. Use resultant figure to calculate contract size adjustment. (Guidance Notes - Section 6) | - | - | 1 | TRUE
98 | 201A03 | 3892 | 201A03 | Air | Compressors | Piston 7.5 bar | 100 m³ / hr | 59 ft³ / min | Piston Air Compressor. Air Compressors - Machine for compressing air by means of pistons. Usually electrically driven but could be steam turbine or diesel engine driven. This piston compressor is commonly found in medium to large industrial complexes. The storage cylinder ( receiver ) is located away from the compressor and between the two are usually air filters and air dryers, pressures usually 7 Bar or greater. For low pressures this unit may be a single piston. The compressor switches on when the pressure in the receiver is below the pre set figure. | Considered Not Applicable at time of Publication | (BEAMS Note 1) The ERC for this item should be added to the total of the ERC of the other P&M items on the site and the Buildings ERC (where applicable) to enable the correct contract size adjustment to be made. ERC of P&M Items + ERC of Building Component’s = Total ERC (net figure rateable items only) to which contract size adjustment should be applied The 2023 Generic Contractors Test Spreadsheet has this facility built into the programme - it is recommended you undertake all contractors test valuations using this spreadsheet. (Details on the application of contract size adjustments can be found in the RCG 2023 Guidance notes). Where RV is calculated using the comparative method (rental method) the contract size adjustment should be made as follows: Select - SCAT code box ""P and M as an addition” within the 2023 Generic Contractors Test Spreadsheet facility. Or Where the spreadsheet is not used take the: Reciprocal of statutory de-capitalisation rate (i.e. 5% reciprocal = 20) multiply by rateable value of the buildings (before any overall end allowances are made and after making a notional deduction for the land value) and add to the ERC of P&M. Use resultant figure to calculate contract size adjustment. (Guidance Notes - Section 6) | Costs include instrumentation, after cooler, motor The air receiver is NOT included. | 1.The Type ( piston ) 2.The pressure in the cylinder Bar 3.The output of the system cubic m / hour 4.The size of the motor 5.Age Cubic ft/min x 1.699 = cubic m/hour If the only information available is the size of the motor :- To find cubic m/hour from hp of motor x by 7.6 (approx.) To find cubic ft/min from hp of motor x by 4.5 (approx.) Note the information above is approximate and should be used with care. The motors work at 1450 rpm | Class 1 Table 1 (I) Air Compressor (Class 1 and 2) List of Accessories 2 (ii) - Compressors | Compressors not falling within Class 1 (Power) and compressors excluded from Class 2 by reason of the Class 2 proviso (other than) | Foundations, supports (steelworks), storage cylinder (air receiver), air driers, filters and mains pipe work. | It is assumed that the item forms part of an average size industrial, commercial or office complex. Where it would be normal to find more than one item in such a hereditament the ERC stated has been adjusted to reflect any number / quantity, discount. These figures are NOT one off figures. | - | Large piston compressor driven by electric motor. Note: Concrete foundations under compressor, two pistons for high pressure . | Air receiver remote from the compressor | 20002 |  | Each | - | NA | NA | NA | 15191.6376 | Option 3 | 20458.8113 | 34.67% | 8367.0104 | 7453.7284 | -50.94% | -63.57% | 7453.7284 | -50.94% | Indexed | NA | VOA_GPN_GOV_UK\7246041 | 2019-08-30 | Low | Amber | Medium | Risk taken from previous CG | - | - | NA | SPONS M | NA | (BEAMS Note 1) The ERC for this item should be added to the total of the ERC of the other P&M items on the site and the Buildings ERC (where applicable) to enable the correct contract size adjustment to be made. ERC of P&M Items + ERC of Building Component’s = Total ERC (net figure rateable items only) to which contract size adjustment should be applied The 2021 Generic Contractors Test Spreadsheet has this facility built into the programme - it is recommended you undertake all contractors test valuations using this spreadsheet. (Details on the application of contract size adjustments can be found in the RCG 2021 Guidance notes). Where RV is calculated using the comparative method (rental method) the contract size adjustment should be made as follows: Select - SCAT code box "P and M as an addition” within the 2021 Generic Contractors Test Spreadsheet facility. Or Where the spreadsheet is not used take the: Reciprocal of statutory de-capitalisation rate (i.e. 5% reciprocal = 20) multiply by rateable value of the buildings (before any overall end allowances are made and after making a notional deduction for the land value) and add to the ERC of P&M. Use resultant figure to calculate contract size adjustment. (Guidance Notes - Section 6) | Large piston compressor driven by electric motor. Note: Concrete foundations under compressor, two pistons for high pressure . | Air receiver remote from the compressor | 1 | TRUE
99 | 201A04 | 3893 | 201A04 | Air | Compressors | Piston 7.5 bar | 134 m³ / hr | 79 ft³ / min | Piston Air Compressor. Air Compressors - Machine for compressing air by means of pistons. Usually electrically driven but could be steam turbine or diesel engine driven. This piston compressor is commonly found in medium to large industrial complexes. The storage cylinder ( receiver ) is located away from the compressor and between the two are usually air filters and air dryers, pressures usually 7 Bar or greater. For low pressures this unit may be a single piston. The compressor switches on when the pressure in the receiver is below the pre set figure. | Considered Not Applicable at time of Publication | (BEAMS Note 1) The ERC for this item should be added to the total of the ERC of the other P&M items on the site and the Buildings ERC (where applicable) to enable the correct contract size adjustment to be made. ERC of P&M Items + ERC of Building Component’s = Total ERC (net figure rateable items only) to which contract size adjustment should be applied The 2023 Generic Contractors Test Spreadsheet has this facility built into the programme - it is recommended you undertake all contractors test valuations using this spreadsheet. (Details on the application of contract size adjustments can be found in the RCG 2023 Guidance notes). Where RV is calculated using the comparative method (rental method) the contract size adjustment should be made as follows: Select - SCAT code box ""P and M as an addition” within the 2023 Generic Contractors Test Spreadsheet facility. Or Where the spreadsheet is not used take the: Reciprocal of statutory de-capitalisation rate (i.e. 5% reciprocal = 20) multiply by rateable value of the buildings (before any overall end allowances are made and after making a notional deduction for the land value) and add to the ERC of P&M. Use resultant figure to calculate contract size adjustment. (Guidance Notes - Section 6) | Costs include instrumentation, after cooler, motor The air receiver is NOT included. | 1.The Type ( piston ) 2.The pressure in the cylinder Bar 3.The output of the system cubic m / hour 4.The size of the motor 5.Age Cubic ft/min x 1.699 = cubic m/hour If the only information available is the size of the motor :- To find cubic m/hour from hp of motor x by 7.6 (approx.) To find cubic ft/min from hp of motor x by 4.5 (approx.) Note the information above is approximate and should be used with care. The motors work at 1450 rpm | Class 1 Table 1 (I) Air Compressor (Class 1 and 2) List of Accessories 2 (ii) - Compressors | Compressors not falling within Class 1 (Power) and compressors excluded from Class 2 by reason of the Class 2 proviso (other than) | Foundations, supports (steelworks), storage cylinder (air receiver), air driers, filters and mains pipe work. | It is assumed that the item forms part of an average size industrial, commercial or office complex. Where it would be normal to find more than one item in such a hereditament the ERC stated has been adjusted to reflect any number / quantity, discount. These figures are NOT one off figures. | - | Large piston compressor driven by electric motor. Note: Concrete foundations under compressor, two pistons for high pressure . | Air receiver remote from the compressor | 20002 |  | Each | - | NA | NA | NA | 17872.5149 | Option 3 | 24069.1897 | 34.67% | 10167.5063 | 9057.6953 | -49.32% | -62.37% | 9057.6953 | -49.32% | Indexed | NA | VOA_GPN_GOV_UK\7246041 | 2019-08-30 | Low | Amber | Medium | Risk taken from previous CG | - | - | NA | SPONS M | NA | (BEAMS Note 1) The ERC for this item should be added to the total of the ERC of the other P&M items on the site and the Buildings ERC (where applicable) to enable the correct contract size adjustment to be made. ERC of P&M Items + ERC of Building Component’s = Total ERC (net figure rateable items only) to which contract size adjustment should be applied The 2021 Generic Contractors Test Spreadsheet has this facility built into the programme - it is recommended you undertake all contractors test valuations using this spreadsheet. (Details on the application of contract size adjustments can be found in the RCG 2021 Guidance notes). Where RV is calculated using the comparative method (rental method) the contract size adjustment should be made as follows: Select - SCAT code box "P and M as an addition” within the 2021 Generic Contractors Test Spreadsheet facility. Or Where the spreadsheet is not used take the: Reciprocal of statutory de-capitalisation rate (i.e. 5% reciprocal = 20) multiply by rateable value of the buildings (before any overall end allowances are made and after making a notional deduction for the land value) and add to the ERC of P&M. Use resultant figure to calculate contract size adjustment. (Guidance Notes - Section 6) | Large piston compressor driven by electric motor. Note: Concrete foundations under compressor, two pistons for high pressure . | Air receiver remote from the compressor | 1 | TRUE
100 | 201A05 | 3894 | 201A05 | Air | Compressors | Piston 7.5 bar | 158 m³ / hr | 93 ft³ / min | Piston Air Compressor. Air Compressors - Machine for compressing air by means of pistons. Usually electrically driven but could be steam turbine or diesel engine driven. This piston compressor is commonly found in medium to large industrial complexes. The storage cylinder ( receiver ) is located away from the compressor and between the two are usually air filters and air dryers, pressures usually 7 Bar or greater. For low pressures this unit may be a single piston. The compressor switches on when the pressure in the receiver is below the pre set figure. | Considered Not Applicable at time of Publication | (BEAMS Note 1) The ERC for this item should be added to the total of the ERC of the other P&M items on the site and the Buildings ERC (where applicable) to enable the correct contract size adjustment to be made. ERC of P&M Items + ERC of Building Component’s = Total ERC (net figure rateable items only) to which contract size adjustment should be applied The 2023 Generic Contractors Test Spreadsheet has this facility built into the programme - it is recommended you undertake all contractors test valuations using this spreadsheet. (Details on the application of contract size adjustments can be found in the RCG 2023 Guidance notes). Where RV is calculated using the comparative method (rental method) the contract size adjustment should be made as follows: Select - SCAT code box ""P and M as an addition” within the 2023 Generic Contractors Test Spreadsheet facility. Or Where the spreadsheet is not used take the: Reciprocal of statutory de-capitalisation rate (i.e. 5% reciprocal = 20) multiply by rateable value of the buildings (before any overall end allowances are made and after making a notional deduction for the land value) and add to the ERC of P&M. Use resultant figure to calculate contract size adjustment. (Guidance Notes - Section 6) | Costs include instrumentation, after cooler, motor The air receiver is NOT included. | 1.The Type ( piston ) 2.The pressure in the cylinder Bar 3.The output of the system cubic m / hour 4.The size of the motor 5.Age Cubic ft/min x 1.699 = cubic m/hour If the only information available is the size of the motor :- To find cubic m/hour from hp of motor x by 7.6 (approx.) To find cubic ft/min from hp of motor x by 4.5 (approx.) Note the information above is approximate and should be used with care. The motors work at 1450 rpm | Class 1 Table 1 (I) Air Compressor (Class 1 and 2) List of Accessories 2 (ii) - Compressors | Compressors not falling within Class 1 (Power) and compressors excluded from Class 2 by reason of the Class 2 proviso (other than) | Foundations, supports (steelworks), storage cylinder (air receiver), air driers, filters and mains pipe work. | It is assumed that the item forms part of an average size industrial, commercial or office complex. Where it would be normal to find more than one item in such a hereditament the ERC stated has been adjusted to reflect any number / quantity, discount. These figures are NOT one off figures. | - | Large piston compressor driven by electric motor. Note: Concrete foundations under compressor, two pistons for high pressure . | Air receiver remote from the compressor | 20002 |  | Each | - | NA | NA | NA | 25021.5208 | Option 3 | 33696.8656 | 34.67% | 13238.9405 | 11793.8741 | -52.87% | -65% | 11793.8741 | -52.87% | Indexed | NA | VOA_GPN_GOV_UK\7246041 | 2019-08-30 | Low | Amber | Medium | Risk taken from previous CG | - | - | NA | SPONS M | NA | (BEAMS Note 1) The ERC for this item should be added to the total of the ERC of the other P&M items on the site and the Buildings ERC (where applicable) to enable the correct contract size adjustment to be made. ERC of P&M Items + ERC of Building Component’s = Total ERC (net figure rateable items only) to which contract size adjustment should be applied The 2021 Generic Contractors Test Spreadsheet has this facility built into the programme - it is recommended you undertake all contractors test valuations using this spreadsheet. (Details on the application of contract size adjustments can be found in the RCG 2021 Guidance notes). Where RV is calculated using the comparative method (rental method) the contract size adjustment should be made as follows: Select - SCAT code box "P and M as an addition” within the 2021 Generic Contractors Test Spreadsheet facility. Or Where the spreadsheet is not used take the: Reciprocal of statutory de-capitalisation rate (i.e. 5% reciprocal = 20) multiply by rateable value of the buildings (before any overall end allowances are made and after making a notional deduction for the land value) and add to the ERC of P&M. Use resultant figure to calculate contract size adjustment. (Guidance Notes - Section 6) | Large piston compressor driven by electric motor. Note: Concrete foundations under compressor, two pistons for high pressure . | Air receiver remote from the compressor | 1 | TRUE
101 | 201A06 | 3895 | 201A06 | Air | Compressors | Piston 7.5 bar | 187 m³ / hr | 110 ft³ / min | Piston Air Compressor. Air Compressors - Machine for compressing air by means of pistons. Usually electrically driven but could be steam turbine or diesel engine driven. This piston compressor is commonly found in medium to large industrial complexes. The storage cylinder ( receiver ) is located away from the compressor and between the two are usually air filters and air dryers, pressures usually 7 Bar or greater. For low pressures this unit may be a single piston. The compressor switches on when the pressure in the receiver is below the pre set figure. | Considered Not Applicable at time of Publication | (BEAMS Note 1) The ERC for this item should be added to the total of the ERC of the other P&M items on the site and the Buildings ERC (where applicable) to enable the correct contract size adjustment to be made. ERC of P&M Items + ERC of Building Component’s = Total ERC (net figure rateable items only) to which contract size adjustment should be applied The 2023 Generic Contractors Test Spreadsheet has this facility built into the programme - it is recommended you undertake all contractors test valuations using this spreadsheet. (Details on the application of contract size adjustments can be found in the RCG 2023 Guidance notes). Where RV is calculated using the comparative method (rental method) the contract size adjustment should be made as follows: Select - SCAT code box ""P and M as an addition” within the 2023 Generic Contractors Test Spreadsheet facility. Or Where the spreadsheet is not used take the: Reciprocal of statutory de-capitalisation rate (i.e. 5% reciprocal = 20) multiply by rateable value of the buildings (before any overall end allowances are made and after making a notional deduction for the land value) and add to the ERC of P&M. Use resultant figure to calculate contract size adjustment. (Guidance Notes - Section 6) | Costs include instrumentation, after cooler, motor The air receiver is NOT included. | 1.The Type ( piston ) 2.The pressure in the cylinder Bar 3.The output of the system cubic m / hour 4.The size of the motor 5.Age Cubic ft/min x 1.699 = cubic m/hour If the only information available is the size of the motor :- To find cubic m/hour from hp of motor x by 7.6 (approx.) To find cubic ft/min from hp of motor x by 4.5 (approx.) Note the information above is approximate and should be used with care. The motors work at 1450 rpm | Class 1 Table 1 (I) Air Compressor (Class 1 and 2) List of Accessories 2 (ii) - Compressors | Compressors not falling within Class 1 (Power) and compressors excluded from Class 2 by reason of the Class 2 proviso (other than) | Foundations, supports (steelworks), storage cylinder (air receiver), air driers, filters and mains pipe work. | It is assumed that the item forms part of an average size industrial, commercial or office complex. Where it would be normal to find more than one item in such a hereditament the ERC stated has been adjusted to reflect any number / quantity, discount. These figures are NOT one off figures. | - | Large piston compressor driven by electric motor. Note: Concrete foundations under compressor, two pistons for high pressure . | Air receiver remote from the compressor | 20002 |  | Each | - | NA | NA | NA | 26630.0471 | Option 3 | 35863.0927 | 34.67% | 14827.6134 | 13209.139 | -50.4% | -63.17% | 13209.139 | -50.4% | Indexed | NA | VOA_GPN_GOV_UK\7246041 | 2019-08-30 | Low | Amber | Medium | Risk taken from previous CG | - | - | NA | SPONS M | NA | (BEAMS Note 1) The ERC for this item should be added to the total of the ERC of the other P&M items on the site and the Buildings ERC (where applicable) to enable the correct contract size adjustment to be made. ERC of P&M Items + ERC of Building Component’s = Total ERC (net figure rateable items only) to which contract size adjustment should be applied The 2021 Generic Contractors Test Spreadsheet has this facility built into the programme - it is recommended you undertake all contractors test valuations using this spreadsheet. (Details on the application of contract size adjustments can be found in the RCG 2021 Guidance notes). Where RV is calculated using the comparative method (rental method) the contract size adjustment should be made as follows: Select - SCAT code box "P and M as an addition” within the 2021 Generic Contractors Test Spreadsheet facility. Or Where the spreadsheet is not used take the: Reciprocal of statutory de-capitalisation rate (i.e. 5% reciprocal = 20) multiply by rateable value of the buildings (before any overall end allowances are made and after making a notional deduction for the land value) and add to the ERC of P&M. Use resultant figure to calculate contract size adjustment. (Guidance Notes - Section 6) | Large piston compressor driven by electric motor. Note: Concrete foundations under compressor, two pistons for high pressure . | Air receiver remote from the compressor | 1 | TRUE
102 | 201A07 | 3896 | 201A07 | Air | Compressors | Piston 7.5 bar | 253 m³ / hr | 149 ft³ / min | Piston Air Compressor. Air Compressors - Machine for compressing air by means of pistons. Usually electrically driven but could be steam turbine or diesel engine driven. This piston compressor is commonly found in medium to large industrial complexes. The storage cylinder ( receiver ) is located away from the compressor and between the two are usually air filters and air dryers, pressures usually 7 Bar or greater. For low pressures this unit may be a single piston. The compressor switches on when the pressure in the receiver is below the pre set figure. | Considered Not Applicable at time of Publication | (BEAMS Note 1) The ERC for this item should be added to the total of the ERC of the other P&M items on the site and the Buildings ERC (where applicable) to enable the correct contract size adjustment to be made. ERC of P&M Items + ERC of Building Component’s = Total ERC (net figure rateable items only) to which contract size adjustment should be applied The 2023 Generic Contractors Test Spreadsheet has this facility built into the programme - it is recommended you undertake all contractors test valuations using this spreadsheet. (Details on the application of contract size adjustments can be found in the RCG 2023 Guidance notes). Where RV is calculated using the comparative method (rental method) the contract size adjustment should be made as follows: Select - SCAT code box ""P and M as an addition” within the 2023 Generic Contractors Test Spreadsheet facility. Or Where the spreadsheet is not used take the: Reciprocal of statutory de-capitalisation rate (i.e. 5% reciprocal = 20) multiply by rateable value of the buildings (before any overall end allowances are made and after making a notional deduction for the land value) and add to the ERC of P&M. Use resultant figure to calculate contract size adjustment. (Guidance Notes - Section 6) | Costs include instrumentation, after cooler, motor The air receiver is NOT included. | 1.The Type ( piston ) 2.The pressure in the cylinder Bar 3.The output of the system cubic m / hour 4.The size of the motor 5.Age Cubic ft/min x 1.699 = cubic m/hour If the only information available is the size of the motor :- To find cubic m/hour from hp of motor x by 7.6 (approx.) To find cubic ft/min from hp of motor x by 4.5 (approx.) Note the information above is approximate and should be used with care. The motors work at 1450 rpm | Class 1 Table 1 (I) Air Compressor (Class 1 and 2) List of Accessories 2 (ii) - Compressors | Compressors not falling within Class 1 (Power) and compressors excluded from Class 2 by reason of the Class 2 proviso (other than) | Foundations, supports (steelworks), storage cylinder (air receiver), air driers, filters and mains pipe work. | It is assumed that the item forms part of an average size industrial, commercial or office complex. Where it would be normal to find more than one item in such a hereditament the ERC stated has been adjusted to reflect any number / quantity, discount. These figures are NOT one off figures. | - | Large piston compressor driven by electric motor. Note: Concrete foundations under compressor, two pistons for high pressure . | Air receiver remote from the compressor | 20002 |  | Each | - | NA | NA | NA | 27702.398 | Option 3 | 37307.2441 | 34.67% | 15357.171 | 13680.894 | -50.61% | -63.33% | 13680.894 | -50.61% | Indexed | NA | VOA_GPN_GOV_UK\7246041 | 2019-08-30 | Low | Amber | Medium | Risk taken from previous CG | - | - | NA | SPONS M | NA | (BEAMS Note 1) The ERC for this item should be added to the total of the ERC of the other P&M items on the site and the Buildings ERC (where applicable) to enable the correct contract size adjustment to be made. ERC of P&M Items + ERC of Building Component’s = Total ERC (net figure rateable items only) to which contract size adjustment should be applied The 2021 Generic Contractors Test Spreadsheet has this facility built into the programme - it is recommended you undertake all contractors test valuations using this spreadsheet. (Details on the application of contract size adjustments can be found in the RCG 2021 Guidance notes). Where RV is calculated using the comparative method (rental method) the contract size adjustment should be made as follows: Select - SCAT code box "P and M as an addition” within the 2021 Generic Contractors Test Spreadsheet facility. Or Where the spreadsheet is not used take the: Reciprocal of statutory de-capitalisation rate (i.e. 5% reciprocal = 20) multiply by rateable value of the buildings (before any overall end allowances are made and after making a notional deduction for the land value) and add to the ERC of P&M. Use resultant figure to calculate contract size adjustment. (Guidance Notes - Section 6) | Large piston compressor driven by electric motor. Note: Concrete foundations under compressor, two pistons for high pressure . | Air receiver remote from the compressor | 1 | TRUE
103 | 201A08 | 3897 | 201A08 | Air | Compressors | Piston 7.5 bar | 292 m³ / hr | 172 ft³ / min | Piston Air Compressor. Air Compressors - Machine for compressing air by means of pistons. Usually electrically driven but could be steam turbine or diesel engine driven. This piston compressor is commonly found in medium to large industrial complexes. The storage cylinder ( receiver ) is located away from the compressor and between the two are usually air filters and air dryers, pressures usually 7 Bar or greater. For low pressures this unit may be a single piston. The compressor switches on when the pressure in the receiver is below the pre set figure. | Considered Not Applicable at time of Publication | (BEAMS Note 1) The ERC for this item should be added to the total of the ERC of the other P&M items on the site and the Buildings ERC (where applicable) to enable the correct contract size adjustment to be made. ERC of P&M Items + ERC of Building Component’s = Total ERC (net figure rateable items only) to which contract size adjustment should be applied The 2023 Generic Contractors Test Spreadsheet has this facility built into the programme - it is recommended you undertake all contractors test valuations using this spreadsheet. (Details on the application of contract size adjustments can be found in the RCG 2023 Guidance notes). Where RV is calculated using the comparative method (rental method) the contract size adjustment should be made as follows: Select - SCAT code box ""P and M as an addition” within the 2023 Generic Contractors Test Spreadsheet facility. Or Where the spreadsheet is not used take the: Reciprocal of statutory de-capitalisation rate (i.e. 5% reciprocal = 20) multiply by rateable value of the buildings (before any overall end allowances are made and after making a notional deduction for the land value) and add to the ERC of P&M. Use resultant figure to calculate contract size adjustment. (Guidance Notes - Section 6) | Costs include instrumentation, after cooler, motor The air receiver is NOT included. | 1.The Type ( piston ) 2.The pressure in the cylinder Bar 3.The output of the system cubic m / hour 4.The size of the motor 5.Age Cubic ft/min x 1.699 = cubic m/hour If the only information available is the size of the motor :- To find cubic m/hour from hp of motor x by 7.6 (approx.) To find cubic ft/min from hp of motor x by 4.5 (approx.) Note the information above is approximate and should be used with care. The motors work at 1450 rpm | Class 1 Table 1 (I) Air Compressor (Class 1 and 2) List of Accessories 2 (ii) - Compressors | Compressors not falling within Class 1 (Power) and compressors excluded from Class 2 by reason of the Class 2 proviso (other than) | Foundations, supports (steelworks), storage cylinder (air receiver), air driers, filters and mains pipe work. | It is assumed that the item forms part of an average size industrial, commercial or office complex. Where it would be normal to find more than one item in such a hereditament the ERC stated has been adjusted to reflect any number / quantity, discount. These figures are NOT one off figures. | - | Large piston compressor driven by electric motor. Note: Concrete foundations under compressor, two pistons for high pressure . | Air receiver remote from the compressor | 20002 |  | Each | - | NA | NA | NA | 32974.7899 | Option 3 | 44407.655 | 34.67% | 18004.9591 | 16039.6688 | -51.36% | -63.88% | 16039.6688 | -51.36% | Indexed | NA | VOA_GPN_GOV_UK\7246041 | 2019-08-30 | Low | Amber | Medium | Risk taken from previous CG | - | - | NA | SPONS M | NA | (BEAMS Note 1) The ERC for this item should be added to the total of the ERC of the other P&M items on the site and the Buildings ERC (where applicable) to enable the correct contract size adjustment to be made. ERC of P&M Items + ERC of Building Component’s = Total ERC (net figure rateable items only) to which contract size adjustment should be applied The 2021 Generic Contractors Test Spreadsheet has this facility built into the programme - it is recommended you undertake all contractors test valuations using this spreadsheet. (Details on the application of contract size adjustments can be found in the RCG 2021 Guidance notes). Where RV is calculated using the comparative method (rental method) the contract size adjustment should be made as follows: Select - SCAT code box "P and M as an addition” within the 2021 Generic Contractors Test Spreadsheet facility. Or Where the spreadsheet is not used take the: Reciprocal of statutory de-capitalisation rate (i.e. 5% reciprocal = 20) multiply by rateable value of the buildings (before any overall end allowances are made and after making a notional deduction for the land value) and add to the ERC of P&M. Use resultant figure to calculate contract size adjustment. (Guidance Notes - Section 6) | Large piston compressor driven by electric motor. Note: Concrete foundations under compressor, two pistons for high pressure . | Air receiver remote from the compressor | 1 | TRUE
104 | 201A09 | 3898 | 201A09 | Air | Compressors | Piston 7.5 bar | 348 m³ / hr | 205 ft³ / min | Piston Air Compressor. Air Compressors - Machine for compressing air by means of pistons. Usually electrically driven but could be steam turbine or diesel engine driven. This piston compressor is commonly found in medium to large industrial complexes. The storage cylinder ( receiver ) is located away from the compressor and between the two are usually air filters and air dryers, pressures usually 7 Bar or greater. For low pressures this unit may be a single piston. The compressor switches on when the pressure in the receiver is below the pre set figure. | Considered Not Applicable at time of Publication | (BEAMS Note 1) The ERC for this item should be added to the total of the ERC of the other P&M items on the site and the Buildings ERC (where applicable) to enable the correct contract size adjustment to be made. ERC of P&M Items + ERC of Building Component’s = Total ERC (net figure rateable items only) to which contract size adjustment should be applied The 2023 Generic Contractors Test Spreadsheet has this facility built into the programme - it is recommended you undertake all contractors test valuations using this spreadsheet. (Details on the application of contract size adjustments can be found in the RCG 2023 Guidance notes). Where RV is calculated using the comparative method (rental method) the contract size adjustment should be made as follows: Select - SCAT code box ""P and M as an addition” within the 2023 Generic Contractors Test Spreadsheet facility. Or Where the spreadsheet is not used take the: Reciprocal of statutory de-capitalisation rate (i.e. 5% reciprocal = 20) multiply by rateable value of the buildings (before any overall end allowances are made and after making a notional deduction for the land value) and add to the ERC of P&M. Use resultant figure to calculate contract size adjustment. (Guidance Notes - Section 6) | Costs include instrumentation, after cooler, motor The air receiver is NOT included. | 1.The Type ( piston ) 2.The pressure in the cylinder Bar 3.The output of the system cubic m / hour 4.The size of the motor 5.Age Cubic ft/min x 1.699 = cubic m/hour If the only information available is the size of the motor :- To find cubic m/hour from hp of motor x by 7.6 (approx.) To find cubic ft/min from hp of motor x by 4.5 (approx.) Note the information above is approximate and should be used with care. The motors work at 1450 rpm | Class 1 Table 1 (I) Air Compressor (Class 1 and 2) List of Accessories 2 (ii) - Compressors | Compressors not falling within Class 1 (Power) and compressors excluded from Class 2 by reason of the Class 2 proviso (other than) | Foundations, supports (steelworks), storage cylinder (air receiver), air driers, filters and mains pipe work. | It is assumed that the item forms part of an average size industrial, commercial or office complex. Where it would be normal to find more than one item in such a hereditament the ERC stated has been adjusted to reflect any number / quantity, discount. These figures are NOT one off figures. | - | Large piston compressor driven by electric motor. Note: Concrete foundations under compressor, two pistons for high pressure . | Air receiver remote from the compressor | 20002 |  | Each | - | NA | NA | NA | 41106.7842 | Option 3 | 55359.1364 | 34.67% | 23035.7565 | 20521.3409 | -50.08% | -62.93% | 20521.3409 | -50.08% | Indexed | NA | VOA_GPN_GOV_UK\7246041 | 2019-08-30 | Low | Amber | Medium | Risk taken from previous CG | - | - | NA | SPONS M | NA | (BEAMS Note 1) The ERC for this item should be added to the total of the ERC of the other P&M items on the site and the Buildings ERC (where applicable) to enable the correct contract size adjustment to be made. ERC of P&M Items + ERC of Building Component’s = Total ERC (net figure rateable items only) to which contract size adjustment should be applied The 2021 Generic Contractors Test Spreadsheet has this facility built into the programme - it is recommended you undertake all contractors test valuations using this spreadsheet. (Details on the application of contract size adjustments can be found in the RCG 2021 Guidance notes). Where RV is calculated using the comparative method (rental method) the contract size adjustment should be made as follows: Select - SCAT code box "P and M as an addition” within the 2021 Generic Contractors Test Spreadsheet facility. Or Where the spreadsheet is not used take the: Reciprocal of statutory de-capitalisation rate (i.e. 5% reciprocal = 20) multiply by rateable value of the buildings (before any overall end allowances are made and after making a notional deduction for the land value) and add to the ERC of P&M. Use resultant figure to calculate contract size adjustment. (Guidance Notes - Section 6) | Large piston compressor driven by electric motor. Note: Concrete foundations under compressor, two pistons for high pressure . | Air receiver remote from the compressor | 1 | TRUE
105 | 201A10 | 3899 | 201A10 | Air | Compressors | Piston 7.5 bar | 438 m³ / hr | 258 ft³ / min | Piston Air Compressor. Air Compressors - Machine for compressing air by means of pistons. Usually electrically driven but could be steam turbine or diesel engine driven. This piston compressor is commonly found in medium to large industrial complexes. The storage cylinder ( receiver ) is located away from the compressor and between the two are usually air filters and air dryers, pressures usually 7 Bar or greater. For low pressures this unit may be a single piston. The compressor switches on when the pressure in the receiver is below the pre set figure. | Considered Not Applicable at time of Publication | (BEAMS Note 1) The ERC for this item should be added to the total of the ERC of the other P&M items on the site and the Buildings ERC (where applicable) to enable the correct contract size adjustment to be made. ERC of P&M Items + ERC of Building Component’s = Total ERC (net figure rateable items only) to which contract size adjustment should be applied The 2023 Generic Contractors Test Spreadsheet has this facility built into the programme - it is recommended you undertake all contractors test valuations using this spreadsheet. (Details on the application of contract size adjustments can be found in the RCG 2023 Guidance notes). Where RV is calculated using the comparative method (rental method) the contract size adjustment should be made as follows: Select - SCAT code box ""P and M as an addition” within the 2023 Generic Contractors Test Spreadsheet facility. Or Where the spreadsheet is not used take the: Reciprocal of statutory de-capitalisation rate (i.e. 5% reciprocal = 20) multiply by rateable value of the buildings (before any overall end allowances are made and after making a notional deduction for the land value) and add to the ERC of P&M. Use resultant figure to calculate contract size adjustment. (Guidance Notes - Section 6) | Costs include instrumentation, after cooler, motor The air receiver is NOT included. | 1.The Type ( piston ) 2.The pressure in the cylinder Bar 3.The output of the system cubic m / hour 4.The size of the motor 5.Age Cubic ft/min x 1.699 = cubic m/hour If the only information available is the size of the motor :- To find cubic m/hour from hp of motor x by 7.6 (approx.) To find cubic ft/min from hp of motor x by 4.5 (approx.) Note the information above is approximate and should be used with care. The motors work at 1450 rpm | Class 1 Table 1 (I) Air Compressor (Class 1 and 2) List of Accessories 2 (ii) - Compressors | Compressors not falling within Class 1 (Power) and compressors excluded from Class 2 by reason of the Class 2 proviso (other than) | Foundations, supports (steelworks), storage cylinder (air receiver), air driers, filters and mains pipe work. | It is assumed that the item forms part of an average size industrial, commercial or office complex. Where it would be normal to find more than one item in such a hereditament the ERC stated has been adjusted to reflect any number / quantity, discount. These figures are NOT one off figures. | - | Large piston compressor driven by electric motor. Note: Concrete foundations under compressor. Two pistons for high pressure. | Air receiver remote from the compressor | 20002 |  | Each | - | NA | NA | NA | 50043.0416 | Option 3 | 67393.7312 | 34.67% | 27431.0848 | 24436.9071 | -51.17% | -63.74% | 24436.9071 | -51.17% | Indexed | NA | VOA_GPN_GOV_UK\7246041 | 2019-08-30 | Low | Amber | Medium | Risk taken from previous CG | - | - | NA | SPONS M | NA | (BEAMS Note 1) The ERC for this item should be added to the total of the ERC of the other P&M items on the site and the Buildings ERC (where applicable) to enable the correct contract size adjustment to be made. ERC of P&M Items + ERC of Building Component’s = Total ERC (net figure rateable items only) to which contract size adjustment should be applied The 2021 Generic Contractors Test Spreadsheet has this facility built into the programme - it is recommended you undertake all contractors test valuations using this spreadsheet. (Details on the application of contract size adjustments can be found in the RCG 2021 Guidance notes). Where RV is calculated using the comparative method (rental method) the contract size adjustment should be made as follows: Select - SCAT code box "P and M as an addition” within the 2021 Generic Contractors Test Spreadsheet facility. Or Where the spreadsheet is not used take the: Reciprocal of statutory de-capitalisation rate (i.e. 5% reciprocal = 20) multiply by rateable value of the buildings (before any overall end allowances are made and after making a notional deduction for the land value) and add to the ERC of P&M. Use resultant figure to calculate contract size adjustment. (Guidance Notes - Section 6) | Large piston compressor driven by electric motor. Note: Concrete foundations under compressor. Two pistons for high pressure. | Air receiver remote from the compressor | 1 | TRUE
106 | 201A11 | 3900 | 201A11 | Air | Compressors | Piston 7.5 bar | 557 m³ / hr | 328 ft³ / min | Piston Air Compressor Air Compressors - Machine for compressing air by means of pistons Usually electrically driven but could be steam turbine or diesel engine driven. This piston compressor is commonly found in medium to large industrial complexes. The storage cylinder ( receiver ) is located away from the compressor and between the two are usually air filters and air dryers pressures usually 7 Bar or greater. For low pressures this unit may be a single piston. The compressor switches on when the pressure in the receiver is below the pre set figure. | Considered Not Applicable at time of Publication | (BEAMS Note 1) The ERC for this item should be added to the total of the ERC of the other P&M items on the site and the Buildings ERC (where applicable) to enable the correct contract size adjustment to be made. ERC of P&M Items + ERC of Building Component’s = Total ERC (net figure rateable items only) to which contract size adjustment should be applied The 2023 Generic Contractors Test Spreadsheet has this facility built into the programme - it is recommended you undertake all contractors test valuations using this spreadsheet. (Details on the application of contract size adjustments can be found in the RCG 2023 Guidance notes). Where RV is calculated using the comparative method (rental method) the contract size adjustment should be made as follows: Select - SCAT code box ""P and M as an addition” within the 2023 Generic Contractors Test Spreadsheet facility. Or Where the spreadsheet is not used take the: Reciprocal of statutory de-capitalisation rate (i.e. 5% reciprocal = 20) multiply by rateable value of the buildings (before any overall end allowances are made and after making a notional deduction for the land value) and add to the ERC of P&M. Use resultant figure to calculate contract size adjustment. (Guidance Notes - Section 6) | Costs include instrumentation, after cooler, motor The air receiver is NOT included. | 1.The Type ( piston ) 2.The pressure in the cylinder Bar 3.The output of the system cubic m / hour 4.The size of the motor 5.Age Cubic ft/min x 1.699 = cubic m/hour If the only information available is the size of the motor :- To find cubic m/hour from hp of motor x by 7.6 (approx.) To find cubic ft/min from hp of motor x by 4.5 (approx.) Note the information above is approximate and should be used with care. The motors work at 1450 rpm | Class 1 Table 1 (I) Air Compressor (Class 1 and 2) List of Accessories 2 (ii) - Compressors | Compressors not falling within Class 1 (Power) and compressors excluded from Class 2 by reason of the Class 2 proviso ("other than") | Foundations, supports (steelworks), storage cylinder (air receiver), air driers, filters and mains pipe work. | It is assumed that the item forms part of an "average size industrial, commercial or office complex". Where it would be normal to find more than one item in such a hereditament the ERC stated has been adjusted to reflect any number / quantity, discount. These figures are NOT one off figures. | - | Large piston compressor driven by electric motor Note: Concrete foundations under compressor Two pistons for high pressure | Air receiver remote from the compressor | 20002 |  | Each | - | NA | NA | NA | 59694.1996 | Option 3 | 80391.0937 | 34.67% | 32726.661 | 29154.4568 | -51.16% | -63.73% | 29154.4568 | -51.16% | Indexed | NA | VOA_GPN_GOV_UK\7246041 | 2019-08-30 | Low | Amber | Medium | Risk taken from previous CG | - | - | NA | SPONS M | NA | (BEAMS Note 1) The ERC for this item should be added to the total of the ERC of the other P&M items on the site and the Buildings ERC (where applicable) to enable the correct contract size adjustment to be made. ERC of P&M Items + ERC of Building Component’s = Total ERC (net figure rateable items only) to which contract size adjustment should be applied The 2021 Generic Contractors Test Spreadsheet has this facility built into the programme - it is recommended you undertake all contractors test valuations using this spreadsheet. (Details on the application of contract size adjustments can be found in the RCG 2021 Guidance notes). Where RV is calculated using the comparative method (rental method) the contract size adjustment should be made as follows: Select - SCAT code box "P and M as an addition” within the 2021 Generic Contractors Test Spreadsheet facility. Or Where the spreadsheet is not used take the: Reciprocal of statutory de-capitalisation rate (i.e. 5% reciprocal = 20) multiply by rateable value of the buildings (before any overall end allowances are made and after making a notional deduction for the land value) and add to the ERC of P&M. Use resultant figure to calculate contract size adjustment. (Guidance Notes - Section 6) | Large piston compressor driven by electric motor Note: Concrete foundations under compressor Two pistons for high pressure | Air receiver remote from the compressor | 1 | TRUE
107 | 201A12 | 3901 | 201A12 | Air | Compressors | Piston 7.5 bar | 756 m³ / hr | 445 ft³ / min | Piston Air Compressor Air Compressors - Machine for compressing air by means of pistons Usually electrically driven but could be steam turbine or diesel engine driven. This piston compressor is commonly found in medium to large industrial complexes. The storage cylinder ( receiver ) is located away from the compressor and between the two are usually air filters and air dryers pressures usually 7 Bar or greater. For low pressures this unit may be a single piston. The compressor switches on when the pressure in the receiver is below the pre set figure. | Considered Not Applicable at time of Publication | (BEAMS Note 1) The ERC for this item should be added to the total of the ERC of the other P&M items on the site and the Buildings ERC (where applicable) to enable the correct contract size adjustment to be made. ERC of P&M Items + ERC of Building Component’s = Total ERC (net figure rateable items only) to which contract size adjustment should be applied The 2023 Generic Contractors Test Spreadsheet has this facility built into the programme - it is recommended you undertake all contractors test valuations using this spreadsheet. (Details on the application of contract size adjustments can be found in the RCG 2023 Guidance notes). Where RV is calculated using the comparative method (rental method) the contract size adjustment should be made as follows: Select - SCAT code box ""P and M as an addition” within the 2023 Generic Contractors Test Spreadsheet facility. Or Where the spreadsheet is not used take the: Reciprocal of statutory de-capitalisation rate (i.e. 5% reciprocal = 20) multiply by rateable value of the buildings (before any overall end allowances are made and after making a notional deduction for the land value) and add to the ERC of P&M. Use resultant figure to calculate contract size adjustment. (Guidance Notes - Section 6) | Costs include instrumentation, after cooler, motor The air receiver is NOT included. | 1.The Type ( piston ) 2.The pressure in the cylinder Bar 3.The output of the system cubic m / hour 4.The size of the motor 5.Age Cubic ft/min x 1.699 = cubic m/hour If the only information available is the size of the motor :- To find cubic m/hour from hp of motor x by 7.6 (approx.) To find cubic ft/min from hp of motor x by 4.5 (approx.) Note the information above is approximate and should be used with care. The motors work at 1450 rpm | Class 1 Table 1 (I) Air Compressor (Class 1 and 2) List of Accessories 2 (ii) - Compressors | Compressors not falling within Class 1 (Power) and compressors excluded from Class 2 by reason of the Class 2 proviso ("other than") | Foundations, supports (steelworks), storage cylinder (air receiver), air driers, filters and mains pipe work. | It is assumed that the item forms part of an "average size industrial, commercial or office complex". Where it would be normal to find more than one item in such a hereditament the ERC stated has been adjusted to reflect any number / quantity, discount. These figures are NOT one off figures. | - | Large piston compressor driven by electric motor Note: Concrete foundations under compressor Two pistons for high pressure | Air receiver remote from the compressor | 20002 |  | Each | - | NA | NA | NA | 76583.7262 | Option 3 | 103136.4779 | 34.67% | 41940.9636 | 37362.9931 | -51.21% | -63.77% | 37362.9931 | -51.21% | Indexed | NA | VOA_GPN_GOV_UK\7246041 | 2019-08-30 | Low | Amber | Medium | Risk taken from previous CG | - | - | NA | SPONS M | NA | (BEAMS Note 1) The ERC for this item should be added to the total of the ERC of the other P&M items on the site and the Buildings ERC (where applicable) to enable the correct contract size adjustment to be made. ERC of P&M Items + ERC of Building Component’s = Total ERC (net figure rateable items only) to which contract size adjustment should be applied The 2021 Generic Contractors Test Spreadsheet has this facility built into the programme - it is recommended you undertake all contractors test valuations using this spreadsheet. (Details on the application of contract size adjustments can be found in the RCG 2021 Guidance notes). Where RV is calculated using the comparative method (rental method) the contract size adjustment should be made as follows: Select - SCAT code box "P and M as an addition” within the 2021 Generic Contractors Test Spreadsheet facility. Or Where the spreadsheet is not used take the: Reciprocal of statutory de-capitalisation rate (i.e. 5% reciprocal = 20) multiply by rateable value of the buildings (before any overall end allowances are made and after making a notional deduction for the land value) and add to the ERC of P&M. Use resultant figure to calculate contract size adjustment. (Guidance Notes - Section 6) | Large piston compressor driven by electric motor Note: Concrete foundations under compressor Two pistons for high pressure | Air receiver remote from the compressor | 1 | TRUE
108 | 201A80 | 3785 | 201A80 | Air | Compressors | Rotary screw 12.5 bar | 15 kw | 109 ft³ / min | Rotary Screw Air Compressor Air Compressors - Machine for compressing air by means of interlocking screws. Usually electrically driven but could be steam turbine or diesel engine driven. This rotary screw compressor is commonly found where the requirement is for small to medium - high pressures. It is not often employed where very high pressures are required. It is quieter in operation than a comparable piston compressor and thus it is not necessarily found in a power-house ( as most large piston compressors are ) The storage cylinder ( receiver ) is located away from the compressor and between the two is usually air filters and air dryers. Larger units produce pressures in the 12 bar to 14 bar range. The compressor switches on when the pressure in the receiver is below the pre set figure. | Considered Not Applicable at time of Publication | (BEAMS Note 1) The ERC for this item should be added to the total of the ERC of the other P&M items on the site and the Buildings ERC (where applicable) to enable the correct contract size adjustment to be made. ERC of P&M Items + ERC of Building Component’s = Total ERC (net figure rateable items only) to which contract size adjustment should be applied The 2023 Generic Contractors Test Spreadsheet has this facility built into the programme - it is recommended you undertake all contractors test valuations using this spreadsheet. (Details on the application of contract size adjustments can be found in the RCG 2023 Guidance notes). Where RV is calculated using the comparative method (rental method) the contract size adjustment should be made as follows: Select - SCAT code box ""P and M as an addition” within the 2023 Generic Contractors Test Spreadsheet facility. Or Where the spreadsheet is not used take the: Reciprocal of statutory de-capitalisation rate (i.e. 5% reciprocal = 20) multiply by rateable value of the buildings (before any overall end allowances are made and after making a notional deduction for the land value) and add to the ERC of P&M. Use resultant figure to calculate contract size adjustment. (Guidance Notes - Section 6) | Costs include instrumentation, after cooler, motor The air receiver is NOT included. This size compressor is no longer commonly produced. For Stage 1 cost the modern equivalent would be a 14 Bar Compressor. 201A32/3 has been selected as the best fit | 1.The Type ( rotary screw ) 2.The pressure in the cylinder = Bar 3.The output of the system = cubic m / hour 4.The size of the motor 5.Age This type of unit is usually enclosed in a cabinet. Most cabinets have a specification plate on the outside but where this is not available ask the engineer on site or look to the pressure on the adjacent air receiver. Never open a cabinet to obtain information from the plates attached to the individual machines. Cubic ft/min x 1.699 = cubic m/hour If the only information available is the size of the motor :- To find cubic m/hour from hp of motor x by 7.6 (approx.) To find cubic ft/min from hp of motor x by 4.5 (approx.) Note the information above is approximate and should be used with care. The motors work at 1450 rpm | Class 1 Table 1 (I) Air Compressor (Class 1 and 2) List of Accessories 2 (ii) - Compressors | Compressors not falling within Class 1 (Power) and compressors excluded from Class 2 by reason of the Class 2 proviso ("other than") | Foundations, supports (steelworks), storage cylinder (air receiver), air driers, filters and mains pipe work | It is assumed that the item forms part of an "average size industrial, commercial or office complex". Where it would be normal to find more than one item in such a hereditament the ERC stated has been adjusted to reflect any number / quantity, discount. These figures are NOT one off figures. | - | Rotary Screw Compressor Note: Compressor situated inside insulated cabinet. Light blue pipes = compressed air Details are usually on outer cover if not ask the site engineer. Record concrete foundations Ochre pipe = Gas (Natural) | - | 20008 |  | Each | - | NA | NA | NA | 21536.3804 | Option 3 | 29003.3736 | 34.67% | 9532.0372 | 8491.5894 | -60.57% | -70.72% | 8491.5894 | -60.57% | Indexed | NA | VOA_GPN_GOV_UK\7246041 | 2019-08-30 | Low | Amber | Medium | Risk taken from previous CG | - | - | NA | SPONS M | NA | (BEAMS Note 1) The ERC for this item should be added to the total of the ERC of the other P&M items on the site and the Buildings ERC (where applicable) to enable the correct contract size adjustment to be made. ERC of P&M Items + ERC of Building Component’s = Total ERC (net figure rateable items only) to which contract size adjustment should be applied The 2021 Generic Contractors Test Spreadsheet has this facility built into the programme - it is recommended you undertake all contractors test valuations using this spreadsheet. (Details on the application of contract size adjustments can be found in the RCG 2021 Guidance notes). Where RV is calculated using the comparative method (rental method) the contract size adjustment should be made as follows: Select - SCAT code box "P and M as an addition” within the 2021 Generic Contractors Test Spreadsheet facility. Or Where the spreadsheet is not used take the: Reciprocal of statutory de-capitalisation rate (i.e. 5% reciprocal = 20) multiply by rateable value of the buildings (before any overall end allowances are made and after making a notional deduction for the land value) and add to the ERC of P&M. Use resultant figure to calculate contract size adjustment. (Guidance Notes - Section 6) | Rotary Screw Compressor Note: Compressor situated inside insulated cabinet. Light blue pipes = compressed air Details are usually on outer cover if not ask the site engineer. Record concrete foundations Ochre pipe = Gas (Natural) | - | 1 | TRUE
109 | 201A81 | 3788 | 201A81 | Air | Compressors | Rotary screw 12.5 bar | 18.5 kw | 139 ft³ / min | Rotary Screw Air Compressor Air Compressors - Machine for compressing air by means of interlocking screws. Usually electrically driven but could be steam turbine or diesel engine driven. This rotary screw compressor is commonly found where the requirement is for small to medium - high pressures. It is not often employed where very high pressures are required. It is quieter in operation than a comparable piston compressor and thus it is not necessarily found in a power-house ( as most large piston compressors are ) The storage cylinder ( receiver ) is located away from the compressor and between the two is usually air filters and air dryers. Larger units produce pressures in the 12 bar to 14 bar range. The compressor switches on when the pressure in the receiver is below the pre set figure. | Considered Not Applicable at time of Publication | (BEAMS Note 1) The ERC for this item should be added to the total of the ERC of the other P&M items on the site and the Buildings ERC (where applicable) to enable the correct contract size adjustment to be made. ERC of P&M Items + ERC of Building Component’s = Total ERC (net figure rateable items only) to which contract size adjustment should be applied The 2023 Generic Contractors Test Spreadsheet has this facility built into the programme - it is recommended you undertake all contractors test valuations using this spreadsheet. (Details on the application of contract size adjustments can be found in the RCG 2023 Guidance notes). Where RV is calculated using the comparative method (rental method) the contract size adjustment should be made as follows: Select - SCAT code box ""P and M as an addition” within the 2023 Generic Contractors Test Spreadsheet facility. Or Where the spreadsheet is not used take the: Reciprocal of statutory de-capitalisation rate (i.e. 5% reciprocal = 20) multiply by rateable value of the buildings (before any overall end allowances are made and after making a notional deduction for the land value) and add to the ERC of P&M. Use resultant figure to calculate contract size adjustment. (Guidance Notes - Section 6) | Costs include instrumentation, after cooler, motor The air receiver is NOT included. This size compressor is no longer commonly produced. For Stage 1 cost the modern equivalent would be a 14 Bar Compressor. 201A33 has been selected as the best fit | 1.The Type ( rotary screw ) 2.The pressure in the cylinder = Bar 3.The output of the system = cubic m / hour 4.The size of the motor 5.Age This type of unit is usually enclosed in a cabinet. Most cabinets have a specification plate on the outside but where this is not available ask the engineer on site or look to the pressure on the adjacent air receiver. Never open a cabinet to obtain information from the plates attached to the individual machines. Cubic ft/min x 1.699 = cubic m/hour If the only information available is the size of the motor :- To find cubic m/hour from hp of motor x by 7.6 (approx.) To find cubic ft/min from hp of motor x by 4.5 (approx.) Note the information above is approximate and should be used with care. The motors work at 1450 rpm | Class 1 Table 1 (I) Air Compressor (Class 1 and 2) List of Accessories 2 (ii) - Compressors | Compressors not falling within Class 1 (Power) and compressors excluded from Class 2 by reason of the Class 2 proviso ("other than") | Foundations, supports (steelworks), storage cylinder (air receiver), air driers, filters and mains pipe work | It is assumed that the item forms part of an "average size industrial, commercial or office complex". Where it would be normal to find more than one item in such a hereditament the ERC stated has been adjusted to reflect any number / quantity, discount. These figures are NOT one off figures. | - | Rotary Screw Compressor Note: Compressor situated inside insulated cabinet. Light blue pipes = compressed air Details are usually on outer cover if not ask the site engineer. Record concrete foundations Ochre pipe = Gas (Natural) | - | 20008 |  | Each | - | NA | NA | NA | 23502.357 | Option 3 | 31650.9845 | 34.67% | 11650.2677 | 10378.6092 | -55.84% | -67.21% | 10378.6092 | -55.84% | Indexed | NA | VOA_GPN_GOV_UK\7246041 | 2019-08-30 | Low | Amber | Medium | Risk taken from previous CG | - | - | NA | SPONS M | NA | (BEAMS Note 1) The ERC for this item should be added to the total of the ERC of the other P&M items on the site and the Buildings ERC (where applicable) to enable the correct contract size adjustment to be made. ERC of P&M Items + ERC of Building Component’s = Total ERC (net figure rateable items only) to which contract size adjustment should be applied The 2021 Generic Contractors Test Spreadsheet has this facility built into the programme - it is recommended you undertake all contractors test valuations using this spreadsheet. (Details on the application of contract size adjustments can be found in the RCG 2021 Guidance notes). Where RV is calculated using the comparative method (rental method) the contract size adjustment should be made as follows: Select - SCAT code box "P and M as an addition” within the 2021 Generic Contractors Test Spreadsheet facility. Or Where the spreadsheet is not used take the: Reciprocal of statutory de-capitalisation rate (i.e. 5% reciprocal = 20) multiply by rateable value of the buildings (before any overall end allowances are made and after making a notional deduction for the land value) and add to the ERC of P&M. Use resultant figure to calculate contract size adjustment. (Guidance Notes - Section 6) | Rotary Screw Compressor Note: Compressor situated inside insulated cabinet. Light blue pipes = compressed air Details are usually on outer cover if not ask the site engineer. Record concrete foundations Ochre pipe = Gas (Natural) | - | 1 | TRUE
110 | 201A82 | 3792 | 201A82 | Air | Compressors | Rotary screw 12.5 bar | 22 kw | 169 ft³ / min | Rotary Screw Air Compressor Air Compressors - Machine for compressing air by means of interlocking screws. Usually electrically driven but could be steam turbine or diesel engine driven. This rotary screw compressor is commonly found where the requirement is for small to medium - high pressures. It is not often employed where very high pressures are required. It is quieter in operation than a comparable piston compressor and thus it is not necessarily found in a power-house ( as most large piston compressors are ) The storage cylinder ( receiver ) is located away from the compressor and between the two is usually air filters and air dryers. Larger units produce pressures in the 12 bar to 14 bar range. The compressor switches on when the pressure in the receiver is below the pre set figure. | Considered Not Applicable at time of Publication | (BEAMS Note 1) The ERC for this item should be added to the total of the ERC of the other P&M items on the site and the Buildings ERC (where applicable) to enable the correct contract size adjustment to be made. ERC of P&M Items + ERC of Building Component’s = Total ERC (net figure rateable items only) to which contract size adjustment should be applied The 2023 Generic Contractors Test Spreadsheet has this facility built into the programme - it is recommended you undertake all contractors test valuations using this spreadsheet. (Details on the application of contract size adjustments can be found in the RCG 2023 Guidance notes). Where RV is calculated using the comparative method (rental method) the contract size adjustment should be made as follows: Select - SCAT code box ""P and M as an addition” within the 2023 Generic Contractors Test Spreadsheet facility. Or Where the spreadsheet is not used take the: Reciprocal of statutory de-capitalisation rate (i.e. 5% reciprocal = 20) multiply by rateable value of the buildings (before any overall end allowances are made and after making a notional deduction for the land value) and add to the ERC of P&M. Use resultant figure to calculate contract size adjustment. (Guidance Notes - Section 6) | Costs include instrumentation, after cooler, motor The air receiver is NOT included. This size compressor is no longer commonly produced. For Stage 1 cost the modern equivalent would be a 14 Bar Compressor. 201A34 has been selected as the best fit | 1.The Type ( rotary screw ) 2.The pressure in the cylinder = Bar 3.The output of the system = cubic m / hour 4.The size of the motor 5.Age This type of unit is usually enclosed in a cabinet. Most cabinets have a specification plate on the outside but where this is not available ask the engineer on site or look to the pressure on the adjacent air receiver. Never open a cabinet to obtain information from the plates attached to the individual machines. Cubic ft/min x 1.699 = cubic m/hour If the only information available is the size of the motor :- To find cubic m/hour from hp of motor x by 7.6 (approx.) To find cubic ft/min from hp of motor x by 4.5 (approx.) Note the information above is approximate and should be used with care. The motors work at 1450 rpm | Class 1 Table 1 (I) Air Compressor (Class 1 and 2) List of Accessories 2 (ii) - Compressors | Compressors not falling within Class 1 (Power) and compressors excluded from Class 2 by reason of the Class 2 proviso ("other than") | Foundations, supports (steelworks), storage cylinder (air receiver), air driers, filters and mains pipe work | It is assumed that the item forms part of an "average size industrial, commercial or office complex". Where it would be normal to find more than one item in such a hereditament the ERC stated has been adjusted to reflect any number / quantity, discount. These figures are NOT one off figures. | - | Rotary Screw Compressor Note: Compressor situated inside insulated cabinet. Light blue pipes = compressed air Details are usually on outer cover if not ask the site engineer. Record concrete foundations Ochre pipe = Gas (Natural) | - | 20008 |  | Each | - | NA | NA | NA | 25513.015 | Option 3 | 34358.7683 | 34.67% | 13768.4982 | 12265.6291 | -51.92% | -64.3% | 12265.6291 | -51.92% | Indexed | NA | VOA_GPN_GOV_UK\7246041 | 2019-08-30 | Low | Amber | Medium | Risk taken from previous CG | - | - | NA | SPONS M | NA | (BEAMS Note 1) The ERC for this item should be added to the total of the ERC of the other P&M items on the site and the Buildings ERC (where applicable) to enable the correct contract size adjustment to be made. ERC of P&M Items + ERC of Building Component’s = Total ERC (net figure rateable items only) to which contract size adjustment should be applied The 2021 Generic Contractors Test Spreadsheet has this facility built into the programme - it is recommended you undertake all contractors test valuations using this spreadsheet. (Details on the application of contract size adjustments can be found in the RCG 2021 Guidance notes). Where RV is calculated using the comparative method (rental method) the contract size adjustment should be made as follows: Select - SCAT code box "P and M as an addition” within the 2021 Generic Contractors Test Spreadsheet facility. Or Where the spreadsheet is not used take the: Reciprocal of statutory de-capitalisation rate (i.e. 5% reciprocal = 20) multiply by rateable value of the buildings (before any overall end allowances are made and after making a notional deduction for the land value) and add to the ERC of P&M. Use resultant figure to calculate contract size adjustment. (Guidance Notes - Section 6) | Rotary Screw Compressor Note: Compressor situated inside insulated cabinet. Light blue pipes = compressed air Details are usually on outer cover if not ask the site engineer. Record concrete foundations Ochre pipe = Gas (Natural) | - | 1 | TRUE
111 | 201A83 | 3795 | 201A83 | Air | Compressors | Rotary screw 12.5 bar | 30 kw | 229 ft³ / min | Rotary Screw Air Compressor Air Compressors - Machine for compressing air by means of interlocking screws. Usually electrically driven but could be steam turbine or diesel engine driven. This rotary screw compressor is commonly found where the requirement is for small to medium - high pressures. It is not often employed where very high pressures are required. It is quieter in operation than a comparable piston compressor and thus it is not necessarily found in a power-house ( as most large piston compressors are ) The storage cylinder ( receiver ) is located away from the compressor and between the two is usually air filters and air dryers. Larger units produce pressures in the 12 bar to 14 bar range. The compressor switches on when the pressure in the receiver is below the pre set figure. | Considered Not Applicable at time of Publication | (BEAMS Note 1) The ERC for this item should be added to the total of the ERC of the other P&M items on the site and the Buildings ERC (where applicable) to enable the correct contract size adjustment to be made. ERC of P&M Items + ERC of Building Component’s = Total ERC (net figure rateable items only) to which contract size adjustment should be applied The 2023 Generic Contractors Test Spreadsheet has this facility built into the programme - it is recommended you undertake all contractors test valuations using this spreadsheet. (Details on the application of contract size adjustments can be found in the RCG 2023 Guidance notes). Where RV is calculated using the comparative method (rental method) the contract size adjustment should be made as follows: Select - SCAT code box ""P and M as an addition” within the 2023 Generic Contractors Test Spreadsheet facility. Or Where the spreadsheet is not used take the: Reciprocal of statutory de-capitalisation rate (i.e. 5% reciprocal = 20) multiply by rateable value of the buildings (before any overall end allowances are made and after making a notional deduction for the land value) and add to the ERC of P&M. Use resultant figure to calculate contract size adjustment. (Guidance Notes - Section 6) | Costs include instrumentation, after cooler, motor The air receiver is NOT included. This size compressor is no longer commonly produced. For Stage 1 cost the modern equivalent would be a 14 Bar Compressor. 201A35 has been selected as the best fit | 1.The Type ( rotary screw ) 2.The pressure in the cylinder = Bar 3.The output of the system = cubic m / hour 4.The size of the motor 5.Age This type of unit is usually enclosed in a cabinet. Most cabinets have a specification plate on the outside but where this is not available ask the engineer on site or look to the pressure on the adjacent air receiver. Never open a cabinet to obtain information from the plates attached to the individual machines. Cubic ft/min x 1.699 = cubic m/hour If the only information available is the size of the motor :- To find cubic m/hour from hp of motor x by 7.6 (approx.) To find cubic ft/min from hp of motor x by 4.5 (approx.) Note the information above is approximate and should be used with care. The motors work at 1450 rpm | Class 1 Table 1 (I) Air Compressor (Class 1 and 2) List of Accessories 2 (ii) - Compressors | Compressors not falling within Class 1 (Power) and compressors excluded from Class 2 by reason of the Class 2 proviso ("other than") | Foundations, supports (steelworks), storage cylinder (air receiver), air driers, filters and mains pipe work | It is assumed that the item forms part of an "average size industrial, commercial or office complex". Where it would be normal to find more than one item in such a hereditament the ERC stated has been adjusted to reflect any number / quantity, discount. These figures are NOT one off figures. | - | Rotary Screw Compressor Note: Compressor situated inside insulated cabinet. Light blue pipes = compressed air Details are usually on outer cover if not ask the site engineer. Record concrete foundations Ochre pipe = Gas (Natural) | - | 20008 |  | Each | - | NA | NA | NA | 36459.9303 | Option 3 | 49101.147 | 34.67% | 18004.9591 | 16039.6688 | -56.01% | -67.33% | 16039.6688 | -56.01% | Indexed | NA | VOA_GPN_GOV_UK\7246041 | 2019-08-30 | Low | Amber | Medium | Risk taken from previous CG | - | - | NA | SPONS M | NA | (BEAMS Note 1) The ERC for this item should be added to the total of the ERC of the other P&M items on the site and the Buildings ERC (where applicable) to enable the correct contract size adjustment to be made. ERC of P&M Items + ERC of Building Component’s = Total ERC (net figure rateable items only) to which contract size adjustment should be applied The 2021 Generic Contractors Test Spreadsheet has this facility built into the programme - it is recommended you undertake all contractors test valuations using this spreadsheet. (Details on the application of contract size adjustments can be found in the RCG 2021 Guidance notes). Where RV is calculated using the comparative method (rental method) the contract size adjustment should be made as follows: Select - SCAT code box "P and M as an addition” within the 2021 Generic Contractors Test Spreadsheet facility. Or Where the spreadsheet is not used take the: Reciprocal of statutory de-capitalisation rate (i.e. 5% reciprocal = 20) multiply by rateable value of the buildings (before any overall end allowances are made and after making a notional deduction for the land value) and add to the ERC of P&M. Use resultant figure to calculate contract size adjustment. (Guidance Notes - Section 6) | Rotary Screw Compressor Note: Compressor situated inside insulated cabinet. Light blue pipes = compressed air Details are usually on outer cover if not ask the site engineer. Record concrete foundations Ochre pipe = Gas (Natural) | - | 1 | TRUE
112 | 201A84 | 3796 | 201A84 | Air | Compressors | Rotary screw 12.5 bar | 37 kw | 280 ft³ / min | Rotary Screw Air Compressor Air Compressors - Machine for compressing air by means of interlocking screws. Usually electrically driven but could be steam turbine or diesel engine driven. This rotary screw compressor is commonly found where the requirement is for small to medium - high pressures. It is not often employed where very high pressures are required. It is quieter in operation than a comparable piston compressor and thus it is not necessarily found in a power-house ( as most large piston compressors are ) The storage cylinder ( receiver ) is located away from the compressor and between the two is usually air filters and air dryers. Larger units produce pressures in the 12 bar to 14 bar range. The compressor switches on when the pressure in the receiver is below the pre set figure. | Considered Not Applicable at time of Publication | (BEAMS Note 1) The ERC for this item should be added to the total of the ERC of the other P&M items on the site and the Buildings ERC (where applicable) to enable the correct contract size adjustment to be made. ERC of P&M Items + ERC of Building Component’s = Total ERC (net figure rateable items only) to which contract size adjustment should be applied The 2023 Generic Contractors Test Spreadsheet has this facility built into the programme - it is recommended you undertake all contractors test valuations using this spreadsheet. (Details on the application of contract size adjustments can be found in the RCG 2023 Guidance notes). Where RV is calculated using the comparative method (rental method) the contract size adjustment should be made as follows: Select - SCAT code box ""P and M as an addition” within the 2023 Generic Contractors Test Spreadsheet facility. Or Where the spreadsheet is not used take the: Reciprocal of statutory de-capitalisation rate (i.e. 5% reciprocal = 20) multiply by rateable value of the buildings (before any overall end allowances are made and after making a notional deduction for the land value) and add to the ERC of P&M. Use resultant figure to calculate contract size adjustment. (Guidance Notes - Section 6) | Costs include instrumentation, after cooler, motor The air receiver is NOT included. This size compressor is no longer commonly produced. For Stage 1 cost the modern equivalent would be a 14 Bar Compressor. 201A36 has been selected as the best fit | 1.The Type ( rotary screw ) 2.The pressure in the cylinder = Bar 3.The output of the system = cubic m / hour 4.The size of the motor 5.Age This type of unit is usually enclosed in a cabinet. Most cabinets have a specification plate on the outside but where this is not available ask the engineer on site or look to the pressure on the adjacent air receiver. Never open a cabinet to obtain information from the plates attached to the individual machines. Cubic ft/min x 1.699 = cubic m/hour If the only information available is the size of the motor :- To find cubic m/hour from hp of motor x by 7.6 (approx.) To find cubic ft/min from hp of motor x by 4.5 (approx.) Note the information above is approximate and should be used with care. The motors work at 1450 rpm | Class 1 Table 1 (I) Air Compressor (Class 1 and 2) List of Accessories 2 (ii) - Compressors | Compressors not falling within Class 1 (Power) and compressors excluded from Class 2 by reason of the Class 2 proviso ("other than") | Foundations, supports (steelworks), storage cylinder (air receiver), air driers, filters and mains pipe work | It is assumed that the item forms part of an "average size industrial, commercial or office complex". Where it would be normal to find more than one item in such a hereditament the ERC stated has been adjusted to reflect any number / quantity, discount. These figures are NOT one off figures. | - | Rotary Screw Compressor Note: Compressor situated inside insulated cabinet. Light blue pipes = compressed air Details are usually on outer cover if not ask the site engineer. Record concrete foundations Ochre pipe = Gas (Natural) | - | 20008 |  | Each | - | NA | NA | NA | 43877.024 | Option 3 | 59089.8608 | 34.67% | 22241.4201 | 19813.7085 | -54.84% | -66.47% | 19813.7085 | -54.84% | Indexed | NA | VOA_GPN_GOV_UK\7246041 | 2019-08-30 | Low | Amber | Medium | Risk taken from previous CG | - | - | NA | SPONS M | NA | (BEAMS Note 1) The ERC for this item should be added to the total of the ERC of the other P&M items on the site and the Buildings ERC (where applicable) to enable the correct contract size adjustment to be made. ERC of P&M Items + ERC of Building Component’s = Total ERC (net figure rateable items only) to which contract size adjustment should be applied The 2021 Generic Contractors Test Spreadsheet has this facility built into the programme - it is recommended you undertake all contractors test valuations using this spreadsheet. (Details on the application of contract size adjustments can be found in the RCG 2021 Guidance notes). Where RV is calculated using the comparative method (rental method) the contract size adjustment should be made as follows: Select - SCAT code box "P and M as an addition” within the 2021 Generic Contractors Test Spreadsheet facility. Or Where the spreadsheet is not used take the: Reciprocal of statutory de-capitalisation rate (i.e. 5% reciprocal = 20) multiply by rateable value of the buildings (before any overall end allowances are made and after making a notional deduction for the land value) and add to the ERC of P&M. Use resultant figure to calculate contract size adjustment. (Guidance Notes - Section 6) | Rotary Screw Compressor Note: Compressor situated inside insulated cabinet. Light blue pipes = compressed air Details are usually on outer cover if not ask the site engineer. Record concrete foundations Ochre pipe = Gas (Natural) | - | 1 | TRUE
113 | 201A85 | 3798 | 201A85 | Air | Compressors | Rotary screw 12.5 bar | 45 kw | 360 ft³ / min | Rotary Screw Air Compressor Air Compressors - Machine for compressing air by means of interlocking screws. Usually electrically driven but could be steam turbine or diesel engine driven. This rotary screw compressor is commonly found where the requirement is for small to medium - high pressures. It is not often employed where very high pressures are required. It is quieter in operation than a comparable piston compressor and thus it is not necessarily found in a power-house ( as most large piston compressors are ) The storage cylinder ( receiver ) is located away from the compressor and between the two is usually air filters and air dryers. Larger units produce pressures in the 12 bar to 14 bar range. The compressor switches on when the pressure in the receiver is below the pre set figure. | Considered Not Applicable at time of Publication | (BEAMS Note 1) The ERC for this item should be added to the total of the ERC of the other P&M items on the site and the Buildings ERC (where applicable) to enable the correct contract size adjustment to be made. ERC of P&M Items + ERC of Building Component’s = Total ERC (net figure rateable items only) to which contract size adjustment should be applied The 2023 Generic Contractors Test Spreadsheet has this facility built into the programme - it is recommended you undertake all contractors test valuations using this spreadsheet. (Details on the application of contract size adjustments can be found in the RCG 2023 Guidance notes). Where RV is calculated using the comparative method (rental method) the contract size adjustment should be made as follows: Select - SCAT code box ""P and M as an addition” within the 2023 Generic Contractors Test Spreadsheet facility. Or Where the spreadsheet is not used take the: Reciprocal of statutory de-capitalisation rate (i.e. 5% reciprocal = 20) multiply by rateable value of the buildings (before any overall end allowances are made and after making a notional deduction for the land value) and add to the ERC of P&M. Use resultant figure to calculate contract size adjustment. (Guidance Notes - Section 6) | Costs include instrumentation, after cooler, motor The air receiver is NOT included. This size compressor is no longer commonly produced. For Stage 1 cost the modern equivalent would be a 7.5 Bar Compressor. 201A36/37 has been selected as the best fit | 1.The Type ( rotary screw ) 2.The pressure in the cylinder = Bar 3.The output of the system = cubic m / hour 4.The size of the motor 5.Age This type of unit is usually enclosed in a cabinet. Most cabinets have a specification plate on the outside but where this is not available ask the engineer on site or look to the pressure on the adjacent air receiver. Never open a cabinet to obtain information from the plates attached to the individual machines. Cubic ft/min x 1.699 = cubic m/hour If the only information available is the size of the motor :- To find cubic m/hour from hp of motor x by 7.6 (approx.) To find cubic ft/min from hp of motor x by 4.5 (approx.) Note the information above is approximate and should be used with care. The motors work at 1450 rpm | Class 1 Table 1 (I) Air Compressor (Class 1 and 2) List of Accessories 2 (ii) - Compressors | Compressors not falling within Class 1 (Power) and compressors excluded from Class 2 by reason of the Class 2 proviso ("other than") | Foundations, supports (steelworks), storage cylinder (air receiver), air driers, filters and mains pipe work | It is assumed that the item forms part of an "average size industrial, commercial or office complex". Where it would be normal to find more than one item in such a hereditament the ERC stated has been adjusted to reflect any number / quantity, discount. These figures are NOT one off figures. | - | Rotary Screw Compressor Note: Compressor situated inside insulated cabinet. Light blue pipes = compressed air Details are usually on outer cover if not ask the site engineer. Record concrete foundations Ochre pipe = Gas (Natural) | - | 20008 |  | Each | - | NA | NA | NA | 49149.4159 | Option 3 | 66190.2717 | 34.67% | 28066.5539 | 25003.0131 | -49.13% | -62.23% | 25003.0131 | -49.13% | Indexed | NA | VOA_GPN_GOV_UK\7246041 | 2019-08-30 | Low | Amber | Medium | Risk taken from previous CG | - | - | NA | SPONS M | NA | (BEAMS Note 1) The ERC for this item should be added to the total of the ERC of the other P&M items on the site and the Buildings ERC (where applicable) to enable the correct contract size adjustment to be made. ERC of P&M Items + ERC of Building Component’s = Total ERC (net figure rateable items only) to which contract size adjustment should be applied The 2021 Generic Contractors Test Spreadsheet has this facility built into the programme - it is recommended you undertake all contractors test valuations using this spreadsheet. (Details on the application of contract size adjustments can be found in the RCG 2021 Guidance notes). Where RV is calculated using the comparative method (rental method) the contract size adjustment should be made as follows: Select - SCAT code box "P and M as an addition” within the 2021 Generic Contractors Test Spreadsheet facility. Or Where the spreadsheet is not used take the: Reciprocal of statutory de-capitalisation rate (i.e. 5% reciprocal = 20) multiply by rateable value of the buildings (before any overall end allowances are made and after making a notional deduction for the land value) and add to the ERC of P&M. Use resultant figure to calculate contract size adjustment. (Guidance Notes - Section 6) | Rotary Screw Compressor Note: Compressor situated inside insulated cabinet. Light blue pipes = compressed air Details are usually on outer cover if not ask the site engineer. Record concrete foundations Ochre pipe = Gas (Natural) | - | 1 | TRUE
114 | 201A86 | 3800 | 201A86 | Air | Compressors | Rotary screw 12.5 bar | 55 kw | 421 ft³ / min | Rotary Screw Air Compressor Air Compressors - Machine for compressing air by means of interlocking screws. Usually electrically driven but could be steam turbine or diesel engine driven. This rotary screw compressor is commonly found where the requirement is for small to medium - high pressures. It is not often employed where very high pressures are required. It is quieter in operation than a comparable piston compressor and thus it is not necessarily found in a power-house ( as most large piston compressors are ) The storage cylinder ( receiver ) is located away from the compressor and between the two is usually air filters and air dryers. Larger units produce pressures in the 12 bar to 14 bar range. The compressor switches on when the pressure in the receiver is below the pre set figure. | Considered Not Applicable at time of Publication | (BEAMS Note 1) The ERC for this item should be added to the total of the ERC of the other P&M items on the site and the Buildings ERC (where applicable) to enable the correct contract size adjustment to be made. ERC of P&M Items + ERC of Building Component’s = Total ERC (net figure rateable items only) to which contract size adjustment should be applied The 2023 Generic Contractors Test Spreadsheet has this facility built into the programme - it is recommended you undertake all contractors test valuations using this spreadsheet. (Details on the application of contract size adjustments can be found in the RCG 2023 Guidance notes). Where RV is calculated using the comparative method (rental method) the contract size adjustment should be made as follows: Select - SCAT code box ""P and M as an addition” within the 2023 Generic Contractors Test Spreadsheet facility. Or Where the spreadsheet is not used take the: Reciprocal of statutory de-capitalisation rate (i.e. 5% reciprocal = 20) multiply by rateable value of the buildings (before any overall end allowances are made and after making a notional deduction for the land value) and add to the ERC of P&M. Use resultant figure to calculate contract size adjustment. (Guidance Notes - Section 6) | Costs include instrumentation, after cooler, motor The air receiver is NOT included. This size compressor is no longer commonly produced. For Stage 1 cost the modern equivalent would be a 14 Bar Compressor. 201A37 has been selected as the best fit | 1.The Type ( rotary screw ) 2.The pressure in the cylinder = Bar 3.The output of the system = cubic m / hour 4.The size of the motor 5.Age This type of unit is usually enclosed in a cabinet. Most cabinets have a specification plate on the outside but where this is not available ask the engineer on site or look to the pressure on the adjacent air receiver. Never open a cabinet to obtain information from the plates attached to the individual machines. Cubic ft/min x 1.699 = cubic m/hour If the only information available is the size of the motor :- To find cubic m/hour from hp of motor x by 7.6 (approx.) To find cubic ft/min from hp of motor x by 4.5 (approx.) Note the information above is approximate and should be used with care. The motors work at 1450 rpm | Class 1 Table 1 (I) Air Compressor (Class 1 and 2) List of Accessories 2 (ii) - Compressors | Compressors not falling within Class 1 (Power) and compressors excluded from Class 2 by reason of the Class 2 proviso ("other than") | Foundations, supports (steelworks), storage cylinder (air receiver), air driers, filters and mains pipe work | It is assumed that the item forms part of an "average size industrial, commercial or office complex". Where it would be normal to find more than one item in such a hereditament the ERC stated has been adjusted to reflect any number / quantity, discount. These figures are NOT one off figures. | - | Rotary Screw Compressor Note: Compressor situated inside insulated cabinet. Light blue pipes = compressed air Details are usually on outer cover if not ask the site engineer. Record concrete foundations Ochre pipe = Gas (Natural) | - | 20008 |  | Each | - | NA | NA | NA | 57951.6294 | Option 3 | 78044.3477 | 34.67% | 31773.4573 | 28305.2978 | -51.16% | -63.73% | 28305.2978 | -51.16% | Indexed | NA | VOA_GPN_GOV_UK\7246041 | 2019-08-30 | Low | Amber | Medium | Risk taken from previous CG | - | - | NA | SPONS M | NA | (BEAMS Note 1) The ERC for this item should be added to the total of the ERC of the other P&M items on the site and the Buildings ERC (where applicable) to enable the correct contract size adjustment to be made. ERC of P&M Items + ERC of Building Component’s = Total ERC (net figure rateable items only) to which contract size adjustment should be applied The 2021 Generic Contractors Test Spreadsheet has this facility built into the programme - it is recommended you undertake all contractors test valuations using this spreadsheet. (Details on the application of contract size adjustments can be found in the RCG 2021 Guidance notes). Where RV is calculated using the comparative method (rental method) the contract size adjustment should be made as follows: Select - SCAT code box "P and M as an addition” within the 2021 Generic Contractors Test Spreadsheet facility. Or Where the spreadsheet is not used take the: Reciprocal of statutory de-capitalisation rate (i.e. 5% reciprocal = 20) multiply by rateable value of the buildings (before any overall end allowances are made and after making a notional deduction for the land value) and add to the ERC of P&M. Use resultant figure to calculate contract size adjustment. (Guidance Notes - Section 6) | Rotary Screw Compressor Note: Compressor situated inside insulated cabinet. Light blue pipes = compressed air Details are usually on outer cover if not ask the site engineer. Record concrete foundations Ochre pipe = Gas (Natural) | - | 1 | TRUE
115 | 201A87 | 3802 | 201A87 | Air | Compressors | Rotary screw 12.5 bar | 75 kw | 607 ft³ / min | Rotary Screw Air Compressor Air Compressors - Machine for compressing air by means of interlocking screws. Usually electrically driven but could be steam turbine or diesel engine driven. This rotary screw compressor is commonly found where the requirement is for small to medium - high pressures. It is not often employed where very high pressures are required. It is quieter in operation than a comparable piston compressor and thus it is not necessarily found in a power-house ( as most large piston compressors are ) The storage cylinder ( receiver ) is located away from the compressor and between the two is usually air filters and air dryers. Larger units produce pressures in the 12 bar to 14 bar range. The compressor switches on when the pressure in the receiver is below the pre set figure. | Considered Not Applicable at time of Publication | (BEAMS Note 1) The ERC for this item should be added to the total of the ERC of the other P&M items on the site and the Buildings ERC (where applicable) to enable the correct contract size adjustment to be made. ERC of P&M Items + ERC of Building Component’s = Total ERC (net figure rateable items only) to which contract size adjustment should be applied The 2023 Generic Contractors Test Spreadsheet has this facility built into the programme - it is recommended you undertake all contractors test valuations using this spreadsheet. (Details on the application of contract size adjustments can be found in the RCG 2023 Guidance notes). Where RV is calculated using the comparative method (rental method) the contract size adjustment should be made as follows: Select - SCAT code box ""P and M as an addition” within the 2023 Generic Contractors Test Spreadsheet facility. Or Where the spreadsheet is not used take the: Reciprocal of statutory de-capitalisation rate (i.e. 5% reciprocal = 20) multiply by rateable value of the buildings (before any overall end allowances are made and after making a notional deduction for the land value) and add to the ERC of P&M. Use resultant figure to calculate contract size adjustment. (Guidance Notes - Section 6) | Costs include instrumentation, after cooler, motor The air receiver is NOT included. This size compressor is no longer commonly produced. For Stage 1 cost the modern equivalent would be a 7.5 Bar Compressor. 201A38/39 has been selected as the best fit | 1.The Type ( rotary screw ) 2.The pressure in the cylinder = Bar 3.The output of the system = cubic m / hour 4.The size of the motor 5.Age This type of unit is usually enclosed in a cabinet. Most cabinets have a specification plate on the outside but where this is not available ask the engineer on site or look to the pressure on the adjacent air receiver. Never open a cabinet to obtain information from the plates attached to the individual machines. Cubic ft/min x 1.699 = cubic m/hour If the only information available is the size of the motor :- To find cubic m/hour from hp of motor x by 7.6 (approx.) To find cubic ft/min from hp of motor x by 4.5 (approx.) Note the information above is approximate and should be used with care. The motors work at 1450 rpm | Class 1 Table 1 (I) Air Compressor (Class 1 and 2) List of Accessories 2 (ii) - Compressors | Compressors not falling within Class 1 (Power) and compressors excluded from Class 2 by reason of the Class 2 proviso ("other than") | Foundations, supports (steelworks), storage cylinder (air receiver), air driers, filters and mains pipe work | It is assumed that the item forms part of an "average size industrial, commercial or office complex". Where it would be normal to find more than one item in such a hereditament the ERC stated has been adjusted to reflect any number / quantity, discount. These figures are NOT one off figures. | - | Rotary Screw Compressor Note: Compressor situated inside insulated cabinet. Light blue pipes = compressed air Details are usually on outer cover if not ask the site engineer. Record concrete foundations Ochre pipe = Gas (Natural) | - | 20008 |  | Each | - | NA | NA | NA | 73277.3109 | Option 3 | 98683.6779 | 34.67% | 42364.6097 | 37740.3971 | -48.5% | -61.76% | 37740.3971 | -48.5% | Indexed | NA | VOA_GPN_GOV_UK\7246041 | 2019-08-30 | Low | Amber | Medium | Risk taken from previous CG | - | - | NA | SPONS M | NA | (BEAMS Note 1) The ERC for this item should be added to the total of the ERC of the other P&M items on the site and the Buildings ERC (where applicable) to enable the correct contract size adjustment to be made. ERC of P&M Items + ERC of Building Component’s = Total ERC (net figure rateable items only) to which contract size adjustment should be applied The 2021 Generic Contractors Test Spreadsheet has this facility built into the programme - it is recommended you undertake all contractors test valuations using this spreadsheet. (Details on the application of contract size adjustments can be found in the RCG 2021 Guidance notes). Where RV is calculated using the comparative method (rental method) the contract size adjustment should be made as follows: Select - SCAT code box "P and M as an addition” within the 2021 Generic Contractors Test Spreadsheet facility. Or Where the spreadsheet is not used take the: Reciprocal of statutory de-capitalisation rate (i.e. 5% reciprocal = 20) multiply by rateable value of the buildings (before any overall end allowances are made and after making a notional deduction for the land value) and add to the ERC of P&M. Use resultant figure to calculate contract size adjustment. (Guidance Notes - Section 6) | Rotary Screw Compressor Note: Compressor situated inside insulated cabinet. Light blue pipes = compressed air Details are usually on outer cover if not ask the site engineer. Record concrete foundations Ochre pipe = Gas (Natural) | - | 1 | TRUE
116 | 201A31 | 3932 | 201A31 | Air | Compressors | Rotary screw 14 bar | 15 hp | 36 ft³ / min | Rotary Screw Air Compressor Air Compressors - Machine for compressing air by means of interlocking screws Usually electrically driven but could be steam turbine or diesel engine driven. This rotary screw compressor is commonly found where the requirement is for small to medium - high pressures. It is not often employed where very high pressures are required. It is quieter in operation than a comparable piston compressor and thus it is not necessarily found in a power-house ( as most large piston compressors are ) The storage cylinder ( receiver ) is located away from the compressor and between the two are usually air filters and air dryers. Larger units produce pressures in the 12 bar to 14 bar range. The compressor switches on when the pressure in the receiver is below the pre set figure. | Considered Not Applicable at time of Publication | (BEAMS Note 1) The ERC for this item should be added to the total of the ERC of the other P&M items on the site and the Buildings ERC (where applicable) to enable the correct contract size adjustment to be made. ERC of P&M Items + ERC of Building Component’s = Total ERC (net figure rateable items only) to which contract size adjustment should be applied The 2023 Generic Contractors Test Spreadsheet has this facility built into the programme - it is recommended you undertake all contractors test valuations using this spreadsheet. (Details on the application of contract size adjustments can be found in the RCG 2023 Guidance notes). Where RV is calculated using the comparative method (rental method) the contract size adjustment should be made as follows: Select - SCAT code box ""P and M as an addition” within the 2023 Generic Contractors Test Spreadsheet facility. Or Where the spreadsheet is not used take the: Reciprocal of statutory de-capitalisation rate (i.e. 5% reciprocal = 20) multiply by rateable value of the buildings (before any overall end allowances are made and after making a notional deduction for the land value) and add to the ERC of P&M. Use resultant figure to calculate contract size adjustment. (Guidance Notes - Section 6) | Costs include instrumentation, after cooler, motor The air receiver is NOT included. This size compressor is no longer commonly produced. For Stage 1 cost the modern equivalent would be a 7.5 Bar Compressor. 25 % uplift has been selected as the best fit. | 1.The Type ( rotary screw ) 2.The pressure in the cylinder Bar 3.The output of the system cubic m / hour 4.The size of the motor 5.Age This type of unit is usually enclosed in a cabinet. Most cabinets have a specification plate on the outside but where this is not available ask the engineer on site or look to the pressure on the adjacent air receiver. Never open a cabinet to obtain information from the plates attached to the individual machines. Cubic ft/min x 1.699 = cubic m/hour If the only information available is the size of the motor :-To find cubic m/hour from hp of motor x by 7.6 (approx.) To find cubic ft/min from hp of motor x by 4.5 (approx.)Note the information above is approximate and should be used with care. The motors work at 1450 rpm | Class 1 Table 1 (I) Air Compressor (Class 1 and 2) List of Accessories 2 (ii) - Compressors | Compressors not falling within Class 1 (Power) and compressors excluded from Class 2 by reason of the Class 2 proviso ("other than") | Foundations, supports (steelworks), storage cylinder (air receiver), air driers, filters and mains pipe work. | It is assumed that the item forms part of an "average size industrial, commercial or office complex". Where it would be normal to find more than one item in such a hereditament the ERC stated has been adjusted to reflect any number / quantity, discount. These figures are NOT one off figures. | - | Rotary Screw Compressor Note: Compressor situated inside insulation cabinet. Light blue pipes = compressed air. Details are usually on outer cover if not ask the site engine. Record concrete foundations Ochre pipe = Gas (Natural) | - | 20007 |  | Each | - | NA | NA | NA | 11527.7721 | Option 3 | 15524.6274 | 34.67% | 5613.3108 | 5000.6026 | -56.62% | -67.79% | 5000.6026 | -56.62% | Indexed | NA | VOA_GPN_GOV_UK\7246041 | 2019-08-30 | Low | Amber | Medium | Risk taken from previous CG | - | - | NA | SPONS M | NA | (BEAMS Note 1) The ERC for this item should be added to the total of the ERC of the other P&M items on the site and the Buildings ERC (where applicable) to enable the correct contract size adjustment to be made. ERC of P&M Items + ERC of Building Component’s = Total ERC (net figure rateable items only) to which contract size adjustment should be applied The 2021 Generic Contractors Test Spreadsheet has this facility built into the programme - it is recommended you undertake all contractors test valuations using this spreadsheet. (Details on the application of contract size adjustments can be found in the RCG 2021 Guidance notes). Where RV is calculated using the comparative method (rental method) the contract size adjustment should be made as follows: Select - SCAT code box "P and M as an addition” within the 2021 Generic Contractors Test Spreadsheet facility. Or Where the spreadsheet is not used take the: Reciprocal of statutory de-capitalisation rate (i.e. 5% reciprocal = 20) multiply by rateable value of the buildings (before any overall end allowances are made and after making a notional deduction for the land value) and add to the ERC of P&M. Use resultant figure to calculate contract size adjustment. (Guidance Notes - Section 6) | Rotary Screw Compressor Note: Compressor situated inside insulation cabinet. Light blue pipes = compressed air. Details are usually on outer cover if not ask the site engine. Record concrete foundations Ochre pipe = Gas (Natural) | - | 1 | TRUE
117 | 201A32 | 3933 | 201A32 | Air | Compressors | Rotary screw 14 bar | 25 hp | 72 ft³ / min | Rotary Screw Air Compressor Air Compressors - Machine for compressing air by means of interlocking screws Usually electrically driven but could be steam turbine or diesel engine driven. This rotary screw compressor is commonly found where the requirement is for small to medium - high pressures. It is not often employed where very high pressures are required. It is quieter in operation than a comparable piston compressor and thus it is not necessarily found in a power-house ( as most large piston compressors are ) The storage cylinder ( receiver ) is located away from the compressor and between the two are usually air filters and air dryers. Larger units produce pressures in the 12 bar to 14 bar range. The compressor switches on when the pressure in the receiver is below the pre set figure. | Considered Not Applicable at time of Publication | (BEAMS Note 1) The ERC for this item should be added to the total of the ERC of the other P&M items on the site and the Buildings ERC (where applicable) to enable the correct contract size adjustment to be made. ERC of P&M Items + ERC of Building Component’s = Total ERC (net figure rateable items only) to which contract size adjustment should be applied The 2023 Generic Contractors Test Spreadsheet has this facility built into the programme - it is recommended you undertake all contractors test valuations using this spreadsheet. (Details on the application of contract size adjustments can be found in the RCG 2023 Guidance notes). Where RV is calculated using the comparative method (rental method) the contract size adjustment should be made as follows: Select - SCAT code box ""P and M as an addition” within the 2023 Generic Contractors Test Spreadsheet facility. Or Where the spreadsheet is not used take the: Reciprocal of statutory de-capitalisation rate (i.e. 5% reciprocal = 20) multiply by rateable value of the buildings (before any overall end allowances are made and after making a notional deduction for the land value) and add to the ERC of P&M. Use resultant figure to calculate contract size adjustment. (Guidance Notes - Section 6) | Costs include instrumentation, after cooler, motor The air receiver is NOT included. This size compressor is no longer commonly produced. For Stage 1 cost the modern equivalent would be a 7.5 Bar Compressor. 25 % uplift has been selected as the best fit. | 1.The Type ( rotary screw ) 2.The pressure in the cylinder Bar 3.The output of the system cubic m / hour 4.The size of the motor 5.Age This type of unit is usually enclosed in a cabinet. Most cabinets have a specification plate on the outside but where this is not available ask the engineer on site or look to the pressure on the adjacent air receiver. Never open a cabinet to obtain information from the plates attached to the individual machines. Cubic ft/min x 1.699 = cubic m/hour If the only information available is the size of the motor :-To find cubic m/hour from hp of motor x by 7.6 (approx.) To find cubic ft/min from hp of motor x by 4.5 (approx.)Note the information above is approximate and should be used with care. The motors work at 1450 rpm | Class 1 Table 1 (I) Air Compressor (Class 1 and 2) List of Accessories 2 (ii) - Compressors | Compressors not falling within Class 1 (Power) and compressors excluded from Class 2 by reason of the Class 2 proviso ("other than") | Foundations, supports (steelworks), storage cylinder (air receiver), air driers, filters and mains pipe work. | It is assumed that the item forms part of an "average size industrial, commercial or office complex". Where it would be normal to find more than one item in such a hereditament the ERC stated has been adjusted to reflect any number / quantity, discount. These figures are NOT one off figures. | - | Rotary Screw Compressor Note: Compressor situated inside insulation cabinet. Light blue pipes = compressed air. Details are usually on outer cover if not ask the site engine. Record concrete foundations Ochre pipe = Gas (Natural) | - | 20007 |  | Each | - | NA | NA | NA | 14878.8686 | Option 3 | 20037.6004 | 34.67% | 5877.56 | 5236.0083 | -64.81% | -73.87% | 5236.0083 | -64.81% | Indexed | NA | VOA_GPN_GOV_UK\7246041 | 2019-08-30 | Low | Amber | Medium | Risk taken from previous CG | - | - | NA | SPONS M | NA | (BEAMS Note 1) The ERC for this item should be added to the total of the ERC of the other P&M items on the site and the Buildings ERC (where applicable) to enable the correct contract size adjustment to be made. ERC of P&M Items + ERC of Building Component’s = Total ERC (net figure rateable items only) to which contract size adjustment should be applied The 2021 Generic Contractors Test Spreadsheet has this facility built into the programme - it is recommended you undertake all contractors test valuations using this spreadsheet. (Details on the application of contract size adjustments can be found in the RCG 2021 Guidance notes). Where RV is calculated using the comparative method (rental method) the contract size adjustment should be made as follows: Select - SCAT code box "P and M as an addition” within the 2021 Generic Contractors Test Spreadsheet facility. Or Where the spreadsheet is not used take the: Reciprocal of statutory de-capitalisation rate (i.e. 5% reciprocal = 20) multiply by rateable value of the buildings (before any overall end allowances are made and after making a notional deduction for the land value) and add to the ERC of P&M. Use resultant figure to calculate contract size adjustment. (Guidance Notes - Section 6) | Rotary Screw Compressor Note: Compressor situated inside insulation cabinet. Light blue pipes = compressed air. Details are usually on outer cover if not ask the site engine. Record concrete foundations Ochre pipe = Gas (Natural) | - | 1 | TRUE
118 | 201A33 | 3934 | 201A33 | Air | Compressors | Rotary screw 14 bar | 40 hp | 118 ft³ / min | Rotary Screw Air Compressor Air Compressors - Machine for compressing air by means of interlocking screws Usually electrically driven but could be steam turbine or diesel engine driven. This rotary screw compressor is commonly found where the requirement is for small to medium - high pressures. It is not often employed where very high pressures are required. It is quieter in operation than a comparable piston compressor and thus it is not necessarily found in a power-house ( as most large piston compressors are ) The storage cylinder ( receiver ) is located away from the compressor and between the two are usually air filters and air dryers. Larger units produce pressures in the 12 bar to 14 bar range. The compressor switches on when the pressure in the receiver is below the pre set figure. | Considered Not Applicable at time of Publication | (BEAMS Note 1) The ERC for this item should be added to the total of the ERC of the other P&M items on the site and the Buildings ERC (where applicable) to enable the correct contract size adjustment to be made. ERC of P&M Items + ERC of Building Component’s = Total ERC (net figure rateable items only) to which contract size adjustment should be applied The 2023 Generic Contractors Test Spreadsheet has this facility built into the programme - it is recommended you undertake all contractors test valuations using this spreadsheet. (Details on the application of contract size adjustments can be found in the RCG 2023 Guidance notes). Where RV is calculated using the comparative method (rental method) the contract size adjustment should be made as follows: Select - SCAT code box ""P and M as an addition” within the 2023 Generic Contractors Test Spreadsheet facility. Or Where the spreadsheet is not used take the: Reciprocal of statutory de-capitalisation rate (i.e. 5% reciprocal = 20) multiply by rateable value of the buildings (before any overall end allowances are made and after making a notional deduction for the land value) and add to the ERC of P&M. Use resultant figure to calculate contract size adjustment. (Guidance Notes - Section 6) | Costs include instrumentation, after cooler, motor The air receiver is NOT included. This size compressor is no longer commonly produced. For Stage 1 cost the modern equivalent would be a 7.5 Bar Compressor. 25 % uplift has been selected as the best fit. | 1.The Type ( rotary screw ) 2.The pressure in the cylinder Bar 3.The output of the system cubic m / hour 4.The size of the motor 5.Age This type of unit is usually enclosed in a cabinet. Most cabinets have a specification plate on the outside but where this is not available ask the engineer on site or look to the pressure on the adjacent air receiver. Never open a cabinet to obtain information from the plates attached to the individual machines. Cubic ft/min x 1.699 = cubic m/hour If the only information available is the size of the motor :-To find cubic m/hour from hp of motor x by 7.6 (approx.) To find cubic ft/min from hp of motor x by 4.5 (approx.)Note the information above is approximate and should be used with care. The motors work at 1450 rpm | Class 1 Table 1 (I) Air Compressor (Class 1 and 2) List of Accessories 2 (ii) - Compressors | Compressors not falling within Class 1 (Power) and compressors excluded from Class 2 by reason of the Class 2 proviso ("other than") | Foundations, supports (steelworks), storage cylinder (air receiver), air driers, filters and mains pipe work. | It is assumed that the item forms part of an "average size industrial, commercial or office complex". Where it would be normal to find more than one item in such a hereditament the ERC stated has been adjusted to reflect any number / quantity, discount. These figures are NOT one off figures. | - | Rotary Screw Compressor Note: Compressor situated inside insulation cabinet. Light blue pipes = compressed air. Details are usually on outer cover if not ask the site engine. Record concrete foundations Ochre pipe = Gas (Natural) | - | 20007 |  | Each | - | NA | NA | NA | 23502.357 | Option 3 | 31650.9845 | 34.67% | 6725.3818 | 5991.288 | -74.51% | -81.07% | 5991.288 | -74.51% | Indexed | NA | VOA_GPN_GOV_UK\7246041 | 2019-08-30 | Low | Amber | Medium | Risk taken from previous CG | - | - | NA | SPONS M | NA | (BEAMS Note 1) The ERC for this item should be added to the total of the ERC of the other P&M items on the site and the Buildings ERC (where applicable) to enable the correct contract size adjustment to be made. ERC of P&M Items + ERC of Building Component’s = Total ERC (net figure rateable items only) to which contract size adjustment should be applied The 2021 Generic Contractors Test Spreadsheet has this facility built into the programme - it is recommended you undertake all contractors test valuations using this spreadsheet. (Details on the application of contract size adjustments can be found in the RCG 2021 Guidance notes). Where RV is calculated using the comparative method (rental method) the contract size adjustment should be made as follows: Select - SCAT code box "P and M as an addition” within the 2021 Generic Contractors Test Spreadsheet facility. Or Where the spreadsheet is not used take the: Reciprocal of statutory de-capitalisation rate (i.e. 5% reciprocal = 20) multiply by rateable value of the buildings (before any overall end allowances are made and after making a notional deduction for the land value) and add to the ERC of P&M. Use resultant figure to calculate contract size adjustment. (Guidance Notes - Section 6) | Rotary Screw Compressor Note: Compressor situated inside insulation cabinet. Light blue pipes = compressed air. Details are usually on outer cover if not ask the site engine. Record concrete foundations Ochre pipe = Gas (Natural) | - | 1 | TRUE
119 | 201A34 | 3935 | 201A34 | Air | Compressors | Rotary screw 14 bar | 50 hp | 154 ft³ / min | Rotary Screw Air Compressor Air Compressors - Machine for compressing air by means of interlocking screws Usually electrically driven but could be steam turbine or diesel engine driven. This rotary screw compressor is commonly found where the requirement is for small to medium - high pressures. It is not often employed where very high pressures are required. It is quieter in operation than a comparable piston compressor and thus it is not necessarily found in a power-house ( as most large piston compressors are ) The storage cylinder ( receiver ) is located away from the compressor and between the two are usually air filters and air dryers. Larger units produce pressures in the 12 bar to 14 bar range. The compressor switches on when the pressure in the receiver is below the pre set figure. | Considered Not Applicable at time of Publication | (BEAMS Note 1) The ERC for this item should be added to the total of the ERC of the other P&M items on the site and the Buildings ERC (where applicable) to enable the correct contract size adjustment to be made. ERC of P&M Items + ERC of Building Component’s = Total ERC (net figure rateable items only) to which contract size adjustment should be applied The 2023 Generic Contractors Test Spreadsheet has this facility built into the programme - it is recommended you undertake all contractors test valuations using this spreadsheet. (Details on the application of contract size adjustments can be found in the RCG 2023 Guidance notes). Where RV is calculated using the comparative method (rental method) the contract size adjustment should be made as follows: Select - SCAT code box ""P and M as an addition” within the 2023 Generic Contractors Test Spreadsheet facility. Or Where the spreadsheet is not used take the: Reciprocal of statutory de-capitalisation rate (i.e. 5% reciprocal = 20) multiply by rateable value of the buildings (before any overall end allowances are made and after making a notional deduction for the land value) and add to the ERC of P&M. Use resultant figure to calculate contract size adjustment. (Guidance Notes - Section 6) | Costs include instrumentation, after cooler, motor The air receiver is NOT included. This size compressor is no longer commonly produced. For Stage 1 cost the modern equivalent would be a 7.5 Bar Compressor. 25 % uplift has been selected as the best fit. | 1.The Type ( rotary screw ) 2.The pressure in the cylinder Bar 3.The output of the system cubic m / hour 4.The size of the motor 5.Age This type of unit is usually enclosed in a cabinet. Most cabinets have a specification plate on the outside but where this is not available ask the engineer on site or look to the pressure on the adjacent air receiver. Never open a cabinet to obtain information from the plates attached to the individual machines. Cubic ft/min x 1.699 = cubic m/hour If the only information available is the size of the motor :-To find cubic m/hour from hp of motor x by 7.6 (approx.) To find cubic ft/min from hp of motor x by 4.5 (approx.)Note the information above is approximate and should be used with care. The motors work at 1450 rpm | Class 1 Table 1 (I) Air Compressor (Class 1 and 2) List of Accessories 2 (ii) - Compressors | Compressors not falling within Class 1 (Power) and compressors excluded from Class 2 by reason of the Class 2 proviso ("other than") | Foundations, supports (steelworks), storage cylinder (air receiver), air driers, filters and mains pipe work. | It is assumed that the item forms part of an "average size industrial, commercial or office complex". Where it would be normal to find more than one item in such a hereditament the ERC stated has been adjusted to reflect any number / quantity, discount. These figures are NOT one off figures. | - | Rotary Screw Compressor Note: Compressor situated inside insulation cabinet. Light blue pipes = compressed air. Details are usually on outer cover if not ask the site engine. Record concrete foundations Ochre pipe = Gas (Natural) | - | 20007 |  | Each | - | NA | NA | NA | 25513.015 | Option 3 | 34358.7683 | 34.67% | 11226.6216 | 10001.2052 | -60.8% | -70.89% | 10001.2052 | -60.8% | Indexed | NA | VOA_GPN_GOV_UK\7246041 | 2019-08-30 | Low | Amber | Medium | Risk taken from previous CG | - | - | NA | SPONS M | NA | (BEAMS Note 1) The ERC for this item should be added to the total of the ERC of the other P&M items on the site and the Buildings ERC (where applicable) to enable the correct contract size adjustment to be made. ERC of P&M Items + ERC of Building Component’s = Total ERC (net figure rateable items only) to which contract size adjustment should be applied The 2021 Generic Contractors Test Spreadsheet has this facility built into the programme - it is recommended you undertake all contractors test valuations using this spreadsheet. (Details on the application of contract size adjustments can be found in the RCG 2021 Guidance notes). Where RV is calculated using the comparative method (rental method) the contract size adjustment should be made as follows: Select - SCAT code box "P and M as an addition” within the 2021 Generic Contractors Test Spreadsheet facility. Or Where the spreadsheet is not used take the: Reciprocal of statutory de-capitalisation rate (i.e. 5% reciprocal = 20) multiply by rateable value of the buildings (before any overall end allowances are made and after making a notional deduction for the land value) and add to the ERC of P&M. Use resultant figure to calculate contract size adjustment. (Guidance Notes - Section 6) | Rotary Screw Compressor Note: Compressor situated inside insulation cabinet. Light blue pipes = compressed air. Details are usually on outer cover if not ask the site engine. Record concrete foundations Ochre pipe = Gas (Natural) | - | 1 | TRUE
120 | 201A35 | 3936 | 201A35 | Air | Compressors | Rotary screw 14 bar | 75 hp | 223 ft³ / min | Rotary Screw Air Compressor Air Compressors - Machine for compressing air by means of interlocking screws Usually electrically driven but could be steam turbine or diesel engine driven. This rotary screw compressor is commonly found where the requirement is for small to medium - high pressures. It is not often employed where very high pressures are required. It is quieter in operation than a comparable piston compressor and thus it is not necessarily found in a power-house ( as most large piston compressors are ) The storage cylinder ( receiver ) is located away from the compressor and between the two are usually air filters and air dryers. Larger units produce pressures in the 12 bar to 14 bar range. The compressor switches on when the pressure in the receiver is below the pre set figure. | Considered Not Applicable at time of Publication | (BEAMS Note 1) The ERC for this item should be added to the total of the ERC of the other P&M items on the site and the Buildings ERC (where applicable) to enable the correct contract size adjustment to be made. ERC of P&M Items + ERC of Building Component’s = Total ERC (net figure rateable items only) to which contract size adjustment should be applied The 2023 Generic Contractors Test Spreadsheet has this facility built into the programme - it is recommended you undertake all contractors test valuations using this spreadsheet. (Details on the application of contract size adjustments can be found in the RCG 2023 Guidance notes). Where RV is calculated using the comparative method (rental method) the contract size adjustment should be made as follows: Select - SCAT code box ""P and M as an addition” within the 2023 Generic Contractors Test Spreadsheet facility. Or Where the spreadsheet is not used take the: Reciprocal of statutory de-capitalisation rate (i.e. 5% reciprocal = 20) multiply by rateable value of the buildings (before any overall end allowances are made and after making a notional deduction for the land value) and add to the ERC of P&M. Use resultant figure to calculate contract size adjustment. (Guidance Notes - Section 6) | Costs include instrumentation, after cooler, motor The air receiver is NOT included. This size compressor is no longer commonly produced. For Stage 1 cost the modern equivalent would be a 7.5 Bar Compressor. 25 % uplift has been selected as the best fit. | 1.The Type ( rotary screw ) 2.The pressure in the cylinder Bar 3.The output of the system cubic m / hour 4.The size of the motor 5.Age This type of unit is usually enclosed in a cabinet. Most cabinets have a specification plate on the outside but where this is not available ask the engineer on site or look to the pressure on the adjacent air receiver. Never open a cabinet to obtain information from the plates attached to the individual machines. Cubic ft/min x 1.699 = cubic m/hour If the only information available is the size of the motor :-To find cubic m/hour from hp of motor x by 7.6 (approx.) To find cubic ft/min from hp of motor x by 4.5 (approx.)Note the information above is approximate and should be used with care. The motors work at 1450 rpm | Class 1 Table 1 (I) Air Compressor (Class 1 and 2) List of Accessories 2 (ii) - Compressors | Compressors not falling within Class 1 (Power) and compressors excluded from Class 2 by reason of the Class 2 proviso ("other than") | Foundations, supports (steelworks), storage cylinder (air receiver), air driers, filters and mains pipe work. | It is assumed that the item forms part of an "average size industrial, commercial or office complex". Where it would be normal to find more than one item in such a hereditament the ERC stated has been adjusted to reflect any number / quantity, discount. These figures are NOT one off figures. | - | Rotary Screw Compressor Note: Compressor situated inside insulation cabinet. Light blue pipes = compressed air. Details are usually on outer cover if not ask the site engine. Record concrete foundations Ochre pipe = Gas (Natural) | - | 20007 |  | Each | - | NA | NA | NA | 36459.9303 | Option 3 | 49101.147 | 34.67% | 14086.2327 | 12548.682 | -65.58% | -74.44% | 12548.682 | -65.58% | Indexed | NA | VOA_GPN_GOV_UK\7246041 | 2019-08-30 | Low | Amber | Medium | Risk taken from previous CG | - | - | NA | SPONS M | NA | (BEAMS Note 1) The ERC for this item should be added to the total of the ERC of the other P&M items on the site and the Buildings ERC (where applicable) to enable the correct contract size adjustment to be made. ERC of P&M Items + ERC of Building Component’s = Total ERC (net figure rateable items only) to which contract size adjustment should be applied The 2021 Generic Contractors Test Spreadsheet has this facility built into the programme - it is recommended you undertake all contractors test valuations using this spreadsheet. (Details on the application of contract size adjustments can be found in the RCG 2021 Guidance notes). Where RV is calculated using the comparative method (rental method) the contract size adjustment should be made as follows: Select - SCAT code box "P and M as an addition” within the 2021 Generic Contractors Test Spreadsheet facility. Or Where the spreadsheet is not used take the: Reciprocal of statutory de-capitalisation rate (i.e. 5% reciprocal = 20) multiply by rateable value of the buildings (before any overall end allowances are made and after making a notional deduction for the land value) and add to the ERC of P&M. Use resultant figure to calculate contract size adjustment. (Guidance Notes - Section 6) | Rotary Screw Compressor Note: Compressor situated inside insulation cabinet. Light blue pipes = compressed air. Details are usually on outer cover if not ask the site engine. Record concrete foundations Ochre pipe = Gas (Natural) | - | 1 | TRUE
121 | 201A36 | 3937 | 201A36 | Air | Compressors | Rotary screw 14 bar | 100 hp | 287 ft³ / min | Rotary Screw Air Compressor Air Compressors - Machine for compressing air by means of interlocking screws Usually electrically driven but could be steam turbine or diesel engine driven. This rotary screw compressor is commonly found where the requirement is for small to medium - high pressures. It is not often employed where very high pressures are required. It is quieter in operation than a comparable piston compressor and thus it is not necessarily found in a power-house ( as most large piston compressors are ) The storage cylinder ( receiver ) is located away from the compressor and between the two are usually air filters and air dryers. Larger units produce pressures in the 12 bar to 14 bar range. The compressor switches on when the pressure in the receiver is below the pre set figure. | Considered Not Applicable at time of Publication | (BEAMS Note 1) The ERC for this item should be added to the total of the ERC of the other P&M items on the site and the Buildings ERC (where applicable) to enable the correct contract size adjustment to be made. ERC of P&M Items + ERC of Building Component’s = Total ERC (net figure rateable items only) to which contract size adjustment should be applied The 2023 Generic Contractors Test Spreadsheet has this facility built into the programme - it is recommended you undertake all contractors test valuations using this spreadsheet. (Details on the application of contract size adjustments can be found in the RCG 2023 Guidance notes). Where RV is calculated using the comparative method (rental method) the contract size adjustment should be made as follows: Select - SCAT code box ""P and M as an addition” within the 2023 Generic Contractors Test Spreadsheet facility. Or Where the spreadsheet is not used take the: Reciprocal of statutory de-capitalisation rate (i.e. 5% reciprocal = 20) multiply by rateable value of the buildings (before any overall end allowances are made and after making a notional deduction for the land value) and add to the ERC of P&M. Use resultant figure to calculate contract size adjustment. (Guidance Notes - Section 6) | Costs include instrumentation, after cooler, motor The air receiver is NOT included. This size compressor is no longer commonly produced. For Stage 1 cost the modern equivalent would be a 7.5 Bar Compressor. 25 % uplift has been selected as the best fit. | 1.The Type ( rotary screw ) 2.The pressure in the cylinder Bar 3.The output of the system cubic m / hour 4.The size of the motor 5.Age This type of unit is usually enclosed in a cabinet. Most cabinets have a specification plate on the outside but where this is not available ask the engineer on site or look to the pressure on the adjacent air receiver. Never open a cabinet to obtain information from the plates attached to the individual machines. Cubic ft/min x 1.699 = cubic m/hour If the only information available is the size of the motor :-To find cubic m/hour from hp of motor x by 7.6 (approx.) To find cubic ft/min from hp of motor x by 4.5 (approx.)Note the information above is approximate and should be used with care. The motors work at 1450 rpm | Class 1 Table 1 (I) Air Compressor (Class 1 and 2) List of Accessories 2 (ii) - Compressors | Compressors not falling within Class 1 (Power) and compressors excluded from Class 2 by reason of the Class 2 proviso ("other than") | Foundations, supports (steelworks), storage cylinder (air receiver), air driers, filters and mains pipe work. | It is assumed that the item forms part of an "average size industrial, commercial or office complex". Where it would be normal to find more than one item in such a hereditament the ERC stated has been adjusted to reflect any number / quantity, discount. These figures are NOT one off figures. | - | Rotary Screw Compressor Note: Compressor situated inside insulation cabinet. Light blue pipes = compressed air. Details are usually on outer cover if not ask the site engine. Record concrete foundations Ochre pipe = Gas (Natural) | - | 20007 |  | Each | - | NA | NA | NA | 43877.024 | Option 3 | 59089.8608 | 34.67% | 14403.9673 | 12831.735 | -70.76% | -78.28% | 12831.735 | -70.76% | Indexed | NA | VOA_GPN_GOV_UK\7246041 | 2019-08-30 | Low | Amber | Medium | Risk taken from previous CG | - | - | NA | SPONS M | NA | (BEAMS Note 1) The ERC for this item should be added to the total of the ERC of the other P&M items on the site and the Buildings ERC (where applicable) to enable the correct contract size adjustment to be made. ERC of P&M Items + ERC of Building Component’s = Total ERC (net figure rateable items only) to which contract size adjustment should be applied The 2021 Generic Contractors Test Spreadsheet has this facility built into the programme - it is recommended you undertake all contractors test valuations using this spreadsheet. (Details on the application of contract size adjustments can be found in the RCG 2021 Guidance notes). Where RV is calculated using the comparative method (rental method) the contract size adjustment should be made as follows: Select - SCAT code box "P and M as an addition” within the 2021 Generic Contractors Test Spreadsheet facility. Or Where the spreadsheet is not used take the: Reciprocal of statutory de-capitalisation rate (i.e. 5% reciprocal = 20) multiply by rateable value of the buildings (before any overall end allowances are made and after making a notional deduction for the land value) and add to the ERC of P&M. Use resultant figure to calculate contract size adjustment. (Guidance Notes - Section 6) | Rotary Screw Compressor Note: Compressor situated inside insulation cabinet. Light blue pipes = compressed air. Details are usually on outer cover if not ask the site engine. Record concrete foundations Ochre pipe = Gas (Natural) | - | 1 | TRUE
122 | 201A37 | 3938 | 201A37 | Air | Compressors | Rotary screw 14 bar | 150 hp | 470 ft³ /min | Rotary Screw Air Compressor Air Compressors - Machine for compressing air by means of interlocking screws Usually electrically driven but could be steam turbine or diesel engine driven. This rotary screw compressor is commonly found where the requirement is for small to medium - high pressures. It is not often employed where very high pressures are required. It is quieter in operation than a comparable piston compressor and thus it is not necessarily found in a power-house ( as most large piston compressors are ) The storage cylinder ( receiver ) is located away from the compressor and between the two are usually air filters and air dryers. Larger units produce pressures in the 12 bar to 14 bar range. The compressor switches on when the pressure in the receiver is below the pre set figure. | Considered Not Applicable at time of Publication | (BEAMS Note 1) The ERC for this item should be added to the total of the ERC of the other P&M items on the site and the Buildings ERC (where applicable) to enable the correct contract size adjustment to be made. ERC of P&M Items + ERC of Building Component’s = Total ERC (net figure rateable items only) to which contract size adjustment should be applied The 2023 Generic Contractors Test Spreadsheet has this facility built into the programme - it is recommended you undertake all contractors test valuations using this spreadsheet. (Details on the application of contract size adjustments can be found in the RCG 2023 Guidance notes). Where RV is calculated using the comparative method (rental method) the contract size adjustment should be made as follows: Select - SCAT code box ""P and M as an addition” within the 2023 Generic Contractors Test Spreadsheet facility. Or Where the spreadsheet is not used take the: Reciprocal of statutory de-capitalisation rate (i.e. 5% reciprocal = 20) multiply by rateable value of the buildings (before any overall end allowances are made and after making a notional deduction for the land value) and add to the ERC of P&M. Use resultant figure to calculate contract size adjustment. (Guidance Notes - Section 6) | Costs include instrumentation, after cooler, motor The air receiver is NOT included. This size compressor is no longer commonly produced. For Stage 1 cost the modern equivalent would be a 7.5 Bar Compressor. 25 % uplift has been selected as the best fit. | 1.The Type ( rotary screw ) 2.The pressure in the cylinder Bar 3.The output of the system cubic m / hour 4.The size of the motor 5.Age This type of unit is usually enclosed in a cabinet. Most cabinets have a specification plate on the outside but where this is not available ask the engineer on site or look to the pressure on the adjacent air receiver. Never open a cabinet to obtain information from the plates attached to the individual machines. Cubic ft/min x 1.699 = cubic m/hour If the only information available is the size of the motor :-To find cubic m/hour from hp of motor x by 7.6 (approx.) To find cubic ft/min from hp of motor x by 4.5 (approx.)Note the information above is approximate and should be used with care. The motors work at 1450 rpm | Class 1 Table 1 (I) Air Compressor (Class 1 and 2) List of Accessories 2 (ii) - Compressors | Compressors not falling within Class 1 (Power) and compressors excluded from Class 2 by reason of the Class 2 proviso ("other than") | Foundations, supports (steelworks), storage cylinder (air receiver), air driers, filters and mains pipe work. | It is assumed that the item forms part of an "average size industrial, commercial or office complex". Where it would be normal to find more than one item in such a hereditament the ERC stated has been adjusted to reflect any number / quantity, discount. These figures are NOT one off figures. | - | Rotary Screw Compressor Note: Compressor situated inside insulation cabinet. Light blue pipes = compressed air. Details are usually on outer cover if not ask the site engine. Record concrete foundations Ochre pipe = Gas (Natural) | - | 20007 |  | Each | - | NA | NA | NA | 57951.6294 | Option 3 | 78044.3477 | 34.67% | 20864.5703 | 18587.1456 | -67.93% | -76.18% | 18587.1456 | -67.93% | Indexed | NA | VOA_GPN_GOV_UK\7246041 | 2019-08-30 | Low | Amber | Medium | Risk taken from previous CG | - | - | NA | SPONS M | NA | (BEAMS Note 1) The ERC for this item should be added to the total of the ERC of the other P&M items on the site and the Buildings ERC (where applicable) to enable the correct contract size adjustment to be made. ERC of P&M Items + ERC of Building Component’s = Total ERC (net figure rateable items only) to which contract size adjustment should be applied The 2021 Generic Contractors Test Spreadsheet has this facility built into the programme - it is recommended you undertake all contractors test valuations using this spreadsheet. (Details on the application of contract size adjustments can be found in the RCG 2021 Guidance notes). Where RV is calculated using the comparative method (rental method) the contract size adjustment should be made as follows: Select - SCAT code box "P and M as an addition” within the 2021 Generic Contractors Test Spreadsheet facility. Or Where the spreadsheet is not used take the: Reciprocal of statutory de-capitalisation rate (i.e. 5% reciprocal = 20) multiply by rateable value of the buildings (before any overall end allowances are made and after making a notional deduction for the land value) and add to the ERC of P&M. Use resultant figure to calculate contract size adjustment. (Guidance Notes - Section 6) | Rotary Screw Compressor Note: Compressor situated inside insulation cabinet. Light blue pipes = compressed air. Details are usually on outer cover if not ask the site engine. Record concrete foundations Ochre pipe = Gas (Natural) | - | 1 | TRUE
123 | 201A38 | 3939 | 201A38 | Air | Compressors | Rotary screw 14 bar | 164 hp | 516 ft³ / min | Rotary Screw Air Compressor Air Compressors - Machine for compressing air by means of interlocking screws Usually electrically driven but could be steam turbine or diesel engine driven. This rotary screw compressor is commonly found where the requirement is for small to medium - high pressures. It is not often employed where very high pressures are required. It is quieter in operation than a comparable piston compressor and thus it is not necessarily found in a power-house ( as most large piston compressors are ) The storage cylinder ( receiver ) is located away from the compressor and between the two are usually air filters and air dryers. Larger units produce pressures in the 12 bar to 14 bar range. The compressor switches on when the pressure in the receiver is below the pre set figure. | Considered Not Applicable at time of Publication | (BEAMS Note 1) The ERC for this item should be added to the total of the ERC of the other P&M items on the site and the Buildings ERC (where applicable) to enable the correct contract size adjustment to be made. ERC of P&M Items + ERC of Building Component’s = Total ERC (net figure rateable items only) to which contract size adjustment should be applied The 2023 Generic Contractors Test Spreadsheet has this facility built into the programme - it is recommended you undertake all contractors test valuations using this spreadsheet. (Details on the application of contract size adjustments can be found in the RCG 2023 Guidance notes). Where RV is calculated using the comparative method (rental method) the contract size adjustment should be made as follows: Select - SCAT code box ""P and M as an addition” within the 2023 Generic Contractors Test Spreadsheet facility. Or Where the spreadsheet is not used take the: Reciprocal of statutory de-capitalisation rate (i.e. 5% reciprocal = 20) multiply by rateable value of the buildings (before any overall end allowances are made and after making a notional deduction for the land value) and add to the ERC of P&M. Use resultant figure to calculate contract size adjustment. (Guidance Notes - Section 6) | Costs include instrumentation, after cooler, motor The air receiver is NOT included. This size compressor is no longer commonly produced. For Stage 1 cost the modern equivalent would be a 7.5 Bar Compressor. 25 % uplift has been selected as the best fit. | 1.The Type ( rotary screw ) 2.The pressure in the cylinder Bar 3.The output of the system cubic m / hour 4.The size of the motor 5.Age This type of unit is usually enclosed in a cabinet. Most cabinets have a specification plate on the outside but where this is not available ask the engineer on site or look to the pressure on the adjacent air receiver. Never open a cabinet to obtain information from the plates attached to the individual machines. Cubic ft/min x 1.699 = cubic m/hour If the only information available is the size of the motor :-To find cubic m/hour from hp of motor x by 7.6 (approx.) To find cubic ft/min from hp of motor x by 4.5 (approx.)Note the information above is approximate and should be used with care. The motors work at 1450 rpm | Class 1 Table 1 (I) Air Compressor (Class 1 and 2) List of Accessories 2 (ii) - Compressors | Compressors not falling within Class 1 (Power) and compressors excluded from Class 2 by reason of the Class 2 proviso ("other than") | Foundations, supports (steelworks), storage cylinder (air receiver), air driers, filters and mains pipe work. | It is assumed that the item forms part of an "average size industrial, commercial or office complex". Where it would be normal to find more than one item in such a hereditament the ERC stated has been adjusted to reflect any number / quantity, discount. These figures are NOT one off figures. | - | Rotary Screw Compressor Note: Compressor situated inside insulation cabinet. Light blue pipes = compressed air. Details are usually on outer cover if not ask the site engine. Record concrete foundations Ochre pipe = Gas (Natural) | - | 20007 |  | Each | - | NA | NA | NA | 69702.808 | Option 3 | 93869.8399 | 34.67% | 30184.7844 | 26890.0329 | -61.42% | -71.35% | 26890.0329 | -61.42% | Indexed | NA | VOA_GPN_GOV_UK\7246041 | 2019-08-30 | Low | Amber | Medium | Risk taken from previous CG | - | - | NA | SPONS M | NA | (BEAMS Note 1) The ERC for this item should be added to the total of the ERC of the other P&M items on the site and the Buildings ERC (where applicable) to enable the correct contract size adjustment to be made. ERC of P&M Items + ERC of Building Component’s = Total ERC (net figure rateable items only) to which contract size adjustment should be applied The 2021 Generic Contractors Test Spreadsheet has this facility built into the programme - it is recommended you undertake all contractors test valuations using this spreadsheet. (Details on the application of contract size adjustments can be found in the RCG 2021 Guidance notes). Where RV is calculated using the comparative method (rental method) the contract size adjustment should be made as follows: Select - SCAT code box "P and M as an addition” within the 2021 Generic Contractors Test Spreadsheet facility. Or Where the spreadsheet is not used take the: Reciprocal of statutory de-capitalisation rate (i.e. 5% reciprocal = 20) multiply by rateable value of the buildings (before any overall end allowances are made and after making a notional deduction for the land value) and add to the ERC of P&M. Use resultant figure to calculate contract size adjustment. (Guidance Notes - Section 6) | Rotary Screw Compressor Note: Compressor situated inside insulation cabinet. Light blue pipes = compressed air. Details are usually on outer cover if not ask the site engine. Record concrete foundations Ochre pipe = Gas (Natural) | - | 1 | TRUE
124 | 201A39 | 3940 | 201A39 | Air | Compressors | Rotary screw 14 bar | 215 hp | 732 ft³ / min | Rotary Screw Air Compressor Air Compressors - Machine for compressing air by means of interlocking screws Usually electrically driven but could be steam turbine or diesel engine driven. This rotary screw compressor is commonly found where the requirement is for small to medium - high pressures. It is not often employed where very high pressures are required. It is quieter in operation than a comparable piston compressor and thus it is not necessarily found in a power-house ( as most large piston compressors are ) The storage cylinder ( receiver ) is located away from the compressor and between the two are usually air filters and air dryers. Larger units produce pressures in the 12 bar to 14 bar range. The compressor switches on when the pressure in the receiver is below the pre set figure. | Considered Not Applicable at time of Publication | (BEAMS Note 1) The ERC for this item should be added to the total of the ERC of the other P&M items on the site and the Buildings ERC (where applicable) to enable the correct contract size adjustment to be made. ERC of P&M Items + ERC of Building Component’s = Total ERC (net figure rateable items only) to which contract size adjustment should be applied The 2023 Generic Contractors Test Spreadsheet has this facility built into the programme - it is recommended you undertake all contractors test valuations using this spreadsheet. (Details on the application of contract size adjustments can be found in the RCG 2023 Guidance notes). Where RV is calculated using the comparative method (rental method) the contract size adjustment should be made as follows: Select - SCAT code box ""P and M as an addition” within the 2023 Generic Contractors Test Spreadsheet facility. Or Where the spreadsheet is not used take the: Reciprocal of statutory de-capitalisation rate (i.e. 5% reciprocal = 20) multiply by rateable value of the buildings (before any overall end allowances are made and after making a notional deduction for the land value) and add to the ERC of P&M. Use resultant figure to calculate contract size adjustment. (Guidance Notes - Section 6) | Costs include instrumentation, after cooler, motor The air receiver is NOT included. This size compressor is no longer commonly produced. For Stage 1 cost the modern equivalent would be a 7.5 Bar Compressor. 25 % uplift has been selected as the best fit. | 1.The Type ( rotary screw ) 2.The pressure in the cylinder Bar 3.The output of the system cubic m / hour 4.The size of the motor 5.Age This type of unit is usually enclosed in a cabinet. Most cabinets have a specification plate on the outside but where this is not available ask the engineer on site or look to the pressure on the adjacent air receiver. Never open a cabinet to obtain information from the plates attached to the individual machines. Cubic ft/min x 1.699 = cubic m/hour If the only information available is the size of the motor :-To find cubic m/hour from hp of motor x by 7.6 (approx.) To find cubic ft/min from hp of motor x by 4.5 (approx.)Note the information above is approximate and should be used with care. The motors work at 1450 rpm | Class 1 Table 1 (I) Air Compressor (Class 1 and 2) List of Accessories 2 (ii) - Compressors | Compressors not falling within Class 1 (Power) and compressors excluded from Class 2 by reason of the Class 2 proviso ("other than") | Foundations, supports (steelworks), storage cylinder (air receiver), air driers, filters and mains pipe work. | It is assumed that the item forms part of an "average size industrial, commercial or office complex". Where it would be normal to find more than one item in such a hereditament the ERC stated has been adjusted to reflect any number / quantity, discount. These figures are NOT one off figures. | - | Rotary Screw Compressor Note: Compressor situated inside insulation cabinet. Light blue pipes = compressed air. Details are usually on outer cover if not ask the site engine. Record concrete foundations Ochre pipe = Gas (Natural) | - | 20007 |  | Each | - | NA | NA | NA | 77566.7145 | Option 3 | 104460.2834 | 34.67% | 33150.3071 | 29531.8607 | -61.93% | -71.73% | 29531.8607 | -61.93% | Indexed | NA | VOA_GPN_GOV_UK\7246041 | 2019-08-30 | Low | Amber | Medium | Risk taken from previous CG | - | - | NA | SPONS M | NA | (BEAMS Note 1) The ERC for this item should be added to the total of the ERC of the other P&M items on the site and the Buildings ERC (where applicable) to enable the correct contract size adjustment to be made. ERC of P&M Items + ERC of Building Component’s = Total ERC (net figure rateable items only) to which contract size adjustment should be applied The 2021 Generic Contractors Test Spreadsheet has this facility built into the programme - it is recommended you undertake all contractors test valuations using this spreadsheet. (Details on the application of contract size adjustments can be found in the RCG 2021 Guidance notes). Where RV is calculated using the comparative method (rental method) the contract size adjustment should be made as follows: Select - SCAT code box "P and M as an addition” within the 2021 Generic Contractors Test Spreadsheet facility. Or Where the spreadsheet is not used take the: Reciprocal of statutory de-capitalisation rate (i.e. 5% reciprocal = 20) multiply by rateable value of the buildings (before any overall end allowances are made and after making a notional deduction for the land value) and add to the ERC of P&M. Use resultant figure to calculate contract size adjustment. (Guidance Notes - Section 6) | Rotary Screw Compressor Note: Compressor situated inside insulation cabinet. Light blue pipes = compressed air. Details are usually on outer cover if not ask the site engine. Record concrete foundations Ochre pipe = Gas (Natural) | - | 1 | TRUE
125 | 201A50 | 3942 | 201A50 | Air | Compressors | Rotary screw 7 bar | Motor 52 hp | 400 ft³ / min | Rotary Screw Air Compressor Air Compressors - Machine for compressing air by means of interlocking screws Usually electrically driven but could be steam turbine or diesel engine driven. This rotary screw compressor is commonly found where the requirement is for small to medium pressures. It is not often employed where very high pressures are required. It is quieter in operation than a comparable piston compressor and thus it is not necessarily found in a power-house ( as most large piston compressors are ) The storage cylinder ( receiver ) is located away from the compressor and between the two is usually air filters and air dryers. Smaller units produce pressures in the 7 Bar to 8 bar range. The compressor switches on when the pressure in the receiver is below the pre set figure. This size compressor is no longer commonly produced. For Stage 1 cost the modern equivalent would be a 7.5 Bar Compressor. 201A27 has been selected as the best fit | Considered Not Applicable at time of Publication | (BEAMS Note 1) The ERC for this item should be added to the total of the ERC of the other P&M items on the site and the Buildings ERC (where applicable) to enable the correct contract size adjustment to be made. ERC of P&M Items + ERC of Building Component’s = Total ERC (net figure rateable items only) to which contract size adjustment should be applied The 2023 Generic Contractors Test Spreadsheet has this facility built into the programme - it is recommended you undertake all contractors test valuations using this spreadsheet. (Details on the application of contract size adjustments can be found in the RCG 2023 Guidance notes). Where RV is calculated using the comparative method (rental method) the contract size adjustment should be made as follows: Select - SCAT code box ""P and M as an addition” within the 2023 Generic Contractors Test Spreadsheet facility. Or Where the spreadsheet is not used take the: Reciprocal of statutory de-capitalisation rate (i.e. 5% reciprocal = 20) multiply by rateable value of the buildings (before any overall end allowances are made and after making a notional deduction for the land value) and add to the ERC of P&M. Use resultant figure to calculate contract size adjustment. (Guidance Notes - Section 6) | Costs include instrumentation, after cooler, motor The air receiver is NOT included. This size compressor is no longer commonly produced. For Stage 1 cost the modern equivalent would be a 7.5 Bar Compressor. 25 % uplift has been selected as the best fit. | 1.The Type ( rotary screw ) 2.The pressure in the cylinder Bar 3.The output of the system cubic m / hour 4.The size of the motor 5.Age This type of unit is usually enclosed in a cabinet. Most cabinets have a specification plate on the outside but where this is not available ask the engineer on site or look to the pressure on the adjacent air receiver. Never open a cabinet to obtain information from the plates attached to the individual machines. Cubic ft/min x 1.699 = cubic m/hour If the only information available is the size of the motor :-To find cubic m/hour from hp of motor x by 7.6 (approx.) To find cubic ft/min from hp of motor x by 4.5 (approx.)Note the information above is approximate and should be used with care. The motors work at 1450 rpm | Class 1 Table 1 (I) Air Compressor (Class 1 and 2) List of Accessories 2 (ii) - Compressors | Compressors not falling within Class 1 (Power) and compressors excluded from Class 2 by reason of the Class 2 proviso ("other than") | Foundations, supports (steelworks), storage cylinder (air receiver), air driers, filters and mains pipe work. | It is assumed that the item forms part of an "average size industrial, commercial or office complex". Where it would be normal to find more than one item in such a hereditament the ERC stated has been adjusted to reflect any number / quantity, discount. These figures are NOT one off figures. | - | Rotary Screw Compressors Notes : Compressors situated inside an insulated cabinet. Details are usually on outer cover if not ask the site engineer. Often coloured light blue | - | 20004 |  | Each | - | NA | NA | NA | 39319.5327 | Option 3 | 52952.2174 | 34.67% | 14827.6134 | 13209.139 | -66.41% | -75.05% | 13209.139 | -66.41% | Indexed | NA | VOA_GPN_GOV_UK\7246041 | 2019-08-30 | Low | Amber | Medium | Risk taken from previous CG | - | - | NA | SPONS M | NA | (BEAMS Note 1) The ERC for this item should be added to the total of the ERC of the other P&M items on the site and the Buildings ERC (where applicable) to enable the correct contract size adjustment to be made. ERC of P&M Items + ERC of Building Component’s = Total ERC (net figure rateable items only) to which contract size adjustment should be applied The 2021 Generic Contractors Test Spreadsheet has this facility built into the programme - it is recommended you undertake all contractors test valuations using this spreadsheet. (Details on the application of contract size adjustments can be found in the RCG 2021 Guidance notes). Where RV is calculated using the comparative method (rental method) the contract size adjustment should be made as follows: Select - SCAT code box "P and M as an addition” within the 2021 Generic Contractors Test Spreadsheet facility. Or Where the spreadsheet is not used take the: Reciprocal of statutory de-capitalisation rate (i.e. 5% reciprocal = 20) multiply by rateable value of the buildings (before any overall end allowances are made and after making a notional deduction for the land value) and add to the ERC of P&M. Use resultant figure to calculate contract size adjustment. (Guidance Notes - Section 6) | Rotary Screw Compressors Notes : Compressors situated inside an insulated cabinet. Details are usually on outer cover if not ask the site engineer. Often coloured light blue | - | 1 | TRUE
126 | 201A51 | 3943 | 201A51 | Air | Compressors | Rotary screw 7 bar | Motor 125 hp | 950 ft³ / min | Rotary Screw Air Compressor Air Compressors - Machine for compressing air by means of interlocking screws Usually electrically driven but could be steam turbine or diesel engine driven. This rotary screw compressor is commonly found where the requirement is for small to medium pressures. It is not often employed where very high pressures are required. It is quieter in operation than a comparable piston compressor and thus it is not necessarily found in a power-house ( as most large piston compressors are ) The storage cylinder ( receiver ) is located away from the compressor and between the two is usually air filters and air dryers. Smaller units produce pressures in the 7 Bar to 8 bar range. The compressor switches on when the pressure in the receiver is below the pre set figure. | Considered Not Applicable at time of Publication | (BEAMS Note 1) The ERC for this item should be added to the total of the ERC of the other P&M items on the site and the Buildings ERC (where applicable) to enable the correct contract size adjustment to be made. ERC of P&M Items + ERC of Building Component’s = Total ERC (net figure rateable items only) to which contract size adjustment should be applied The 2023 Generic Contractors Test Spreadsheet has this facility built into the programme - it is recommended you undertake all contractors test valuations using this spreadsheet. (Details on the application of contract size adjustments can be found in the RCG 2023 Guidance notes). Where RV is calculated using the comparative method (rental method) the contract size adjustment should be made as follows: Select - SCAT code box ""P and M as an addition” within the 2023 Generic Contractors Test Spreadsheet facility. Or Where the spreadsheet is not used take the: Reciprocal of statutory de-capitalisation rate (i.e. 5% reciprocal = 20) multiply by rateable value of the buildings (before any overall end allowances are made and after making a notional deduction for the land value) and add to the ERC of P&M. Use resultant figure to calculate contract size adjustment. (Guidance Notes - Section 6) | Costs include instrumentation, after cooler, motor The air receiver is NOT included. This size compressor is no longer commonly produced. For Stage 1 cost the modern equivalent would be a 7.5 Bar Compressor. 25 % uplift has been selected as the best fit. | 1.The Type ( rotary screw ) 2.The pressure in the cylinder Bar 3.The output of the system cubic m / hour 4.The size of the motor 5.Age This type of unit is usually enclosed in a cabinet. Most cabinets have a specification plate on the outside but where this is not available ask the engineer on site or look to the pressure on the adjacent air receiver. Never open a cabinet to obtain information from the plates attached to the individual machines. Cubic ft/min x 1.699 = cubic m/hour If the only information available is the size of the motor :-To find cubic m/hour from hp of motor x by 7.6 (approx.) To find cubic ft/min from hp of motor x by 4.5 (approx.)Note the information above is approximate and should be used with care. The motors work at 1450 rpm | Class 1 Table 1 (I) Air Compressor (Class 1 and 2) List of Accessories 2 (ii) - Compressors | Compressors not falling within Class 1 (Power) and compressors excluded from Class 2 by reason of the Class 2 proviso ("other than") | Foundations, supports (steelworks), storage cylinder (air receiver), air driers, filters and mains pipe work. | It is assumed that the item forms part of an "average size industrial, commercial or office complex". Where it would be normal to find more than one item in such a hereditament the ERC stated has been adjusted to reflect any number / quantity, discount. These figures are NOT one off figures. | - | Rotary Screw Compressors Notes : Compressors situated inside an insulated cabinet. Details are usually on outer cover if not ask the site engineer. Often coloured light blue | - | 20004 |  | Each | - | NA | NA | NA | 86681.6971 | Option 3 | 116735.5701 | 34.67% | 31773.4573 | 28305.2978 | -67.35% | -75.75% | 28305.2978 | -67.35% | Indexed | NA | VOA_GPN_GOV_UK\7246041 | 2019-08-30 | Low | Amber | Medium | Risk taken from previous CG | - | - | NA | SPONS M | NA | (BEAMS Note 1) The ERC for this item should be added to the total of the ERC of the other P&M items on the site and the Buildings ERC (where applicable) to enable the correct contract size adjustment to be made. ERC of P&M Items + ERC of Building Component’s = Total ERC (net figure rateable items only) to which contract size adjustment should be applied The 2021 Generic Contractors Test Spreadsheet has this facility built into the programme - it is recommended you undertake all contractors test valuations using this spreadsheet. (Details on the application of contract size adjustments can be found in the RCG 2021 Guidance notes). Where RV is calculated using the comparative method (rental method) the contract size adjustment should be made as follows: Select - SCAT code box "P and M as an addition” within the 2021 Generic Contractors Test Spreadsheet facility. Or Where the spreadsheet is not used take the: Reciprocal of statutory de-capitalisation rate (i.e. 5% reciprocal = 20) multiply by rateable value of the buildings (before any overall end allowances are made and after making a notional deduction for the land value) and add to the ERC of P&M. Use resultant figure to calculate contract size adjustment. (Guidance Notes - Section 6) | Rotary Screw Compressors Notes : Compressors situated inside an insulated cabinet. Details are usually on outer cover if not ask the site engineer. Often coloured light blue | - | 1 | TRUE
127 | 201A52 | 3944 | 201A52 | Air | Compressors | Rotary screw 7 bar | Motor 175 hp | 1350 ft³ / min | Rotary Screw Air Compressor Air Compressors - Machine for compressing air by means of interlocking screws Usually electrically driven but could be steam turbine or diesel engine driven. This rotary screw compressor is commonly found where the requirement is for small to medium pressures. It is not often employed where very high pressures are required. It is quieter in operation than a comparable piston compressor and thus it is not necessarily found in a power-house ( as most large piston compressors are ) The storage cylinder ( receiver ) is located away from the compressor and between the two is usually air filters and air dryers. Smaller units produce pressures in the 7 Bar to 8 bar range. The compressor switches on when the pressure in the receiver is below the pre set figure. | Considered Not Applicable at time of Publication | (BEAMS Note 1) The ERC for this item should be added to the total of the ERC of the other P&M items on the site and the Buildings ERC (where applicable) to enable the correct contract size adjustment to be made. ERC of P&M Items + ERC of Building Component’s = Total ERC (net figure rateable items only) to which contract size adjustment should be applied The 2023 Generic Contractors Test Spreadsheet has this facility built into the programme - it is recommended you undertake all contractors test valuations using this spreadsheet. (Details on the application of contract size adjustments can be found in the RCG 2023 Guidance notes). Where RV is calculated using the comparative method (rental method) the contract size adjustment should be made as follows: Select - SCAT code box ""P and M as an addition” within the 2023 Generic Contractors Test Spreadsheet facility. Or Where the spreadsheet is not used take the: Reciprocal of statutory de-capitalisation rate (i.e. 5% reciprocal = 20) multiply by rateable value of the buildings (before any overall end allowances are made and after making a notional deduction for the land value) and add to the ERC of P&M. Use resultant figure to calculate contract size adjustment. (Guidance Notes - Section 6) | Costs include instrumentation, after cooler, motor The air receiver is NOT included. This size compressor is no longer commonly produced. For Stage 1 cost the modern equivalent would be a 7.5 Bar Compressor. 25 % uplift has been selected as the best fit. | 1.The Type ( rotary screw ) 2.The pressure in the cylinder Bar 3.The output of the system cubic m / hour 4.The size of the motor 5.Age This type of unit is usually enclosed in a cabinet. Most cabinets have a specification plate on the outside but where this is not available ask the engineer on site or look to the pressure on the adjacent air receiver. Never open a cabinet to obtain information from the plates attached to the individual machines. Cubic ft/min x 1.699 = cubic m/hour If the only information available is the size of the motor :-To find cubic m/hour from hp of motor x by 7.6 (approx.) To find cubic ft/min from hp of motor x by 4.5 (approx.)Note the information above is approximate and should be used with care. The motors work at 1450 rpm | Class 1 Table 1 (I) Air Compressor (Class 1 and 2) List of Accessories 2 (ii) - Compressors | Compressors not falling within Class 1 (Power) and compressors excluded from Class 2 by reason of the Class 2 proviso ("other than") | Foundations, supports (steelworks), storage cylinder (air receiver), air driers, filters and mains pipe work. | It is assumed that the item forms part of an "average size industrial, commercial or office complex". Where it would be normal to find more than one item in such a hereditament the ERC stated has been adjusted to reflect any number / quantity, discount. These figures are NOT one off figures. | - | Rotary Screw Compressors Notes : Compressors situated inside an insulated cabinet. Details are usually on outer cover if not ask the site engineer. Often coloured light blue | - | 20004 |  | Each | - | NA | NA | NA | 99907.3581 | Option 3 | 134546.7705 | 34.67% | 46468.6813 | 41396.4981 | -58.57% | -69.23% | 41396.4981 | -58.57% | Indexed | NA | VOA_GPN_GOV_UK\7246041 | 2019-08-30 | Low | Amber | Medium | Risk taken from previous CG | - | - | NA | SPONS M | NA | (BEAMS Note 1) The ERC for this item should be added to the total of the ERC of the other P&M items on the site and the Buildings ERC (where applicable) to enable the correct contract size adjustment to be made. ERC of P&M Items + ERC of Building Component’s = Total ERC (net figure rateable items only) to which contract size adjustment should be applied The 2021 Generic Contractors Test Spreadsheet has this facility built into the programme - it is recommended you undertake all contractors test valuations using this spreadsheet. (Details on the application of contract size adjustments can be found in the RCG 2021 Guidance notes). Where RV is calculated using the comparative method (rental method) the contract size adjustment should be made as follows: Select - SCAT code box "P and M as an addition” within the 2021 Generic Contractors Test Spreadsheet facility. Or Where the spreadsheet is not used take the: Reciprocal of statutory de-capitalisation rate (i.e. 5% reciprocal = 20) multiply by rateable value of the buildings (before any overall end allowances are made and after making a notional deduction for the land value) and add to the ERC of P&M. Use resultant figure to calculate contract size adjustment. (Guidance Notes - Section 6) | Rotary Screw Compressors Notes : Compressors situated inside an insulated cabinet. Details are usually on outer cover if not ask the site engineer. Often coloured light blue | - | 1 | TRUE
128 | 201A53 | 3945 | 201A53 | Air | Compressors | Rotary screw 7 bar | Motor 275 hp | 2100ft³ / min | Piston Air Compressor Air Compressors - Machine for compressing air by means of pistons Usually electrically driven but could be steam turbine or diesel engine driven. This piston compressor is commonly found in medium to large industrial complexes. The storage cylinder ( receiver ) is located away from the compressor and between the two are usually air filters and air dryers. Pressures usually 14 Bar or greater This system is two staged ( the air is squeezed twice ). The compressor switches on when the pressure in the receiver is below the pre set figure. | Considered Not Applicable at time of Publication | (BEAMS Note 1) The ERC for this item should be added to the total of the ERC of the other P&M items on the site and the Buildings ERC (where applicable) to enable the correct contract size adjustment to be made. ERC of P&M Items + ERC of Building Component’s = Total ERC (net figure rateable items only) to which contract size adjustment should be applied The 2023 Generic Contractors Test Spreadsheet has this facility built into the programme - it is recommended you undertake all contractors test valuations using this spreadsheet. (Details on the application of contract size adjustments can be found in the RCG 2023 Guidance notes). Where RV is calculated using the comparative method (rental method) the contract size adjustment should be made as follows: Select - SCAT code box ""P and M as an addition” within the 2023 Generic Contractors Test Spreadsheet facility. Or Where the spreadsheet is not used take the: Reciprocal of statutory de-capitalisation rate (i.e. 5% reciprocal = 20) multiply by rateable value of the buildings (before any overall end allowances are made and after making a notional deduction for the land value) and add to the ERC of P&M. Use resultant figure to calculate contract size adjustment. (Guidance Notes - Section 6) | Costs include instrumentation, after cooler, motor The air receiver is NOT included. This size compressor is no longer commonly produced. For Stage 1 cost the modern equivalent would be a 7.5 Bar Compressor. 25 % uplift has been selected as the best fit. | 1.The Type ( piston ) 2.The pressure in the cylinder Bar 3.The output of the system cubic m / hour 4.The size of the motor 5.Age Cubic ft/min x 1.699 = cubic m/hour If the only information available is the size of the motor :- To find cubic m/hour from hp of motor x by 7.6 (approx.) To find cubic ft/min from hp of motor x by 4.5 (approx.) Note the information above is approximate and should be used with care. The motors work at 1450 rpm | Class 1 Table 1 (I) Air Compressor (Class 1 and 2) List of Accessories 2 (ii) - Compressors | Compressors not falling within Class 1 (Power) and compressors excluded from Class 2 by reason of the Class 2 proviso ("other than") | Foundations, supports (steelworks), storage cylinder (air receiver), air driers, filters and mains pipe work | It is assumed that the item forms part of an "average size industrial, commercial or office complex". Where it would be normal to find more than one item in such a hereditament the ERC stated has been adjusted to reflect any number / quantity, discount. These figures are NOT one off figures. | - | Rotary Screw Compressors Notes : Compressors situated inside an insulated cabinet. Details are usually on outer cover if not ask the site engineer. Often coloured light blue | - | 20004 |  | Each | - | NA | NA | NA | 124213.9783 | Option 3 | 167280.8686 | 34.67% | 67783.3756 | 60384.6354 | -51.39% | -63.9% | 60384.6354 | -51.39% | Indexed | NA | VOA_GPN_GOV_UK\7246041 | 2019-08-30 | Low | Amber | Medium | Risk taken from previous CG | - | - | NA | SPONS M | NA | (BEAMS Note 1) The ERC for this item should be added to the total of the ERC of the other P&M items on the site and the Buildings ERC (where applicable) to enable the correct contract size adjustment to be made. ERC of P&M Items + ERC of Building Component’s = Total ERC (net figure rateable items only) to which contract size adjustment should be applied The 2021 Generic Contractors Test Spreadsheet has this facility built into the programme - it is recommended you undertake all contractors test valuations using this spreadsheet. (Details on the application of contract size adjustments can be found in the RCG 2021 Guidance notes). Where RV is calculated using the comparative method (rental method) the contract size adjustment should be made as follows: Select - SCAT code box "P and M as an addition” within the 2021 Generic Contractors Test Spreadsheet facility. Or Where the spreadsheet is not used take the: Reciprocal of statutory de-capitalisation rate (i.e. 5% reciprocal = 20) multiply by rateable value of the buildings (before any overall end allowances are made and after making a notional deduction for the land value) and add to the ERC of P&M. Use resultant figure to calculate contract size adjustment. (Guidance Notes - Section 6) | Rotary Screw Compressors Notes : Compressors situated inside an insulated cabinet. Details are usually on outer cover if not ask the site engineer. Often coloured light blue | - | 1 | TRUE
129 | 201A54 | 3946 | 201A54 | Air | Compressors | Rotary screw 7 bar | Motor 342 hp | 2600 ft³ / min | Rotary Screw Air Compressor Air Compressors - Machine for compressing air by means of interlocking screws Usually electrically driven but could be steam turbine or diesel engine driven. This rotary screw compressor is commonly found where the requirement is for small to medium pressures. It is not often employed where very high pressures are required. It is quieter in operation than a comparable piston compressor and thus it is not necessarily found in a power-house ( as most large piston compressors are ) The storage cylinder ( receiver ) is located away from the compressor and between the two is usually air filters and air dryers. Smaller units produce pressures in the 7 Bar to 8 bar range. The compressor switches on when the pressure in the receiver is below the pre set figure. | Considered Not Applicable at time of Publication | (BEAMS Note 1) The ERC for this item should be added to the total of the ERC of the other P&M items on the site and the Buildings ERC (where applicable) to enable the correct contract size adjustment to be made. ERC of P&M Items + ERC of Building Component’s = Total ERC (net figure rateable items only) to which contract size adjustment should be applied The 2023 Generic Contractors Test Spreadsheet has this facility built into the programme - it is recommended you undertake all contractors test valuations using this spreadsheet. (Details on the application of contract size adjustments can be found in the RCG 2023 Guidance notes). Where RV is calculated using the comparative method (rental method) the contract size adjustment should be made as follows: Select - SCAT code box ""P and M as an addition” within the 2023 Generic Contractors Test Spreadsheet facility. Or Where the spreadsheet is not used take the: Reciprocal of statutory de-capitalisation rate (i.e. 5% reciprocal = 20) multiply by rateable value of the buildings (before any overall end allowances are made and after making a notional deduction for the land value) and add to the ERC of P&M. Use resultant figure to calculate contract size adjustment. (Guidance Notes - Section 6) | Costs include instrumentation, after cooler, motor The air receiver is NOT included. This size compressor is no longer commonly produced. For Stage 1 cost the modern equivalent would be a 7.5 Bar Compressor. 25 % uplift has been selected as the best fit. | 1.The Type ( rotary screw ) 2.The pressure in the cylinder Bar 3.The output of the system cubic m / hour 4.The size of the motor 5.Age This type of unit is usually enclosed in a cabinet. Most cabinets have a specification plate on the outside but where this is not available ask the engineer on site or look to the pressure on the adjacent air receiver. Never open a cabinet to obtain information from the plates attached to the individual machines. Cubic ft/min x 1.699 = cubic m/hour If the only information available is the size of the motor :-To find cubic m/hour from hp of motor x by 7.6 (approx.) To find cubic ft/min from hp of motor x by 4.5 (approx.)Note the information above is approximate and should be used with care. The motors work at 1450 rpm | Class 1 Table 1 (I) Air Compressor (Class 1 and 2) List of Accessories 2 (ii) - Compressors | Compressors not falling within Class 1 (Power) and compressors excluded from Class 2 by reason of the Class 2 proviso ("other than") | Foundations, supports (steelworks), storage cylinder (air receiver), air driers, filters and mains pipe work. | It is assumed that the item forms part of an "average size industrial, commercial or office complex". Where it would be normal to find more than one item in such a hereditament the ERC stated has been adjusted to reflect any number / quantity, discount. These figures are NOT one off figures. | - | Rotary Screw Compressors Notes : Compressors situated inside an insulated cabinet. Details are usually on outer cover if not ask the site engineer. Often coloured light blue | - | 20004 |  | Each | - | NA | NA | NA | 140746.0545 | Option 3 | 189544.869 | 34.67% | 81234.1391 | 72367.2115 | -48.58% | -61.82% | 72367.2115 | -48.58% | Indexed | NA | VOA_GPN_GOV_UK\7246041 | 2019-08-30 | Low | Amber | Medium | Risk taken from previous CG | - | - | NA | SPONS M | NA | (BEAMS Note 1) The ERC for this item should be added to the total of the ERC of the other P&M items on the site and the Buildings ERC (where applicable) to enable the correct contract size adjustment to be made. ERC of P&M Items + ERC of Building Component’s = Total ERC (net figure rateable items only) to which contract size adjustment should be applied The 2021 Generic Contractors Test Spreadsheet has this facility built into the programme - it is recommended you undertake all contractors test valuations using this spreadsheet. (Details on the application of contract size adjustments can be found in the RCG 2021 Guidance notes). Where RV is calculated using the comparative method (rental method) the contract size adjustment should be made as follows: Select - SCAT code box "P and M as an addition” within the 2021 Generic Contractors Test Spreadsheet facility. Or Where the spreadsheet is not used take the: Reciprocal of statutory de-capitalisation rate (i.e. 5% reciprocal = 20) multiply by rateable value of the buildings (before any overall end allowances are made and after making a notional deduction for the land value) and add to the ERC of P&M. Use resultant figure to calculate contract size adjustment. (Guidance Notes - Section 6) | Rotary Screw Compressors Notes : Compressors situated inside an insulated cabinet. Details are usually on outer cover if not ask the site engineer. Often coloured light blue | - | 1 | TRUE
130 | 201A23 | 3924 | 201A23 | Air | Compressors | Rotary screw 7.5 bar | Motor kw 11 - 15 hp | 62 ft³ / min | Rotary Screw Air Compressor Air Compressors - Machine for compressing air by means of interlocking screws Usually electrically driven but could be steam turbine or diesel engine driven. This rotary screw compressor is commonly found where the requirement is for small to medium pressures. It is not often employed where very high pressures are required. It is quieter in operation than a comparable piston compressor and thus it is not necessarily found in a power-house ( as most large piston compressors are ) The storage cylinder ( receiver ) is located away from the compressor and between the two is usually air filters and air dryers. Smaller units produce pressures in the 7 Bar to 8 bar range. The compressor switches on when the pressure in the receiver is below the pre set figure. | Considered Not Applicable at time of Publication | (BEAMS Note 1) The ERC for this item should be added to the total of the ERC of the other P&M items on the site and the Buildings ERC (where applicable) to enable the correct contract size adjustment to be made. ERC of P&M Items + ERC of Building Component’s = Total ERC (net figure rateable items only) to which contract size adjustment should be applied The 2023 Generic Contractors Test Spreadsheet has this facility built into the programme - it is recommended you undertake all contractors test valuations using this spreadsheet. (Details on the application of contract size adjustments can be found in the RCG 2023 Guidance notes). Where RV is calculated using the comparative method (rental method) the contract size adjustment should be made as follows: Select - SCAT code box ""P and M as an addition” within the 2023 Generic Contractors Test Spreadsheet facility. Or Where the spreadsheet is not used take the: Reciprocal of statutory de-capitalisation rate (i.e. 5% reciprocal = 20) multiply by rateable value of the buildings (before any overall end allowances are made and after making a notional deduction for the land value) and add to the ERC of P&M. Use resultant figure to calculate contract size adjustment. (Guidance Notes - Section 6) | Costs include instrumentation, after cooler, motor The air receiver is NOT included. This size compressor is no longer commonly produced. For Stage 1 cost the modern equivalent would be a 7.5 Bar Compressor. 25 % uplift has been selected as the best fit. | 1.The Type ( rotary screw ) 2.The pressure in the cylinder Bar 3.The output of the system cubic m / hour 4.The size of the motor 5.Age This type of unit is usually enclosed in a cabinet. Most cabinets have a specification plate on the outside but where this is not available ask the engineer on site or look to the pressure on the adjacent air receiver. Never open a cabinet to obtain information from the plates attached to the individual machines. Cubic ft/min x 1.699 = cubic m/hour | Class 1 Table 1 (I) Air Compressor (Class 1 and 2) List of Accessories 2 (ii) - Compressors | Compressors not falling within Class 1 (Power) and compressors excluded from Class 2 by reason of the Class 2 proviso ("other than") | Foundations, supports (steelworks), storage cylinder (air receiver), air driers, filters and mains pipe work. | It is assumed that the item forms part of an "average size industrial, commercial or office complex". Where it would be normal to find more than one item in such a hereditament the ERC stated has been adjusted to reflect any number / quantity, discount. These figures are NOT one off figures. | - | Rotary Screw Compressor Note: Compressor situated inside insulation cabinet. Light blue pipes = compressed air. Details are usually on outer cover if not ask the site engine. Record concrete foundations Ochre pipe = Gas (Natural) | - | 20005 |  | Each | - | NA | NA | NA | 11080.9592 | Option 3 | 14922.8976 | 34.67% | 5136.7089 | 4576.0232 | -58.7% | -69.34% | 4576.0232 | -58.7% | Indexed | NA | VOA_GPN_GOV_UK\7246041 | 2019-08-30 | Low | Amber | Medium | Risk taken from previous CG | - | - | NA | SPONS M | NA | (BEAMS Note 1) The ERC for this item should be added to the total of the ERC of the other P&M items on the site and the Buildings ERC (where applicable) to enable the correct contract size adjustment to be made. ERC of P&M Items + ERC of Building Component’s = Total ERC (net figure rateable items only) to which contract size adjustment should be applied The 2021 Generic Contractors Test Spreadsheet has this facility built into the programme - it is recommended you undertake all contractors test valuations using this spreadsheet. (Details on the application of contract size adjustments can be found in the RCG 2021 Guidance notes). Where RV is calculated using the comparative method (rental method) the contract size adjustment should be made as follows: Select - SCAT code box "P and M as an addition” within the 2021 Generic Contractors Test Spreadsheet facility. Or Where the spreadsheet is not used take the: Reciprocal of statutory de-capitalisation rate (i.e. 5% reciprocal = 20) multiply by rateable value of the buildings (before any overall end allowances are made and after making a notional deduction for the land value) and add to the ERC of P&M. Use resultant figure to calculate contract size adjustment. (Guidance Notes - Section 6) | Rotary Screw Compressor Note: Compressor situated inside insulation cabinet. Light blue pipes = compressed air. Details are usually on outer cover if not ask the site engine. Record concrete foundations Ochre pipe = Gas (Natural) | - | 1 | TRUE
131 | 201A24 | 3925 | 201A24 | Air | Compressors | Rotary screw 7.5 bar | Motor kw 18 - 25 hp | 102 ft³ / min | Rotary Screw Air Compressor Air Compressors - Machine for compressing air by means of interlocking screws Usually electrically driven but could be steam turbine or diesel engine driven. This rotary screw compressor is commonly found where the requirement is for small to medium pressures. It is not often employed where very high pressures are required. It is quieter in operation than a comparable piston compressor and thus it is not necessarily found in a power-house ( as most large piston compressors are ) The storage cylinder ( receiver ) is located away from the compressor and between the two is usually air filters and air dryers. Smaller units produce pressures in the 7 Bar to 8 bar range. The compressor switches on when the pressure in the receiver is below the pre set figure. | Considered Not Applicable at time of Publication | (BEAMS Note 1) The ERC for this item should be added to the total of the ERC of the other P&M items on the site and the Buildings ERC (where applicable) to enable the correct contract size adjustment to be made. ERC of P&M Items + ERC of Building Component’s = Total ERC (net figure rateable items only) to which contract size adjustment should be applied The 2023 Generic Contractors Test Spreadsheet has this facility built into the programme - it is recommended you undertake all contractors test valuations using this spreadsheet. (Details on the application of contract size adjustments can be found in the RCG 2023 Guidance notes). Where RV is calculated using the comparative method (rental method) the contract size adjustment should be made as follows: Select - SCAT code box ""P and M as an addition” within the 2023 Generic Contractors Test Spreadsheet facility. Or Where the spreadsheet is not used take the: Reciprocal of statutory de-capitalisation rate (i.e. 5% reciprocal = 20) multiply by rateable value of the buildings (before any overall end allowances are made and after making a notional deduction for the land value) and add to the ERC of P&M. Use resultant figure to calculate contract size adjustment. (Guidance Notes - Section 6) | Costs include instrumentation, after cooler, motor The air receiver is NOT included. This size compressor is no longer commonly produced. For Stage 1 cost the modern equivalent would be a 7.5 Bar Compressor. 25 % uplift has been selected as the best fit. | 1.The Type ( rotary screw ) 2.The pressure in the cylinder Bar 3.The output of the system cubic m / hour 4.The size of the motor 5.Age This type of unit is usually enclosed in a cabinet. Most cabinets have a specification plate on the outside but where this is not available ask the engineer on site or look to the pressure on the adjacent air receiver. Never open a cabinet to obtain information from the plates attached to the individual machines. Cubic ft/min x 1.699 = cubic m/hour | Class 1 Table 1 (I) Air Compressor (Class 1 and 2) List of Accessories 2 (ii) - Compressors | Compressors not falling within Class 1 (Power) and compressors excluded from Class 2 by reason of the Class 2 proviso ("other than") | Foundations, supports (steelworks), storage cylinder (air receiver), air driers, filters and mains pipe work. | It is assumed that the item forms part of an "average size industrial, commercial or office complex". Where it would be normal to find more than one item in such a hereditament the ERC stated has been adjusted to reflect any number / quantity, discount. These figures are NOT one off figures. | - | Rotary Screw Compressor Note: Compressor situated inside insulation cabinet. Light blue pipes = compressed air. Details are usually on outer cover if not ask the site engine. Record concrete foundations Ochre pipe = Gas (Natural) | - | 20005 |  | Each | - | NA | NA | NA | 16621.4388 | Option 3 | 22384.3464 | 34.67% | 9055.4353 | 8067.0099 | -51.47% | -63.96% | 8067.0099 | -51.47% | Indexed | NA | VOA_GPN_GOV_UK\7246041 | 2019-08-30 | Low | Amber | Medium | Risk taken from previous CG | - | - | NA | SPONS M | NA | (BEAMS Note 1) The ERC for this item should be added to the total of the ERC of the other P&M items on the site and the Buildings ERC (where applicable) to enable the correct contract size adjustment to be made. ERC of P&M Items + ERC of Building Component’s = Total ERC (net figure rateable items only) to which contract size adjustment should be applied The 2021 Generic Contractors Test Spreadsheet has this facility built into the programme - it is recommended you undertake all contractors test valuations using this spreadsheet. (Details on the application of contract size adjustments can be found in the RCG 2021 Guidance notes). Where RV is calculated using the comparative method (rental method) the contract size adjustment should be made as follows: Select - SCAT code box "P and M as an addition” within the 2021 Generic Contractors Test Spreadsheet facility. Or Where the spreadsheet is not used take the: Reciprocal of statutory de-capitalisation rate (i.e. 5% reciprocal = 20) multiply by rateable value of the buildings (before any overall end allowances are made and after making a notional deduction for the land value) and add to the ERC of P&M. Use resultant figure to calculate contract size adjustment. (Guidance Notes - Section 6) | Rotary Screw Compressor Note: Compressor situated inside insulation cabinet. Light blue pipes = compressed air. Details are usually on outer cover if not ask the site engine. Record concrete foundations Ochre pipe = Gas (Natural) | - | 1 | TRUE
132 | 201A25 | 3926 | 201A25 | Air | Compressors | Rotary screw 7.5 bar | Motor kw 30 - 40 hp | 155 ft³ / min | Rotary Screw Air Compressor Air Compressors - Machine for compressing air by means of interlocking screws Usually electrically driven but could be steam turbine or diesel engine driven. This rotary screw compressor is commonly found where the requirement is for small to medium pressures. It is not often employed where very high pressures are required. It is quieter in operation than a comparable piston compressor and thus it is not necessarily found in a power-house ( as most large piston compressors are ) The storage cylinder ( receiver ) is located away from the compressor and between the two is usually air filters and air dryers. Smaller units produce pressures in the 7 Bar to 8 bar range. The compressor switches on when the pressure in the receiver is below the pre set figure. | Considered Not Applicable at time of Publication | (BEAMS Note 1) The ERC for this item should be added to the total of the ERC of the other P&M items on the site and the Buildings ERC (where applicable) to enable the correct contract size adjustment to be made. ERC of P&M Items + ERC of Building Component’s = Total ERC (net figure rateable items only) to which contract size adjustment should be applied The 2023 Generic Contractors Test Spreadsheet has this facility built into the programme - it is recommended you undertake all contractors test valuations using this spreadsheet. (Details on the application of contract size adjustments can be found in the RCG 2023 Guidance notes). Where RV is calculated using the comparative method (rental method) the contract size adjustment should be made as follows: Select - SCAT code box ""P and M as an addition” within the 2023 Generic Contractors Test Spreadsheet facility. Or Where the spreadsheet is not used take the: Reciprocal of statutory de-capitalisation rate (i.e. 5% reciprocal = 20) multiply by rateable value of the buildings (before any overall end allowances are made and after making a notional deduction for the land value) and add to the ERC of P&M. Use resultant figure to calculate contract size adjustment. (Guidance Notes - Section 6) | Costs include instrumentation, after cooler, motor The air receiver is NOT included. This size compressor is no longer commonly produced. For Stage 1 cost the modern equivalent would be a 7.5 Bar Compressor. 25 % uplift has been selected as the best fit. | 1.The Type ( rotary screw ) 2.The pressure in the cylinder Bar 3.The output of the system cubic m / hour 4.The size of the motor 5.Age This type of unit is usually enclosed in a cabinet. Most cabinets have a specification plate on the outside but where this is not available ask the engineer on site or look to the pressure on the adjacent air receiver. Never open a cabinet to obtain information from the plates attached to the individual machines. Cubic ft/min x 1.699 = cubic m/hour | Class 1 Table 1 (I) Air Compressor (Class 1 and 2) List of Accessories 2 (ii) - Compressors | Compressors not falling within Class 1 (Power) and compressors excluded from Class 2 by reason of the Class 2 proviso ("other than") | Foundations, supports (steelworks), storage cylinder (air receiver), air driers, filters and mains pipe work. | It is assumed that the item forms part of an "average size industrial, commercial or office complex". Where it would be normal to find more than one item in such a hereditament the ERC stated has been adjusted to reflect any number / quantity, discount. These figures are NOT one off figures. | - | Rotary Screw Compressor Note: Compressor situated inside insulation cabinet. Light blue pipes = compressed air. Details are usually on outer cover if not ask the site engine. Record concrete foundations Ochre pipe = Gas (Natural) | - | 20005 |  | Each | - | NA | NA | NA | 24753.4331 | Option 3 | 33335.8278 | 34.67% | 7201.9837 | 6415.8675 | -74.08% | -80.75% | 6415.8675 | -74.08% | Indexed | NA | VOA_GPN_GOV_UK\7246041 | 2019-08-30 | Low | Amber | Medium | Risk taken from previous CG | - | - | NA | SPONS M | NA | (BEAMS Note 1) The ERC for this item should be added to the total of the ERC of the other P&M items on the site and the Buildings ERC (where applicable) to enable the correct contract size adjustment to be made. ERC of P&M Items + ERC of Building Component’s = Total ERC (net figure rateable items only) to which contract size adjustment should be applied The 2021 Generic Contractors Test Spreadsheet has this facility built into the programme - it is recommended you undertake all contractors test valuations using this spreadsheet. (Details on the application of contract size adjustments can be found in the RCG 2021 Guidance notes). Where RV is calculated using the comparative method (rental method) the contract size adjustment should be made as follows: Select - SCAT code box "P and M as an addition” within the 2021 Generic Contractors Test Spreadsheet facility. Or Where the spreadsheet is not used take the: Reciprocal of statutory de-capitalisation rate (i.e. 5% reciprocal = 20) multiply by rateable value of the buildings (before any overall end allowances are made and after making a notional deduction for the land value) and add to the ERC of P&M. Use resultant figure to calculate contract size adjustment. (Guidance Notes - Section 6) | Rotary Screw Compressor Note: Compressor situated inside insulation cabinet. Light blue pipes = compressed air. Details are usually on outer cover if not ask the site engine. Record concrete foundations Ochre pipe = Gas (Natural) | - | 1 | TRUE
133 | 201A26 | 3927 | 201A26 | Air | Compressors | Rotary screw 7.5 bar | Motor kw 38 - 50 hp | 218 ft³ / min | Rotary Screw Air Compressor Air Compressors - Machine for compressing air by means of interlocking screws Usually electrically driven but could be steam turbine or diesel engine driven. This rotary screw compressor is commonly found where the requirement is for small to medium pressures. It is not often employed where very high pressures are required. It is quieter in operation than a comparable piston compressor and thus it is not necessarily found in a power-house ( as most large piston compressors are ) The storage cylinder ( receiver ) is located away from the compressor and between the two is usually air filters and air dryers. Smaller units produce pressures in the 7 Bar to 8 bar range. The compressor switches on when the pressure in the receiver is below the pre set figure. | Considered Not Applicable at time of Publication | (BEAMS Note 1) The ERC for this item should be added to the total of the ERC of the other P&M items on the site and the Buildings ERC (where applicable) to enable the correct contract size adjustment to be made. ERC of P&M Items + ERC of Building Component’s = Total ERC (net figure rateable items only) to which contract size adjustment should be applied The 2023 Generic Contractors Test Spreadsheet has this facility built into the programme - it is recommended you undertake all contractors test valuations using this spreadsheet. (Details on the application of contract size adjustments can be found in the RCG 2023 Guidance notes). Where RV is calculated using the comparative method (rental method) the contract size adjustment should be made as follows: Select - SCAT code box ""P and M as an addition” within the 2023 Generic Contractors Test Spreadsheet facility. Or Where the spreadsheet is not used take the: Reciprocal of statutory de-capitalisation rate (i.e. 5% reciprocal = 20) multiply by rateable value of the buildings (before any overall end allowances are made and after making a notional deduction for the land value) and add to the ERC of P&M. Use resultant figure to calculate contract size adjustment. (Guidance Notes - Section 6) | Costs include instrumentation, after cooler, motor The air receiver is NOT included. This size compressor is no longer commonly produced. For Stage 1 cost the modern equivalent would be a 7.5 Bar Compressor. 25 % uplift has been selected as the best fit. | 1.The Type ( rotary screw ) 2.The pressure in the cylinder Bar 3.The output of the system cubic m / hour 4.The size of the motor 5.Age This type of unit is usually enclosed in a cabinet. Most cabinets have a specification plate on the outside but where this is not available ask the engineer on site or look to the pressure on the adjacent air receiver. Never open a cabinet to obtain information from the plates attached to the individual machines. Cubic ft/min x 1.699 = cubic m/hour | Class 1 Table 1 (I) Air Compressor (Class 1 and 2) List of Accessories 2 (ii) - Compressors | Compressors not falling within Class 1 (Power) and compressors excluded from Class 2 by reason of the Class 2 proviso ("other than") | Foundations, supports (steelworks), storage cylinder (air receiver), air driers, filters and mains pipe work. | It is assumed that the item forms part of an "average size industrial, commercial or office complex". Where it would be normal to find more than one item in such a hereditament the ERC stated has been adjusted to reflect any number / quantity, discount. These figures are NOT one off figures. | - | Rotary Screw Compressor Note: Compressor situated inside insulation cabinet. Light blue pipes = compressed air. Details are usually on outer cover if not ask the site engine. Record concrete foundations Ochre pipe = Gas (Natural) | - | 20005 |  | Each | - | NA | NA | NA | 28774.7489 | Option 3 | 38751.3954 | 34.67% | 11226.6216 | 10001.2052 | -65.24% | -74.19% | 10001.2052 | -65.24% | Indexed | NA | VOA_GPN_GOV_UK\7246041 | 2019-08-30 | Low | Amber | Medium | Risk taken from previous CG | - | - | NA | SPONS M | NA | (BEAMS Note 1) The ERC for this item should be added to the total of the ERC of the other P&M items on the site and the Buildings ERC (where applicable) to enable the correct contract size adjustment to be made. ERC of P&M Items + ERC of Building Component’s = Total ERC (net figure rateable items only) to which contract size adjustment should be applied The 2021 Generic Contractors Test Spreadsheet has this facility built into the programme - it is recommended you undertake all contractors test valuations using this spreadsheet. (Details on the application of contract size adjustments can be found in the RCG 2021 Guidance notes). Where RV is calculated using the comparative method (rental method) the contract size adjustment should be made as follows: Select - SCAT code box "P and M as an addition” within the 2021 Generic Contractors Test Spreadsheet facility. Or Where the spreadsheet is not used take the: Reciprocal of statutory de-capitalisation rate (i.e. 5% reciprocal = 20) multiply by rateable value of the buildings (before any overall end allowances are made and after making a notional deduction for the land value) and add to the ERC of P&M. Use resultant figure to calculate contract size adjustment. (Guidance Notes - Section 6) | Rotary Screw Compressor Note: Compressor situated inside insulation cabinet. Light blue pipes = compressed air. Details are usually on outer cover if not ask the site engine. Record concrete foundations Ochre pipe = Gas (Natural) | - | 1 | TRUE
134 | 201A27 | 3928 | 201A27 | Air | Compressors | Rotary screw 7.5 bar | Motor kw 55 - 75 hp | 314 ft³ / min | Rotary Screw Air Compressor Air Compressors - Machine for compressing air by means of interlocking screws Usually electrically driven but could be steam turbine or diesel engine driven. This rotary screw compressor is commonly found where the requirement is for small to medium pressures. It is not often employed where very high pressures are required. It is quieter in operation than a comparable piston compressor and thus it is not necessarily found in a power-house ( as most large piston compressors are ) The storage cylinder ( receiver ) is located away from the compressor and between the two is usually air filters and air dryers. Smaller units produce pressures in the 7 Bar to 8 bar range. The compressor switches on when the pressure in the receiver is below the pre set figure. | Considered Not Applicable at time of Publication | (BEAMS Note 1) The ERC for this item should be added to the total of the ERC of the other P&M items on the site and the Buildings ERC (where applicable) to enable the correct contract size adjustment to be made. ERC of P&M Items + ERC of Building Component’s = Total ERC (net figure rateable items only) to which contract size adjustment should be applied The 2023 Generic Contractors Test Spreadsheet has this facility built into the programme - it is recommended you undertake all contractors test valuations using this spreadsheet. (Details on the application of contract size adjustments can be found in the RCG 2023 Guidance notes). Where RV is calculated using the comparative method (rental method) the contract size adjustment should be made as follows: Select - SCAT code box ""P and M as an addition” within the 2023 Generic Contractors Test Spreadsheet facility. Or Where the spreadsheet is not used take the: Reciprocal of statutory de-capitalisation rate (i.e. 5% reciprocal = 20) multiply by rateable value of the buildings (before any overall end allowances are made and after making a notional deduction for the land value) and add to the ERC of P&M. Use resultant figure to calculate contract size adjustment. (Guidance Notes - Section 6) | Costs include instrumentation, after cooler, motor The air receiver is NOT included. This size compressor is no longer commonly produced. For Stage 1 cost the modern equivalent would be a 7.5 Bar Compressor. 25 % uplift has been selected as the best fit. | 1.The Type ( rotary screw ) 2.The pressure in the cylinder Bar 3.The output of the system cubic m / hour 4.The size of the motor 5.Age This type of unit is usually enclosed in a cabinet. Most cabinets have a specification plate on the outside but where this is not available ask the engineer on site or look to the pressure on the adjacent air receiver. Never open a cabinet to obtain information from the plates attached to the individual machines. Cubic ft/min x 1.699 = cubic m/hour | Class 1 Table 1 (I) Air Compressor (Class 1 and 2) List of Accessories 2 (ii) - Compressors | Compressors not falling within Class 1 (Power) and compressors excluded from Class 2 by reason of the Class 2 proviso ("other than") | Foundations, supports (steelworks), storage cylinder (air receiver), air driers, filters and mains pipe work. | It is assumed that the item forms part of an "average size industrial, commercial or office complex". Where it would be normal to find more than one item in such a hereditament the ERC stated has been adjusted to reflect any number / quantity, discount. These figures are NOT one off figures. | - | Rotary Screw Compressor Note: Compressor situated inside insulation cabinet. Light blue pipes = compressed air. Details are usually on outer cover if not ask the site engine. Record concrete foundations Ochre pipe = Gas (Natural) | - | 20005 |  | Each | - | NA | NA | NA | 39319.5327 | Option 3 | 52952.2174 | 34.67% | 14827.6134 | 13209.139 | -66.41% | -75.05% | 13209.139 | -66.41% | Indexed | NA | VOA_GPN_GOV_UK\7246041 | 2019-08-30 | Low | Amber | Medium | Risk taken from previous CG | - | - | NA | SPONS M | NA | (BEAMS Note 1) The ERC for this item should be added to the total of the ERC of the other P&M items on the site and the Buildings ERC (where applicable) to enable the correct contract size adjustment to be made. ERC of P&M Items + ERC of Building Component’s = Total ERC (net figure rateable items only) to which contract size adjustment should be applied The 2021 Generic Contractors Test Spreadsheet has this facility built into the programme - it is recommended you undertake all contractors test valuations using this spreadsheet. (Details on the application of contract size adjustments can be found in the RCG 2021 Guidance notes). Where RV is calculated using the comparative method (rental method) the contract size adjustment should be made as follows: Select - SCAT code box "P and M as an addition” within the 2021 Generic Contractors Test Spreadsheet facility. Or Where the spreadsheet is not used take the: Reciprocal of statutory de-capitalisation rate (i.e. 5% reciprocal = 20) multiply by rateable value of the buildings (before any overall end allowances are made and after making a notional deduction for the land value) and add to the ERC of P&M. Use resultant figure to calculate contract size adjustment. (Guidance Notes - Section 6) | Rotary Screw Compressor Note: Compressor situated inside insulation cabinet. Light blue pipes = compressed air. Details are usually on outer cover if not ask the site engine. Record concrete foundations Ochre pipe = Gas (Natural) | - | 1 | TRUE
135 | 201A28 | 3929 | 201A28 | Air | Compressors | Rotary screw 7.5 bar | Motor kw 75 - 100 hp | 487 ft³ / min | Rotary Screw Air Compressor Air Compressors - Machine for compressing air by means of interlocking screws Usually electrically driven but could be steam turbine or diesel engine driven. This rotary screw compressor is commonly found where the requirement is for small to medium pressures. It is not often employed where very high pressures are required. It is quieter in operation than a comparable piston compressor and thus it is not necessarily found in a power-house ( as most large piston compressors are ) The storage cylinder ( receiver ) is located away from the compressor and between the two is usually air filters and air dryers. Smaller units produce pressures in the 7 Bar to 8 bar range. The compressor switches on when the pressure in the receiver is below the pre set figure. | Considered Not Applicable at time of Publication | (BEAMS Note 1) The ERC for this item should be added to the total of the ERC of the other P&M items on the site and the Buildings ERC (where applicable) to enable the correct contract size adjustment to be made. ERC of P&M Items + ERC of Building Component’s = Total ERC (net figure rateable items only) to which contract size adjustment should be applied The 2023 Generic Contractors Test Spreadsheet has this facility built into the programme - it is recommended you undertake all contractors test valuations using this spreadsheet. (Details on the application of contract size adjustments can be found in the RCG 2023 Guidance notes). Where RV is calculated using the comparative method (rental method) the contract size adjustment should be made as follows: Select - SCAT code box ""P and M as an addition” within the 2023 Generic Contractors Test Spreadsheet facility. Or Where the spreadsheet is not used take the: Reciprocal of statutory de-capitalisation rate (i.e. 5% reciprocal = 20) multiply by rateable value of the buildings (before any overall end allowances are made and after making a notional deduction for the land value) and add to the ERC of P&M. Use resultant figure to calculate contract size adjustment. (Guidance Notes - Section 6) | Costs include instrumentation, after cooler, motor The air receiver is NOT included. This size compressor is no longer commonly produced. For Stage 1 cost the modern equivalent would be a 7.5 Bar Compressor. 25 % uplift has been selected as the best fit. | 1.The Type ( rotary screw ) 2.The pressure in the cylinder Bar 3.The output of the system cubic m / hour 4.The size of the motor 5.Age This type of unit is usually enclosed in a cabinet. Most cabinets have a specification plate on the outside but where this is not available ask the engineer on site or look to the pressure on the adjacent air receiver. Never open a cabinet to obtain information from the plates attached to the individual machines. Cubic ft/min x 1.699 = cubic m/hour | Class 1 Table 1 (I) Air Compressor (Class 1 and 2) List of Accessories 2 (ii) - Compressors | Compressors not falling within Class 1 (Power) and compressors excluded from Class 2 by reason of the Class 2 proviso ("other than") | Foundations, supports (steelworks), storage cylinder (air receiver), air driers, filters and mains pipe work. | It is assumed that the item forms part of an "average size industrial, commercial or office complex". Where it would be normal to find more than one item in such a hereditament the ERC stated has been adjusted to reflect any number / quantity, discount. These figures are NOT one off figures. | - | Rotary Screw Compressor Note: Compressor situated inside insulation cabinet. Light blue pipes = compressed air. Details are usually on outer cover if not ask the site engine. Record concrete foundations Ochre pipe = Gas (Natural) | - | 20005 |  | Each | - | NA | NA | NA | 59247.3868 | Option 3 | 79789.3639 | 34.67% | 19064.0744 | 16983.1787 | -71.34% | -78.71% | 16983.1787 | -71.34% | Indexed | NA | VOA_GPN_GOV_UK\7246041 | 2019-08-30 | Low | Amber | Medium | Risk taken from previous CG | - | - | NA | SPONS M | NA | (BEAMS Note 1) The ERC for this item should be added to the total of the ERC of the other P&M items on the site and the Buildings ERC (where applicable) to enable the correct contract size adjustment to be made. ERC of P&M Items + ERC of Building Component’s = Total ERC (net figure rateable items only) to which contract size adjustment should be applied The 2021 Generic Contractors Test Spreadsheet has this facility built into the programme - it is recommended you undertake all contractors test valuations using this spreadsheet. (Details on the application of contract size adjustments can be found in the RCG 2021 Guidance notes). Where RV is calculated using the comparative method (rental method) the contract size adjustment should be made as follows: Select - SCAT code box "P and M as an addition” within the 2021 Generic Contractors Test Spreadsheet facility. Or Where the spreadsheet is not used take the: Reciprocal of statutory de-capitalisation rate (i.e. 5% reciprocal = 20) multiply by rateable value of the buildings (before any overall end allowances are made and after making a notional deduction for the land value) and add to the ERC of P&M. Use resultant figure to calculate contract size adjustment. (Guidance Notes - Section 6) | Rotary Screw Compressor Note: Compressor situated inside insulation cabinet. Light blue pipes = compressed air. Details are usually on outer cover if not ask the site engine. Record concrete foundations Ochre pipe = Gas (Natural) | - | 1 | TRUE
136 | 201A29 | 3930 | 201A29 | Air | Compressors | Rotary screw 7.5 bar | Motor kw 110 - 150 hp | 706 ft³ / min | Rotary Screw Air Compressor Air Compressors - Machine for compressing air by means of interlocking screws Usually electrically driven but could be steam turbine or diesel engine driven. This rotary screw compressor is commonly found where the requirement is for small to medium pressures. It is not often employed where very high pressures are required. It is quieter in operation than a comparable piston compressor and thus it is not necessarily found in a power-house ( as most large piston compressors are ) The storage cylinder ( receiver ) is located away from the compressor and between the two is usually air filters and air dryers. Smaller units produce pressures in the 7 Bar to 8 bar range. The compressor switches on when the pressure in the receiver is below the pre set figure. | Considered Not Applicable at time of Publication | (BEAMS Note 1) The ERC for this item should be added to the total of the ERC of the other P&M items on the site and the Buildings ERC (where applicable) to enable the correct contract size adjustment to be made. ERC of P&M Items + ERC of Building Component’s = Total ERC (net figure rateable items only) to which contract size adjustment should be applied The 2023 Generic Contractors Test Spreadsheet has this facility built into the programme - it is recommended you undertake all contractors test valuations using this spreadsheet. (Details on the application of contract size adjustments can be found in the RCG 2023 Guidance notes). Where RV is calculated using the comparative method (rental method) the contract size adjustment should be made as follows: Select - SCAT code box ""P and M as an addition” within the 2023 Generic Contractors Test Spreadsheet facility. Or Where the spreadsheet is not used take the: Reciprocal of statutory de-capitalisation rate (i.e. 5% reciprocal = 20) multiply by rateable value of the buildings (before any overall end allowances are made and after making a notional deduction for the land value) and add to the ERC of P&M. Use resultant figure to calculate contract size adjustment. (Guidance Notes - Section 6) | Costs include instrumentation, after cooler, motor The air receiver is NOT included. This size compressor is no longer commonly produced. For Stage 1 cost the modern equivalent would be a 7.5 Bar Compressor. 25 % uplift has been selected as the best fit. | 1.The Type ( rotary screw ) 2.The pressure in the cylinder Bar 3.The output of the system cubic m / hour 4.The size of the motor 5.Age This type of unit is usually enclosed in a cabinet. Most cabinets have a specification plate on the outside but where this is not available ask the engineer on site or look to the pressure on the adjacent air receiver. Never open a cabinet to obtain information from the plates attached to the individual machines. Cubic ft/min x 1.699 = cubic m/hour | Class 1 Table 1 (I) Air Compressor (Class 1 and 2) List of Accessories 2 (ii) - Compressors | Compressors not falling within Class 1 (Power) and compressors excluded from Class 2 by reason of the Class 2 proviso ("other than") | Foundations, supports (steelworks), storage cylinder (air receiver), air driers, filters and mains pipe work. | It is assumed that the item forms part of an "average size industrial, commercial or office complex". Where it would be normal to find more than one item in such a hereditament the ERC stated has been adjusted to reflect any number / quantity, discount. These figures are NOT one off figures. | - | Rotary Screw Compressor Note: Compressor situated inside insulation cabinet. Light blue pipes = compressed air. Details are usually on outer cover if not ask the site engine. Record concrete foundations Ochre pipe = Gas (Natural) | - | 20005 |  | Each | - | NA | NA | NA | 78639.0654 | Option 3 | 105904.4348 | 34.67% | 23512.3584 | 20945.9204 | -73.36% | -80.22% | 20945.9204 | -73.36% | Indexed | NA | VOA_GPN_GOV_UK\7246041 | 2019-08-30 | Low | Amber | Medium | Risk taken from previous CG | - | - | NA | SPONS M | NA | (BEAMS Note 1) The ERC for this item should be added to the total of the ERC of the other P&M items on the site and the Buildings ERC (where applicable) to enable the correct contract size adjustment to be made. ERC of P&M Items + ERC of Building Component’s = Total ERC (net figure rateable items only) to which contract size adjustment should be applied The 2021 Generic Contractors Test Spreadsheet has this facility built into the programme - it is recommended you undertake all contractors test valuations using this spreadsheet. (Details on the application of contract size adjustments can be found in the RCG 2021 Guidance notes). Where RV is calculated using the comparative method (rental method) the contract size adjustment should be made as follows: Select - SCAT code box "P and M as an addition” within the 2021 Generic Contractors Test Spreadsheet facility. Or Where the spreadsheet is not used take the: Reciprocal of statutory de-capitalisation rate (i.e. 5% reciprocal = 20) multiply by rateable value of the buildings (before any overall end allowances are made and after making a notional deduction for the land value) and add to the ERC of P&M. Use resultant figure to calculate contract size adjustment. (Guidance Notes - Section 6) | Rotary Screw Compressor Note: Compressor situated inside insulation cabinet. Light blue pipes = compressed air. Details are usually on outer cover if not ask the site engine. Record concrete foundations Ochre pipe = Gas (Natural) | - | 1 | TRUE
137 | 201A30 | 3931 | 201A30 | Air | Compressors | Rotary screw 7.5 bar | Motor kw 120 - 164 hp | 777 ft³ / min | Rotary Screw Air Compressor Air Compressors - Machine for compressing air by means of interlocking screws Usually electrically driven but could be steam turbine or diesel engine driven. This rotary screw compressor is commonly found where the requirement is for small to medium pressures. It is not often employed where very high pressures are required. It is quieter in operation than a comparable piston compressor and thus it is not necessarily found in a power-house ( as most large piston compressors are ) The storage cylinder ( receiver ) is located away from the compressor and between the two is usually air filters and air dryers. Smaller units produce pressures in the 7 Bar to 8 bar range. The compressor switches on when the pressure in the receiver is below the pre set figure. | Considered Not Applicable at time of Publication | (BEAMS Note 1) The ERC for this item should be added to the total of the ERC of the other P&M items on the site and the Buildings ERC (where applicable) to enable the correct contract size adjustment to be made. ERC of P&M Items + ERC of Building Component’s = Total ERC (net figure rateable items only) to which contract size adjustment should be applied The 2023 Generic Contractors Test Spreadsheet has this facility built into the programme - it is recommended you undertake all contractors test valuations using this spreadsheet. (Details on the application of contract size adjustments can be found in the RCG 2023 Guidance notes). Where RV is calculated using the comparative method (rental method) the contract size adjustment should be made as follows: Select - SCAT code box ""P and M as an addition” within the 2023 Generic Contractors Test Spreadsheet facility. Or Where the spreadsheet is not used take the: Reciprocal of statutory de-capitalisation rate (i.e. 5% reciprocal = 20) multiply by rateable value of the buildings (before any overall end allowances are made and after making a notional deduction for the land value) and add to the ERC of P&M. Use resultant figure to calculate contract size adjustment. (Guidance Notes - Section 6) | Costs include instrumentation, after cooler, motor The air receiver is NOT included. This size compressor is no longer commonly produced. For Stage 1 cost the modern equivalent would be a 7.5 Bar Compressor. 25 % uplift has been selected as the best fit. | 1.The Type ( rotary screw ) 2.The pressure in the cylinder Bar 3.The output of the system cubic m / hour 4.The size of the motor 5.Age This type of unit is usually enclosed in a cabinet. Most cabinets have a specification plate on the outside but where this is not available ask the engineer on site or look to the pressure on the adjacent air receiver. Never open a cabinet to obtain information from the plates attached to the individual machines. Cubic ft/min x 1.699 = cubic m/hour | Class 1 Table 1 (I) Air Compressor (Class 1 and 2) List of Accessories 2 (ii) - Compressors | Compressors not falling within Class 1 (Power) and compressors excluded from Class 2 by reason of the Class 2 proviso ("other than") | Foundations, supports (steelworks), storage cylinder (air receiver), air driers, filters and mains pipe work. | It is assumed that the item forms part of an "average size industrial, commercial or office complex". Where it would be normal to find more than one item in such a hereditament the ERC stated has been adjusted to reflect any number / quantity, discount. These figures are NOT one off figures. | - | Rotary Screw Compressor Note: Compressor situated inside insulation cabinet. Light blue pipes = compressed air. Details are usually on outer cover if not ask the site engine. Record concrete foundations Ochre pipe = Gas (Natural) | - | 20005 |  | Each | - | NA | NA | NA | 86681.6971 | Option 3 | 116735.5701 | 34.67% | 25630.5889 | 22832.9403 | -73.66% | -80.44% | 22832.9403 | -73.66% | Indexed | NA | VOA_GPN_GOV_UK\7246041 | 2019-08-30 | Low | Amber | Medium | Risk taken from previous CG | - | - | NA | SPONS M | NA | (BEAMS Note 1) The ERC for this item should be added to the total of the ERC of the other P&M items on the site and the Buildings ERC (where applicable) to enable the correct contract size adjustment to be made. ERC of P&M Items + ERC of Building Component’s = Total ERC (net figure rateable items only) to which contract size adjustment should be applied The 2021 Generic Contractors Test Spreadsheet has this facility built into the programme - it is recommended you undertake all contractors test valuations using this spreadsheet. (Details on the application of contract size adjustments can be found in the RCG 2021 Guidance notes). Where RV is calculated using the comparative method (rental method) the contract size adjustment should be made as follows: Select - SCAT code box "P and M as an addition” within the 2021 Generic Contractors Test Spreadsheet facility. Or Where the spreadsheet is not used take the: Reciprocal of statutory de-capitalisation rate (i.e. 5% reciprocal = 20) multiply by rateable value of the buildings (before any overall end allowances are made and after making a notional deduction for the land value) and add to the ERC of P&M. Use resultant figure to calculate contract size adjustment. (Guidance Notes - Section 6) | Rotary Screw Compressor Note: Compressor situated inside insulation cabinet. Light blue pipes = compressed air. Details are usually on outer cover if not ask the site engine. Record concrete foundations Ochre pipe = Gas (Natural) | - | 1 | TRUE
138 | 201A61 | 3949 | 201A61 | Air | Compressors | Rotary screw 8 bar | 11 kw | 102 ft³ / min | Rotary Screw Air Compressor Air Compressors - Machine for compressing air by means of interlocking screws Usually electrically driven but could be steam turbine or diesel engine driven. This rotary screw compressor is commonly found where the requirement is for small to medium pressures. It is not often employed where very high pressures are required. It is quieter in operation than a comparable piston compressor and thus it is not necessarily found in a power-house ( as most large piston compressors are ) The storage cylinder ( receiver ) is located away from the compressor and between the two is usually air filters and air dryers. Smaller units produce pressures in the 7 Bar to 8 bar range. The compressor switches on when the pressure in the receiver is below the pre set figure. | Considered Not Applicable at time of Publication | (BEAMS Note 1) The ERC for this item should be added to the total of the ERC of the other P&M items on the site and the Buildings ERC (where applicable) to enable the correct contract size adjustment to be made. ERC of P&M Items + ERC of Building Component’s = Total ERC (net figure rateable items only) to which contract size adjustment should be applied The 2023 Generic Contractors Test Spreadsheet has this facility built into the programme - it is recommended you undertake all contractors test valuations using this spreadsheet. (Details on the application of contract size adjustments can be found in the RCG 2023 Guidance notes). Where RV is calculated using the comparative method (rental method) the contract size adjustment should be made as follows: Select - SCAT code box ""P and M as an addition” within the 2023 Generic Contractors Test Spreadsheet facility. Or Where the spreadsheet is not used take the: Reciprocal of statutory de-capitalisation rate (i.e. 5% reciprocal = 20) multiply by rateable value of the buildings (before any overall end allowances are made and after making a notional deduction for the land value) and add to the ERC of P&M. Use resultant figure to calculate contract size adjustment. (Guidance Notes - Section 6) | Costs include instrumentation, after cooler, motor The air receiver is NOT included. This size compressor is no longer commonly produced. For Stage 1 cost the modern equivalent would be a 7.5 Bar Compressor. 25 % uplift has been selected as the best fit. | 1.The Type ( rotary screw ) 2.The pressure in the cylinder = Bar 3.The output of the system = cubic m / hour 4.The size of the motor 5.Age This type of unit is usually enclosed in a cabinet. Most cabinets have a specification plate on the outside but where this is not available ask the engineer on site or look to the pressure on the adjacent air receiver. Never open a cabinet to obtain information from the plates attached to the individual machines. Cubic ft/min x 1.699 = cubic m/hour If the only information available is the size of the motor :- To find cubic m/hour from hp of motor x by 7.6 (approx.) To find cubic ft/min from hp of motor x by 4.5 (approx.) Note the information above is approximate and should be used with care. The motors work at 1450 rpm | Class 1 Table 1 (I) Air Compressor (Class 1 and 2) List of Accessories 2 (ii) - Compressors | Compressors not falling within Class 1 (Power) and compressors excluded from Class 2 by reason of the Class 2 proviso ("other than") | Foundations, supports (steelworks), storage cylinder (air receiver), air driers, filters and mains pipe work. | It is assumed that the item forms part of an "average size industrial, commercial or office complex". Where it would be normal to find more than one item in such a hereditament the ERC stated has been adjusted to reflect any number / quantity, discount. These figures are NOT one off figures. | - | Rotary Screw Compressor Note: Compressor situated inside insulated cabinet. Light blue pipes = compressed air Details are usually on outer cover if not ask the site engineer. Record concrete foundations Ochre pipe = Gas (Natural) | - | 20006 |  | Each | - | NA | NA | NA | 16621.4388 | Option 3 | 22384.3464 | 34.67% | 6354.6915 | 5661.0596 | -65.94% | -74.71% | 5661.0596 | -65.94% | Indexed | NA | VOA_GPN_GOV_UK\7246041 | 2019-08-30 | Low | Amber | Medium | Risk taken from previous CG | - | - | NA | SPONS M | NA | (BEAMS Note 1) The ERC for this item should be added to the total of the ERC of the other P&M items on the site and the Buildings ERC (where applicable) to enable the correct contract size adjustment to be made. ERC of P&M Items + ERC of Building Component’s = Total ERC (net figure rateable items only) to which contract size adjustment should be applied The 2021 Generic Contractors Test Spreadsheet has this facility built into the programme - it is recommended you undertake all contractors test valuations using this spreadsheet. (Details on the application of contract size adjustments can be found in the RCG 2021 Guidance notes). Where RV is calculated using the comparative method (rental method) the contract size adjustment should be made as follows: Select - SCAT code box "P and M as an addition” within the 2021 Generic Contractors Test Spreadsheet facility. Or Where the spreadsheet is not used take the: Reciprocal of statutory de-capitalisation rate (i.e. 5% reciprocal = 20) multiply by rateable value of the buildings (before any overall end allowances are made and after making a notional deduction for the land value) and add to the ERC of P&M. Use resultant figure to calculate contract size adjustment. (Guidance Notes - Section 6) | Rotary Screw Compressor Note: Compressor situated inside insulated cabinet. Light blue pipes = compressed air Details are usually on outer cover if not ask the site engineer. Record concrete foundations Ochre pipe = Gas (Natural) | - | 1 | TRUE
139 | 201A62 | 3952 | 201A62 | Air | Compressors | Rotary screw 8 bar | 15 kw | 166 ft³ / min | Rotary Screw Air Compressor Air Compressors - Machine for compressing air by means of interlocking screws Usually electrically driven but could be steam turbine or diesel engine driven. This rotary screw compressor is commonly found where the requirement is for small to medium pressures. It is not often employed where very high pressures are required. It is quieter in operation than a comparable piston compressor and thus it is not necessarily found in a power-house ( as most large piston compressors are ) The storage cylinder ( receiver ) is located away from the compressor and between the two is usually air filters and air dryers. Smaller units produce pressures in the 7 Bar to 8 bar range. The compressor switches on when the pressure in the receiver is below the pre set figure. | Considered Not Applicable at time of Publication | (BEAMS Note 1) The ERC for this item should be added to the total of the ERC of the other P&M items on the site and the Buildings ERC (where applicable) to enable the correct contract size adjustment to be made. ERC of P&M Items + ERC of Building Component’s = Total ERC (net figure rateable items only) to which contract size adjustment should be applied The 2023 Generic Contractors Test Spreadsheet has this facility built into the programme - it is recommended you undertake all contractors test valuations using this spreadsheet. (Details on the application of contract size adjustments can be found in the RCG 2023 Guidance notes). Where RV is calculated using the comparative method (rental method) the contract size adjustment should be made as follows: Select - SCAT code box ""P and M as an addition” within the 2023 Generic Contractors Test Spreadsheet facility. Or Where the spreadsheet is not used take the: Reciprocal of statutory de-capitalisation rate (i.e. 5% reciprocal = 20) multiply by rateable value of the buildings (before any overall end allowances are made and after making a notional deduction for the land value) and add to the ERC of P&M. Use resultant figure to calculate contract size adjustment. (Guidance Notes - Section 6) | Costs include instrumentation, after cooler, motor The air receiver is NOT included. This size compressor is no longer commonly produced. For Stage 1 cost the modern equivalent would be a 7.5 Bar Compressor. 25 % uplift has been selected as the best fit. | 1.The Type ( rotary screw ) 2.The pressure in the cylinder = Bar 3.The output of the system = cubic m / hour 4.The size of the motor 5.Age This type of unit is usually enclosed in a cabinet. Most cabinets have a specification plate on the outside but where this is not available ask the engineer on site or look to the pressure on the adjacent air receiver. Never open a cabinet to obtain information from the plates attached to the individual machines. Cubic ft/min x 1.699 = cubic m/hour If the only information available is the size of the motor :- To find cubic m/hour from hp of motor x by 7.6 (approx.) To find cubic ft/min from hp of motor x by 4.5 (approx.) Note the information above is approximate and should be used with care. The motors work at 1450 rpm | Class 1 Table 1 (I) Air Compressor (Class 1 and 2) List of Accessories 2 (ii) - Compressors | Compressors not falling within Class 1 (Power) and compressors excluded from Class 2 by reason of the Class 2 proviso ("other than") | Foundations, supports (steelworks), storage cylinder (air receiver), air driers, filters and mains pipe work. | It is assumed that the item forms part of an "average size industrial, commercial or office complex". Where it would be normal to find more than one item in such a hereditament the ERC stated has been adjusted to reflect any number / quantity, discount. These figures are NOT one off figures. | - | Rotary Screw Compressor Note: Compressor situated inside insulated cabinet. Light blue pipes = compressed air Details are usually on outer cover if not ask the site engineer. Record concrete foundations Ochre pipe = Gas (Natural) | - | 20006 |  | Each | - | NA | NA | NA | 24753.4331 | Option 3 | 33335.8278 | 34.67% | 9002.4796 | 8019.8344 | -67.6% | -75.94% | 8019.8344 | -67.6% | Indexed | NA | VOA_GPN_GOV_UK\7246041 | 2019-08-30 | Low | Amber | Medium | Risk taken from previous CG | - | - | NA | SPONS M | NA | (BEAMS Note 1) The ERC for this item should be added to the total of the ERC of the other P&M items on the site and the Buildings ERC (where applicable) to enable the correct contract size adjustment to be made. ERC of P&M Items + ERC of Building Component’s = Total ERC (net figure rateable items only) to which contract size adjustment should be applied The 2021 Generic Contractors Test Spreadsheet has this facility built into the programme - it is recommended you undertake all contractors test valuations using this spreadsheet. (Details on the application of contract size adjustments can be found in the RCG 2021 Guidance notes). Where RV is calculated using the comparative method (rental method) the contract size adjustment should be made as follows: Select - SCAT code box "P and M as an addition” within the 2021 Generic Contractors Test Spreadsheet facility. Or Where the spreadsheet is not used take the: Reciprocal of statutory de-capitalisation rate (i.e. 5% reciprocal = 20) multiply by rateable value of the buildings (before any overall end allowances are made and after making a notional deduction for the land value) and add to the ERC of P&M. Use resultant figure to calculate contract size adjustment. (Guidance Notes - Section 6) | Rotary Screw Compressor Note: Compressor situated inside insulated cabinet. Light blue pipes = compressed air Details are usually on outer cover if not ask the site engineer. Record concrete foundations Ochre pipe = Gas (Natural) | - | 1 | TRUE
140 | 201A63 | 3955 | 201A63 | Air | Compressors | Rotary screw 8 bar | 18.5 kw | 200 ft³ / min | Rotary Screw Air Compressor Air Compressors - Machine for compressing air by means of interlocking screws Usually electrically driven but could be steam turbine or diesel engine driven. This rotary screw compressor is commonly found where the requirement is for small to medium pressures. It is not often employed where very high pressures are required. It is quieter in operation than a comparable piston compressor and thus it is not necessarily found in a power-house ( as most large piston compressors are ) The storage cylinder ( receiver ) is located away from the compressor and between the two is usually air filters and air dryers. Smaller units produce pressures in the 7 Bar to 8 bar range. The compressor switches on when the pressure in the receiver is below the pre set figure. | Considered Not Applicable at time of Publication | (BEAMS Note 1) The ERC for this item should be added to the total of the ERC of the other P&M items on the site and the Buildings ERC (where applicable) to enable the correct contract size adjustment to be made. ERC of P&M Items + ERC of Building Component’s = Total ERC (net figure rateable items only) to which contract size adjustment should be applied The 2023 Generic Contractors Test Spreadsheet has this facility built into the programme - it is recommended you undertake all contractors test valuations using this spreadsheet. (Details on the application of contract size adjustments can be found in the RCG 2023 Guidance notes). Where RV is calculated using the comparative method (rental method) the contract size adjustment should be made as follows: Select - SCAT code box ""P and M as an addition” within the 2023 Generic Contractors Test Spreadsheet facility. Or Where the spreadsheet is not used take the: Reciprocal of statutory de-capitalisation rate (i.e. 5% reciprocal = 20) multiply by rateable value of the buildings (before any overall end allowances are made and after making a notional deduction for the land value) and add to the ERC of P&M. Use resultant figure to calculate contract size adjustment. (Guidance Notes - Section 6) | Costs include instrumentation, after cooler, motor The air receiver is NOT included. This size compressor is no longer commonly produced. For Stage 1 cost the modern equivalent would be a 7.5 Bar Compressor. 25 % uplift has been selected as the best fit. | 1.The Type ( rotary screw ) 2.The pressure in the cylinder = Bar 3.The output of the system = cubic m / hour 4.The size of the motor 5.Age This type of unit is usually enclosed in a cabinet. Most cabinets have a specification plate on the outside but where this is not available ask the engineer on site or look to the pressure on the adjacent air receiver. Never open a cabinet to obtain information from the plates attached to the individual machines. Cubic ft/min x 1.699 = cubic m/hour If the only information available is the size of the motor :- To find cubic m/hour from hp of motor x by 7.6 (approx.) To find cubic ft/min from hp of motor x by 4.5 (approx.) Note the information above is approximate and should be used with care. The motors work at 1450 rpm | Class 1 Table 1 (I) Air Compressor (Class 1 and 2) List of Accessories 2 (ii) - Compressors | Compressors not falling within Class 1 (Power) and compressors excluded from Class 2 by reason of the Class 2 proviso ("other than") | Foundations, supports (steelworks), storage cylinder (air receiver), air driers, filters and mains pipe work. | It is assumed that the item forms part of an "average size industrial, commercial or office complex". Where it would be normal to find more than one item in such a hereditament the ERC stated has been adjusted to reflect any number / quantity, discount. These figures are NOT one off figures. | - | Rotary Screw Compressor Note: Compressor situated inside insulated cabinet. Light blue pipes = compressed air Details are usually on outer cover if not ask the site engineer. Record concrete foundations Ochre pipe = Gas (Natural) | - | 20006 |  | Each | - | NA | NA | NA | 28774.7489 | Option 3 | 38751.3954 | 34.67% | 10061.5948 | 8963.3443 | -68.85% | -76.87% | 8963.3443 | -68.85% | Indexed | NA | VOA_GPN_GOV_UK\7246041 | 2019-08-30 | Low | Amber | Medium | Risk taken from previous CG | - | - | NA | SPONS M | NA | (BEAMS Note 1) The ERC for this item should be added to the total of the ERC of the other P&M items on the site and the Buildings ERC (where applicable) to enable the correct contract size adjustment to be made. ERC of P&M Items + ERC of Building Component’s = Total ERC (net figure rateable items only) to which contract size adjustment should be applied The 2021 Generic Contractors Test Spreadsheet has this facility built into the programme - it is recommended you undertake all contractors test valuations using this spreadsheet. (Details on the application of contract size adjustments can be found in the RCG 2021 Guidance notes). Where RV is calculated using the comparative method (rental method) the contract size adjustment should be made as follows: Select - SCAT code box "P and M as an addition” within the 2021 Generic Contractors Test Spreadsheet facility. Or Where the spreadsheet is not used take the: Reciprocal of statutory de-capitalisation rate (i.e. 5% reciprocal = 20) multiply by rateable value of the buildings (before any overall end allowances are made and after making a notional deduction for the land value) and add to the ERC of P&M. Use resultant figure to calculate contract size adjustment. (Guidance Notes - Section 6) | Rotary Screw Compressor Note: Compressor situated inside insulated cabinet. Light blue pipes = compressed air Details are usually on outer cover if not ask the site engineer. Record concrete foundations Ochre pipe = Gas (Natural) | - | 1 | TRUE
141 | 201A64 | 3958 | 201A64 | Air | Compressors | Rotary screw 8 bar | 22 kw | 234 ft³ / min | Rotary Screw Air Compressor Air Compressors - Machine for compressing air by means of interlocking screws Usually electrically driven but could be steam turbine or diesel engine driven. This rotary screw compressor is commonly found where the requirement is for small to medium pressures. It is not often employed where very high pressures are required. It is quieter in operation than a comparable piston compressor and thus it is not necessarily found in a power-house ( as most large piston compressors are ) The storage cylinder ( receiver ) is located away from the compressor and between the two is usually air filters and air dryers. Smaller units produce pressures in the 7 Bar to 8 bar range. The compressor switches on when the pressure in the receiver is below the pre set figure. | Considered Not Applicable at time of Publication | (BEAMS Note 1) The ERC for this item should be added to the total of the ERC of the other P&M items on the site and the Buildings ERC (where applicable) to enable the correct contract size adjustment to be made. ERC of P&M Items + ERC of Building Component’s = Total ERC (net figure rateable items only) to which contract size adjustment should be applied The 2023 Generic Contractors Test Spreadsheet has this facility built into the programme - it is recommended you undertake all contractors test valuations using this spreadsheet. (Details on the application of contract size adjustments can be found in the RCG 2023 Guidance notes). Where RV is calculated using the comparative method (rental method) the contract size adjustment should be made as follows: Select - SCAT code box ""P and M as an addition” within the 2023 Generic Contractors Test Spreadsheet facility. Or Where the spreadsheet is not used take the: Reciprocal of statutory de-capitalisation rate (i.e. 5% reciprocal = 20) multiply by rateable value of the buildings (before any overall end allowances are made and after making a notional deduction for the land value) and add to the ERC of P&M. Use resultant figure to calculate contract size adjustment. (Guidance Notes - Section 6) | Costs include instrumentation, after cooler, motor The air receiver is NOT included. This size compressor is no longer commonly produced. For Stage 1 cost the modern equivalent would be a 7.5 Bar Compressor. 25 % uplift has been selected as the best fit. | 1.The Type ( rotary screw ) 2.The pressure in the cylinder = Bar 3.The output of the system = cubic m / hour 4.The size of the motor 5.Age This type of unit is usually enclosed in a cabinet. Most cabinets have a specification plate on the outside but where this is not available ask the engineer on site or look to the pressure on the adjacent air receiver. Never open a cabinet to obtain information from the plates attached to the individual machines. Cubic ft/min x 1.699 = cubic m/hour If the only information available is the size of the motor :- To find cubic m/hour from hp of motor x by 7.6 (approx.) To find cubic ft/min from hp of motor x by 4.5 (approx.) Note the information above is approximate and should be used with care. The motors work at 1450 rpm | Class 1 Table 1 (I) Air Compressor (Class 1 and 2) List of Accessories 2 (ii) - Compressors | Compressors not falling within Class 1 (Power) and compressors excluded from Class 2 by reason of the Class 2 proviso ("other than") | Foundations, supports (steelworks), storage cylinder (air receiver), air driers, filters and mains pipe work. | It is assumed that the item forms part of an "average size industrial, commercial or office complex". Where it would be normal to find more than one item in such a hereditament the ERC stated has been adjusted to reflect any number / quantity, discount. These figures are NOT one off figures. | - | Rotary Screw Compressor Note: Compressor situated inside insulated cabinet. Light blue pipes = compressed air Details are usually on outer cover if not ask the site engineer. Record concrete foundations Ochre pipe = Gas (Natural) | - | 20006 |  | Each | - | NA | NA | NA | 32170.5267 | Option 3 | 43324.5415 | 34.67% | 11650.2677 | 10378.6092 | -67.74% | -76.04% | 10378.6092 | -67.74% | Indexed | NA | VOA_GPN_GOV_UK\7246041 | 2019-08-30 | Low | Amber | Medium | Risk taken from previous CG | - | - | NA | SPONS M | NA | (BEAMS Note 1) The ERC for this item should be added to the total of the ERC of the other P&M items on the site and the Buildings ERC (where applicable) to enable the correct contract size adjustment to be made. ERC of P&M Items + ERC of Building Component’s = Total ERC (net figure rateable items only) to which contract size adjustment should be applied The 2021 Generic Contractors Test Spreadsheet has this facility built into the programme - it is recommended you undertake all contractors test valuations using this spreadsheet. (Details on the application of contract size adjustments can be found in the RCG 2021 Guidance notes). Where RV is calculated using the comparative method (rental method) the contract size adjustment should be made as follows: Select - SCAT code box "P and M as an addition” within the 2021 Generic Contractors Test Spreadsheet facility. Or Where the spreadsheet is not used take the: Reciprocal of statutory de-capitalisation rate (i.e. 5% reciprocal = 20) multiply by rateable value of the buildings (before any overall end allowances are made and after making a notional deduction for the land value) and add to the ERC of P&M. Use resultant figure to calculate contract size adjustment. (Guidance Notes - Section 6) | Rotary Screw Compressor Note: Compressor situated inside insulated cabinet. Light blue pipes = compressed air Details are usually on outer cover if not ask the site engineer. Record concrete foundations Ochre pipe = Gas (Natural) | - | 1 | TRUE
142 | 201A65 | 3961 | 201A65 | Air | Compressors | Rotary screw 8 bar | 30 kw | 278 ft³ / min | Rotary Screw Air Compressor Air Compressors - Machine for compressing air by means of interlocking screws Usually electrically driven but could be steam turbine or diesel engine driven. This rotary screw compressor is commonly found where the requirement is for small to medium pressures. It is not often employed where very high pressures are required. It is quieter in operation than a comparable piston compressor and thus it is not necessarily found in a power-house ( as most large piston compressors are ) The storage cylinder ( receiver ) is located away from the compressor and between the two is usually air filters and air dryers. Smaller units produce pressures in the 7 Bar to 8 bar range. The compressor switches on when the pressure in the receiver is below the pre set figure. | Considered Not Applicable at time of Publication | (BEAMS Note 1) The ERC for this item should be added to the total of the ERC of the other P&M items on the site and the Buildings ERC (where applicable) to enable the correct contract size adjustment to be made. ERC of P&M Items + ERC of Building Component’s = Total ERC (net figure rateable items only) to which contract size adjustment should be applied The 2023 Generic Contractors Test Spreadsheet has this facility built into the programme - it is recommended you undertake all contractors test valuations using this spreadsheet. (Details on the application of contract size adjustments can be found in the RCG 2023 Guidance notes). Where RV is calculated using the comparative method (rental method) the contract size adjustment should be made as follows: Select - SCAT code box ""P and M as an addition” within the 2023 Generic Contractors Test Spreadsheet facility. Or Where the spreadsheet is not used take the: Reciprocal of statutory de-capitalisation rate (i.e. 5% reciprocal = 20) multiply by rateable value of the buildings (before any overall end allowances are made and after making a notional deduction for the land value) and add to the ERC of P&M. Use resultant figure to calculate contract size adjustment. (Guidance Notes - Section 6) | Costs include instrumentation, after cooler, motor The air receiver is NOT included. This size compressor is no longer commonly produced. For Stage 1 cost the modern equivalent would be a 7.5 Bar Compressor. 25 % uplift has been selected as the best fit. | 1.The Type ( rotary screw ) 2.The pressure in the cylinder = Bar 3.The output of the system = cubic m / hour 4.The size of the motor 5.Age This type of unit is usually enclosed in a cabinet. Most cabinets have a specification plate on the outside but where this is not available ask the engineer on site or look to the pressure on the adjacent air receiver. Never open a cabinet to obtain information from the plates attached to the individual machines. Cubic ft/min x 1.699 = cubic m/hour If the only information available is the size of the motor :- To find cubic m/hour from hp of motor x by 7.6 (approx.) To find cubic ft/min from hp of motor x by 4.5 (approx.) Note the information above is approximate and should be used with care. The motors work at 1450 rpm | Class 1 Table 1 (I) Air Compressor (Class 1 and 2) List of Accessories 2 (ii) - Compressors | Compressors not falling within Class 1 (Power) and compressors excluded from Class 2 by reason of the Class 2 proviso ("other than") | Foundations, supports (steelworks), storage cylinder (air receiver), air driers, filters and mains pipe work. | It is assumed that the item forms part of an "average size industrial, commercial or office complex". Where it would be normal to find more than one item in such a hereditament the ERC stated has been adjusted to reflect any number / quantity, discount. These figures are NOT one off figures. | - | Rotary Screw Compressor Note: Compressor situated inside insulated cabinet. Light blue pipes = compressed air Details are usually on outer cover if not ask the site engineer. Record concrete foundations Ochre pipe = Gas (Natural) | - | 20006 |  | Each | - | NA | NA | NA | 35745.0297 | Option 3 | 48138.3794 | 34.67% | 13768.4982 | 12265.6291 | -65.69% | -74.52% | 12265.6291 | -65.69% | Indexed | NA | VOA_GPN_GOV_UK\7246041 | 2019-08-30 | Low | Amber | Medium | Risk taken from previous CG | - | - | NA | SPONS M | NA | (BEAMS Note 1) The ERC for this item should be added to the total of the ERC of the other P&M items on the site and the Buildings ERC (where applicable) to enable the correct contract size adjustment to be made. ERC of P&M Items + ERC of Building Component’s = Total ERC (net figure rateable items only) to which contract size adjustment should be applied The 2021 Generic Contractors Test Spreadsheet has this facility built into the programme - it is recommended you undertake all contractors test valuations using this spreadsheet. (Details on the application of contract size adjustments can be found in the RCG 2021 Guidance notes). Where RV is calculated using the comparative method (rental method) the contract size adjustment should be made as follows: Select - SCAT code box "P and M as an addition” within the 2021 Generic Contractors Test Spreadsheet facility. Or Where the spreadsheet is not used take the: Reciprocal of statutory de-capitalisation rate (i.e. 5% reciprocal = 20) multiply by rateable value of the buildings (before any overall end allowances are made and after making a notional deduction for the land value) and add to the ERC of P&M. Use resultant figure to calculate contract size adjustment. (Guidance Notes - Section 6) | Rotary Screw Compressor Note: Compressor situated inside insulated cabinet. Light blue pipes = compressed air Details are usually on outer cover if not ask the site engineer. Record concrete foundations Ochre pipe = Gas (Natural) | - | 1 | TRUE
143 | 201A66 | 3964 | 201A66 | Air | Compressors | Rotary screw 8 bar | 37 kw | 414 ft³ / min | Rotary Screw Air Compressor Air Compressors - Machine for compressing air by means of interlocking screws Usually electrically driven but could be steam turbine or diesel engine driven. This rotary screw compressor is commonly found where the requirement is for small to medium pressures. It is not often employed where very high pressures are required. It is quieter in operation than a comparable piston compressor and thus it is not necessarily found in a power-house ( as most large piston compressors are ) The storage cylinder ( receiver ) is located away from the compressor and between the two is usually air filters and air dryers. Smaller units produce pressures in the 7 Bar to 8 bar range. The compressor switches on when the pressure in the receiver is below the pre set figure. | Considered Not Applicable at time of Publication | (BEAMS Note 1) The ERC for this item should be added to the total of the ERC of the other P&M items on the site and the Buildings ERC (where applicable) to enable the correct contract size adjustment to be made. ERC of P&M Items + ERC of Building Component’s = Total ERC (net figure rateable items only) to which contract size adjustment should be applied The 2023 Generic Contractors Test Spreadsheet has this facility built into the programme - it is recommended you undertake all contractors test valuations using this spreadsheet. (Details on the application of contract size adjustments can be found in the RCG 2023 Guidance notes). Where RV is calculated using the comparative method (rental method) the contract size adjustment should be made as follows: Select - SCAT code box ""P and M as an addition” within the 2023 Generic Contractors Test Spreadsheet facility. Or Where the spreadsheet is not used take the: Reciprocal of statutory de-capitalisation rate (i.e. 5% reciprocal = 20) multiply by rateable value of the buildings (before any overall end allowances are made and after making a notional deduction for the land value) and add to the ERC of P&M. Use resultant figure to calculate contract size adjustment. (Guidance Notes - Section 6) | Costs include instrumentation, after cooler, motor The air receiver is NOT included. This size compressor is no longer commonly produced. For Stage 1 cost the modern equivalent would be a 7.5 Bar Compressor. 25 % uplift has been selected as the best fit. | 1.The Type ( rotary screw ) 2.The pressure in the cylinder = Bar 3.The output of the system = cubic m / hour 4.The size of the motor 5.Age This type of unit is usually enclosed in a cabinet. Most cabinets have a specification plate on the outside but where this is not available ask the engineer on site or look to the pressure on the adjacent air receiver. Never open a cabinet to obtain information from the plates attached to the individual machines. Cubic ft/min x 1.699 = cubic m/hour If the only information available is the size of the motor :- To find cubic m/hour from hp of motor x by 7.6 (approx.) To find cubic ft/min from hp of motor x by 4.5 (approx.) Note the information above is approximate and should be used with care. The motors work at 1450 rpm | Class 1 Table 1 (I) Air Compressor (Class 1 and 2) List of Accessories 2 (ii) - Compressors | Compressors not falling within Class 1 (Power) and compressors excluded from Class 2 by reason of the Class 2 proviso ("other than") | Foundations, supports (steelworks), storage cylinder (air receiver), air driers, filters and mains pipe work. | It is assumed that the item forms part of an "average size industrial, commercial or office complex". Where it would be normal to find more than one item in such a hereditament the ERC stated has been adjusted to reflect any number / quantity, discount. These figures are NOT one off figures. | - | Rotary Screw Compressor Note: Compressor situated inside insulated cabinet. Light blue pipes = compressed air Details are usually on outer cover if not ask the site engineer. Record concrete foundations Ochre pipe = Gas (Natural) | - | 20006 |  | Each | - | NA | NA | NA | 51830.2931 | Option 3 | 69800.6502 | 34.67% | 19064.0744 | 16983.1787 | -67.23% | -75.67% | 16983.1787 | -67.23% | Indexed | NA | VOA_GPN_GOV_UK\7246041 | 2019-08-30 | Low | Amber | Medium | Risk taken from previous CG | - | - | NA | SPONS M | NA | (BEAMS Note 1) The ERC for this item should be added to the total of the ERC of the other P&M items on the site and the Buildings ERC (where applicable) to enable the correct contract size adjustment to be made. ERC of P&M Items + ERC of Building Component’s = Total ERC (net figure rateable items only) to which contract size adjustment should be applied The 2021 Generic Contractors Test Spreadsheet has this facility built into the programme - it is recommended you undertake all contractors test valuations using this spreadsheet. (Details on the application of contract size adjustments can be found in the RCG 2021 Guidance notes). Where RV is calculated using the comparative method (rental method) the contract size adjustment should be made as follows: Select - SCAT code box "P and M as an addition” within the 2021 Generic Contractors Test Spreadsheet facility. Or Where the spreadsheet is not used take the: Reciprocal of statutory de-capitalisation rate (i.e. 5% reciprocal = 20) multiply by rateable value of the buildings (before any overall end allowances are made and after making a notional deduction for the land value) and add to the ERC of P&M. Use resultant figure to calculate contract size adjustment. (Guidance Notes - Section 6) | Rotary Screw Compressor Note: Compressor situated inside insulated cabinet. Light blue pipes = compressed air Details are usually on outer cover if not ask the site engineer. Record concrete foundations Ochre pipe = Gas (Natural) | - | 1 | TRUE
144 | 201A67 | 3967 | 201A67 | Air | Compressors | Rotary screw 8 bar | 55 kw | 619 ft³ / min | Rotary Screw Air Compressor Air Compressors - Machine for compressing air by means of interlocking screws Usually electrically driven but could be steam turbine or diesel engine driven. This rotary screw compressor is commonly found where the requirement is for small to medium pressures. It is not often employed where very high pressures are required. It is quieter in operation than a comparable piston compressor and thus it is not necessarily found in a power-house ( as most large piston compressors are ) The storage cylinder ( receiver ) is located away from the compressor and between the two is usually air filters and air dryers. Smaller units produce pressures in the 7 Bar to 8 bar range. The compressor switches on when the pressure in the receiver is below the pre set figure. | Considered Not Applicable at time of Publication | (BEAMS Note 1) The ERC for this item should be added to the total of the ERC of the other P&M items on the site and the Buildings ERC (where applicable) to enable the correct contract size adjustment to be made. ERC of P&M Items + ERC of Building Component’s = Total ERC (net figure rateable items only) to which contract size adjustment should be applied The 2023 Generic Contractors Test Spreadsheet has this facility built into the programme - it is recommended you undertake all contractors test valuations using this spreadsheet. (Details on the application of contract size adjustments can be found in the RCG 2023 Guidance notes). Where RV is calculated using the comparative method (rental method) the contract size adjustment should be made as follows: Select - SCAT code box ""P and M as an addition” within the 2023 Generic Contractors Test Spreadsheet facility. Or Where the spreadsheet is not used take the: Reciprocal of statutory de-capitalisation rate (i.e. 5% reciprocal = 20) multiply by rateable value of the buildings (before any overall end allowances are made and after making a notional deduction for the land value) and add to the ERC of P&M. Use resultant figure to calculate contract size adjustment. (Guidance Notes - Section 6) | Costs include instrumentation, after cooler, motor The air receiver is NOT included. This size compressor is no longer commonly produced. For Stage 1 cost the modern equivalent would be a 7.5 Bar Compressor. 25 % uplift has been selected as the best fit. | 1.The Type ( rotary screw ) 2.The pressure in the cylinder = Bar 3.The output of the system = cubic m / hour 4.The size of the motor 5.Age This type of unit is usually enclosed in a cabinet. Most cabinets have a specification plate on the outside but where this is not available ask the engineer on site or look to the pressure on the adjacent air receiver. Never open a cabinet to obtain information from the plates attached to the individual machines. Cubic ft/min x 1.699 = cubic m/hour If the only information available is the size of the motor :- To find cubic m/hour from hp of motor x by 7.6 (approx.) To find cubic ft/min from hp of motor x by 4.5 (approx.) Note the information above is approximate and should be used with care. The motors work at 1450 rpm | Class 1 Table 1 (I) Air Compressor (Class 1 and 2) List of Accessories 2 (ii) - Compressors | Compressors not falling within Class 1 (Power) and compressors excluded from Class 2 by reason of the Class 2 proviso ("other than") | Foundations, supports (steelworks), storage cylinder (air receiver), air driers, filters and mains pipe work. | It is assumed that the item forms part of an "average size industrial, commercial or office complex". Where it would be normal to find more than one item in such a hereditament the ERC stated has been adjusted to reflect any number / quantity, discount. These figures are NOT one off figures. | - | Rotary Screw Compressor Note: Compressor situated inside insulated cabinet. Light blue pipes = compressed air Details are usually on outer cover if not ask the site engineer. Record concrete foundations Ochre pipe = Gas (Natural) | - | 20006 |  | Each | - | NA | NA | NA | 67915.5565 | Option 3 | 91462.9209 | 34.67% | 27536.9963 | 24531.2581 | -63.88% | -73.18% | 24531.2581 | -63.88% | Indexed | NA | VOA_GPN_GOV_UK\7246041 | 2019-08-30 | Low | Amber | Medium | Risk taken from previous CG | - | - | NA | SPONS M | NA | (BEAMS Note 1) The ERC for this item should be added to the total of the ERC of the other P&M items on the site and the Buildings ERC (where applicable) to enable the correct contract size adjustment to be made. ERC of P&M Items + ERC of Building Component’s = Total ERC (net figure rateable items only) to which contract size adjustment should be applied The 2021 Generic Contractors Test Spreadsheet has this facility built into the programme - it is recommended you undertake all contractors test valuations using this spreadsheet. (Details on the application of contract size adjustments can be found in the RCG 2021 Guidance notes). Where RV is calculated using the comparative method (rental method) the contract size adjustment should be made as follows: Select - SCAT code box "P and M as an addition” within the 2021 Generic Contractors Test Spreadsheet facility. Or Where the spreadsheet is not used take the: Reciprocal of statutory de-capitalisation rate (i.e. 5% reciprocal = 20) multiply by rateable value of the buildings (before any overall end allowances are made and after making a notional deduction for the land value) and add to the ERC of P&M. Use resultant figure to calculate contract size adjustment. (Guidance Notes - Section 6) | Rotary Screw Compressor Note: Compressor situated inside insulated cabinet. Light blue pipes = compressed air Details are usually on outer cover if not ask the site engineer. Record concrete foundations Ochre pipe = Gas (Natural) | - | 1 | TRUE
145 | 201A68 | 3970 | 201A68 | Air | Compressors | Rotary screw 8 bar | 75 kw | 841 ft³ / min | Rotary Screw Air Compressor Air Compressors - Machine for compressing air by means of interlocking screws Usually electrically driven but could be steam turbine or diesel engine driven. This rotary screw compressor is commonly found where the requirement is for small to medium pressures. It is not often employed where very high pressures are required. It is quieter in operation than a comparable piston compressor and thus it is not necessarily found in a power-house ( as most large piston compressors are ) The storage cylinder ( receiver ) is located away from the compressor and between the two is usually air filters and air dryers. Smaller units produce pressures in the 7 Bar to 8 bar range. The compressor switches on when the pressure in the receiver is below the pre set figure. | Considered Not Applicable at time of Publication | (BEAMS Note 1) The ERC for this item should be added to the total of the ERC of the other P&M items on the site and the Buildings ERC (where applicable) to enable the correct contract size adjustment to be made. ERC of P&M Items + ERC of Building Component’s = Total ERC (net figure rateable items only) to which contract size adjustment should be applied The 2023 Generic Contractors Test Spreadsheet has this facility built into the programme - it is recommended you undertake all contractors test valuations using this spreadsheet. (Details on the application of contract size adjustments can be found in the RCG 2023 Guidance notes). Where RV is calculated using the comparative method (rental method) the contract size adjustment should be made as follows: Select - SCAT code box ""P and M as an addition” within the 2023 Generic Contractors Test Spreadsheet facility. Or Where the spreadsheet is not used take the: Reciprocal of statutory de-capitalisation rate (i.e. 5% reciprocal = 20) multiply by rateable value of the buildings (before any overall end allowances are made and after making a notional deduction for the land value) and add to the ERC of P&M. Use resultant figure to calculate contract size adjustment. (Guidance Notes - Section 6) | Costs include instrumentation, after cooler, motor The air receiver is NOT included. This size compressor is no longer commonly produced. For Stage 1 cost the modern equivalent would be a 7.5 Bar Compressor. 25 % uplift has been selected as the best fit. | 1.The Type ( rotary screw ) 2.The pressure in the cylinder = Bar 3.The output of the system = cubic m / hour 4.The size of the motor 5.Age This type of unit is usually enclosed in a cabinet. Most cabinets have a specification plate on the outside but where this is not available ask the engineer on site or look to the pressure on the adjacent air receiver. Never open a cabinet to obtain information from the plates attached to the individual machines. Cubic ft/min x 1.699 = cubic m/hour If the only information available is the size of the motor :- To find cubic m/hour from hp of motor x by 7.6 (approx.) To find cubic ft/min from hp of motor x by 4.5 (approx.) Note the information above is approximate and should be used with care. The motors work at 1450 rpm | Class 1 Table 1 (I) Air Compressor (Class 1 and 2) List of Accessories 2 (ii) - Compressors | Compressors not falling within Class 1 (Power) and compressors excluded from Class 2 by reason of the Class 2 proviso ("other than") | Foundations, supports (steelworks), storage cylinder (air receiver), air driers, filters and mains pipe work. | It is assumed that the item forms part of an "average size industrial, commercial or office complex". Where it would be normal to find more than one item in such a hereditament the ERC stated has been adjusted to reflect any number / quantity, discount. These figures are NOT one off figures. | - | Rotary Screw Compressor Note: Compressor situated inside insulated cabinet. Light blue pipes = compressed air Details are usually on outer cover if not ask the site engineer. Record concrete foundations Ochre pipe = Gas (Natural) | - | 20006 |  | Each | - | NA | NA | NA | 77745.4396 | Option 3 | 104700.9753 | 34.67% | 37069.0335 | 33022.8475 | -57.52% | -68.46% | 33022.8475 | -57.52% | Indexed | NA | VOA_GPN_GOV_UK\7246041 | 2019-08-30 | Low | Amber | Medium | Risk taken from previous CG | - | - | NA | SPONS M | NA | (BEAMS Note 1) The ERC for this item should be added to the total of the ERC of the other P&M items on the site and the Buildings ERC (where applicable) to enable the correct contract size adjustment to be made. ERC of P&M Items + ERC of Building Component’s = Total ERC (net figure rateable items only) to which contract size adjustment should be applied The 2021 Generic Contractors Test Spreadsheet has this facility built into the programme - it is recommended you undertake all contractors test valuations using this spreadsheet. (Details on the application of contract size adjustments can be found in the RCG 2021 Guidance notes). Where RV is calculated using the comparative method (rental method) the contract size adjustment should be made as follows: Select - SCAT code box "P and M as an addition” within the 2021 Generic Contractors Test Spreadsheet facility. Or Where the spreadsheet is not used take the: Reciprocal of statutory de-capitalisation rate (i.e. 5% reciprocal = 20) multiply by rateable value of the buildings (before any overall end allowances are made and after making a notional deduction for the land value) and add to the ERC of P&M. Use resultant figure to calculate contract size adjustment. (Guidance Notes - Section 6) | Rotary Screw Compressor Note: Compressor situated inside insulated cabinet. Light blue pipes = compressed air Details are usually on outer cover if not ask the site engineer. Record concrete foundations Ochre pipe = Gas (Natural) | - | 1 | TRUE
146 | 201A69 | 3774 | 201A69 | Air | Compressors | Rotary screw 8 bar | 90 kw | 966 ft³ / min | Rotary Screw Air Compressor Air Compressors - Machine for compressing air by means of interlocking screws Usually electrically driven but could be steam turbine or diesel engine driven. This rotary screw compressor is commonly found where the requirement is for small to medium pressures. It is not often employed where very high pressures are required. It is quieter in operation than a comparable piston compressor and thus it is not necessarily found in a power-house ( as most large piston compressors are ) The storage cylinder ( receiver ) is located away from the compressor and between the two is usually air filters and air dryers. Smaller units produce pressures in the 7 Bar to 8 bar range. The compressor switches on when the pressure in the receiver is below the pre set figure. | Considered Not Applicable at time of Publication | (BEAMS Note 1) The ERC for this item should be added to the total of the ERC of the other P&M items on the site and the Buildings ERC (where applicable) to enable the correct contract size adjustment to be made. ERC of P&M Items + ERC of Building Component’s = Total ERC (net figure rateable items only) to which contract size adjustment should be applied The 2023 Generic Contractors Test Spreadsheet has this facility built into the programme - it is recommended you undertake all contractors test valuations using this spreadsheet. (Details on the application of contract size adjustments can be found in the RCG 2023 Guidance notes). Where RV is calculated using the comparative method (rental method) the contract size adjustment should be made as follows: Select - SCAT code box ""P and M as an addition” within the 2023 Generic Contractors Test Spreadsheet facility. Or Where the spreadsheet is not used take the: Reciprocal of statutory de-capitalisation rate (i.e. 5% reciprocal = 20) multiply by rateable value of the buildings (before any overall end allowances are made and after making a notional deduction for the land value) and add to the ERC of P&M. Use resultant figure to calculate contract size adjustment. (Guidance Notes - Section 6) | Costs include instrumentation, after cooler, motor The air receiver is NOT included. This size compressor is no longer commonly produced. For Stage 1 cost the modern equivalent would be a 7.5 Bar Compressor. 25 % uplift has been selected as the best fit. | 1.The Type ( rotary screw ) 2.The pressure in the cylinder = Bar 3.The output of the system = cubic m / hour 4.The size of the motor 5.Age This type of unit is usually enclosed in a cabinet. Most cabinets have a specification plate on the outside but where this is not available ask the engineer on site or look to the pressure on the adjacent air receiver. Never open a cabinet to obtain information from the plates attached to the individual machines. Cubic ft/min x 1.699 = cubic m/hour If the only information available is the size of the motor :- To find cubic m/hour from hp of motor x by 7.6 (approx.) To find cubic ft/min from hp of motor x by 4.5 (approx.) Note the information above is approximate and should be used with care. The motors work at 1450 rpm | Class 1 Table 1 (I) Air Compressor (Class 1 and 2) List of Accessories 2 (ii) - Compressors | Compressors not falling within Class 1 (Power) and compressors excluded from Class 2 by reason of the Class 2 proviso ("other than") | Foundations, supports (steelworks), storage cylinder (air receiver), air driers, filters and mains pipe work. | It is assumed that the item forms part of an "average size industrial, commercial or office complex". Where it would be normal to find more than one item in such a hereditament the ERC stated has been adjusted to reflect any number / quantity, discount. These figures are NOT one off figures. | - | Rotary Screw Compressor Note: Compressor situated inside insulated cabinet. Light blue pipes = compressed air Details are usually on outer cover if not ask the site engineer. Record concrete foundations Ochre pipe = Gas (Natural) | - | 20006 |  | Each | - | NA | NA | NA | 104911.6622 | Option 3 | 141286.1437 | 34.67% | 42364.6097 | 37740.3971 | -64.03% | -73.29% | 37740.3971 | -64.03% | Indexed | NA | VOA_GPN_GOV_UK\7246041 | 2019-08-30 | Low | Amber | Medium | Risk taken from previous CG | - | - | NA | SPONS M | NA | (BEAMS Note 1) The ERC for this item should be added to the total of the ERC of the other P&M items on the site and the Buildings ERC (where applicable) to enable the correct contract size adjustment to be made. ERC of P&M Items + ERC of Building Component’s = Total ERC (net figure rateable items only) to which contract size adjustment should be applied The 2021 Generic Contractors Test Spreadsheet has this facility built into the programme - it is recommended you undertake all contractors test valuations using this spreadsheet. (Details on the application of contract size adjustments can be found in the RCG 2021 Guidance notes). Where RV is calculated using the comparative method (rental method) the contract size adjustment should be made as follows: Select - SCAT code box "P and M as an addition” within the 2021 Generic Contractors Test Spreadsheet facility. Or Where the spreadsheet is not used take the: Reciprocal of statutory de-capitalisation rate (i.e. 5% reciprocal = 20) multiply by rateable value of the buildings (before any overall end allowances are made and after making a notional deduction for the land value) and add to the ERC of P&M. Use resultant figure to calculate contract size adjustment. (Guidance Notes - Section 6) | Rotary Screw Compressor Note: Compressor situated inside insulated cabinet. Light blue pipes = compressed air Details are usually on outer cover if not ask the site engineer. Record concrete foundations Ochre pipe = Gas (Natural) | - | 1 | TRUE
147 | 201A104 | 8886 | 201A104 | Air | Compressors | Rotary Screw Cylinder Mounted 4 - 10 bar | 22 kW | 23 - 130 cfm | Cylinder Mounted Screw Compressor. Machine for compressing air by means of rotary screws, Usually electrically driven this type of compressor is commonly found in car garages and small factories. The motor and piston are mounted on the storage cylinder ( receiver ).The compressor switches on when the pressure in the receiver is below the pre set figure. | Considered Not Applicable at time of Publication | (BEAMS Note 1) The ERC for this item should be added to the total of the ERC of the other P&M items on the site and the Buildings ERC (where applicable) to enable the correct contract size adjustment to be made. ERC of P&M Items + ERC of Building Component’s = Total ERC (net figure rateable items only) to which contract size adjustment should be applied The 2023 Generic Contractors Test Spreadsheet has this facility built into the programme - it is recommended you undertake all contractors test valuations using this spreadsheet. (Details on the application of contract size adjustments can be found in the RCG 2023 Guidance notes). Where RV is calculated using the comparative method (rental method) the contract size adjustment should be made as follows: Select - SCAT code box ""P and M as an addition” within the 2023 Generic Contractors Test Spreadsheet facility. Or Where the spreadsheet is not used take the: Reciprocal of statutory de-capitalisation rate (i.e. 5% reciprocal = 20) multiply by rateable value of the buildings (before any overall end allowances are made and after making a notional deduction for the land value) and add to the ERC of P&M. Use resultant figure to calculate contract size adjustment. (Guidance Notes - Section 6) | Costs include delivery and installation as part of a wider air supply installation, itself being part of a notional 3m contract. Adjustment for contract size may be appropriate. | Rotary screw compressor mounted on air receiver. These units tend to replace the piston compressors found under cost codes 201A70 - 201A77. They are the most common types to be found in small scale applications such as small garages and workshops. = cubic feet per minute of air delivered. | As a Class 1 Table 1, (I) item, together with accessories at 2. (I) - (viii) in the List of Accessories. To be rateable, the compressor needs to be used in connection with the provision of power in or on the hereditament. |  | Foundations, supports (steelworks), storage cylinder (air receiver), air driers, filters and mains pipe work. | It is assumed that the item forms part of an average size industrial, commercial or office complex. Where it would be normal to find more than one item in such a hereditament the ERC stated has been adjusted to reflect any number / quantity, discount. These figures are NOT one off figures. | See A99 - 104 | Photo 1 : Screw compressor mounted on air receiver. Photo 2 Photo 3 : Piston compressors. | - | 20001 |  | Each | - | NA | NA | NA | #N/A | Option 3 | ERROR | 0% | 13796.0187 | 12290.1457 | 0% | 0% | 12290.1457 | 0% | Indexed | NA | VOA_GPN_GOV_UK\7246041 | 2019-08-30 | Low | Amber | Medium | Risk taken from previous CG | - | - | NA | SPONS M | NA | (BEAMS Note 1) The ERC for this item should be added to the total of the ERC of the other P&M items on the site and the Buildings ERC (where applicable) to enable the correct contract size adjustment to be made. ERC of P&M Items + ERC of Building Component’s = Total ERC (net figure rateable items only) to which contract size adjustment should be applied The 2021 Generic Contractors Test Spreadsheet has this facility built into the programme - it is recommended you undertake all contractors test valuations using this spreadsheet. (Details on the application of contract size adjustments can be found in the RCG 2021 Guidance notes). Where RV is calculated using the comparative method (rental method) the contract size adjustment should be made as follows: Select - SCAT code box "P and M as an addition” within the 2021 Generic Contractors Test Spreadsheet facility. Or Where the spreadsheet is not used take the: Reciprocal of statutory de-capitalisation rate (i.e. 5% reciprocal = 20) multiply by rateable value of the buildings (before any overall end allowances are made and after making a notional deduction for the land value) and add to the ERC of P&M. Use resultant figure to calculate contract size adjustment. (Guidance Notes - Section 6) | Photo 1 : Screw compressor mounted on air receiver. Photo 2 Photo 3 : Piston compressors. | - | 1 | TRUE
148 | 201A100 | 8882 | 201A100 | Air | Compressors | Rotary Screw Cylinder Mounted 8 - 13 bar | 7.5 kW | 29 - 41 cfm | Cylinder Mounted Screw Compressor. Machine for compressing air by means of rotary screws, Usually electrically driven this type of compressor is commonly found in car garages and small factories. The motor and piston are mounted on the storage cylinder ( receiver ). The compressor switches on when the pressure in the receiver is below the pre set figure. | Considered Not Applicable at time of Publication | (BEAMS Note 1) The ERC for this item should be added to the total of the ERC of the other P&M items on the site and the Buildings ERC (where applicable) to enable the correct contract size adjustment to be made. ERC of P&M Items + ERC of Building Component’s = Total ERC (net figure rateable items only) to which contract size adjustment should be applied The 2023 Generic Contractors Test Spreadsheet has this facility built into the programme - it is recommended you undertake all contractors test valuations using this spreadsheet. (Details on the application of contract size adjustments can be found in the RCG 2023 Guidance notes). Where RV is calculated using the comparative method (rental method) the contract size adjustment should be made as follows: Select - SCAT code box ""P and M as an addition” within the 2023 Generic Contractors Test Spreadsheet facility. Or Where the spreadsheet is not used take the: Reciprocal of statutory de-capitalisation rate (i.e. 5% reciprocal = 20) multiply by rateable value of the buildings (before any overall end allowances are made and after making a notional deduction for the land value) and add to the ERC of P&M. Use resultant figure to calculate contract size adjustment. (Guidance Notes - Section 6) | Costs include delivery and installation as part of a wider air supply installation, itself being part of a notional 3m contract. Adjustment for contract size may be appropriate. | Rotary screw compressor mounted on air receiver. These units tend to replace the piston compressors found under cost codes 201A70 - 201A77. They are the most common types to be found in small scale applications such as small garages and workshops. = cubic feet per minute of air delivered. | As a Class 1 Table 1, (I) item, together with accessories at 2. (I) - (viii) in the List of Accessories. To be rateable, the compressor needs to be used in connection with the provision of power in or on the hereditament. |  | Foundations, supports (steelworks), storage cylinder (air receiver), air driers, filters and mains pipe work. | It is assumed that the item forms part of an average size industrial, commercial or office complex. Where it would be normal to find more than one item in such a hereditament the ERC stated has been adjusted to reflect any number / quantity, discount. These figures are NOT one off figures. | See A99 - 104 | Photo 1 : Screw compressor mounted on air receiver. Photo 2 3 : Piston compressors. | - | 20001 |  | Each | - | NA | NA | NA | #N/A | Option 3 | ERROR | 0% | 7066.3645 | 6295.0515 | 0% | 0% | 6295.0515 | 0% | Indexed | NA | VOA_GPN_GOV_UK\7246041 | 2019-08-30 | Low | Amber | Medium | Risk taken from previous CG | - | - | NA | SPONS M | NA | (BEAMS Note 1) The ERC for this item should be added to the total of the ERC of the other P&M items on the site and the Buildings ERC (where applicable) to enable the correct contract size adjustment to be made. ERC of P&M Items + ERC of Building Component’s = Total ERC (net figure rateable items only) to which contract size adjustment should be applied The 2021 Generic Contractors Test Spreadsheet has this facility built into the programme - it is recommended you undertake all contractors test valuations using this spreadsheet. (Details on the application of contract size adjustments can be found in the RCG 2021 Guidance notes). Where RV is calculated using the comparative method (rental method) the contract size adjustment should be made as follows: Select - SCAT code box "P and M as an addition” within the 2021 Generic Contractors Test Spreadsheet facility. Or Where the spreadsheet is not used take the: Reciprocal of statutory de-capitalisation rate (i.e. 5% reciprocal = 20) multiply by rateable value of the buildings (before any overall end allowances are made and after making a notional deduction for the land value) and add to the ERC of P&M. Use resultant figure to calculate contract size adjustment. (Guidance Notes - Section 6) | Photo 1 : Screw compressor mounted on air receiver. Photo 2 3 : Piston compressors. | - | 1 | TRUE
149 | 201A99 | 8881 | 201A99 | Air | Compressors | Rotary Screw Cylinder Mounted 8 - 13 bar | 5.5 kW | 18 - 29 cfm | Cylinder Mounted Piston Compressors Air Compressors - Machine for compressing air by means of pistons, Usually electrically driven this piston compressor is commonly found in car garages and small factories. The motor and piston are mounted on the storage cylinder ( receiver ). Pressures usually 7 Bar. The compressor switches on when the pressure in the receiver is below the pre set figure. | Considered Not Applicable at time of Publication | (BEAMS Note 1) The ERC for this item should be added to the total of the ERC of the other P&M items on the site and the Buildings ERC (where applicable) to enable the correct contract size adjustment to be made. ERC of P&M Items + ERC of Building Component’s = Total ERC (net figure rateable items only) to which contract size adjustment should be applied The 2023 Generic Contractors Test Spreadsheet has this facility built into the programme - it is recommended you undertake all contractors test valuations using this spreadsheet. (Details on the application of contract size adjustments can be found in the RCG 2023 Guidance notes). Where RV is calculated using the comparative method (rental method) the contract size adjustment should be made as follows: Select - SCAT code box ""P and M as an addition” within the 2023 Generic Contractors Test Spreadsheet facility. Or Where the spreadsheet is not used take the: Reciprocal of statutory de-capitalisation rate (i.e. 5% reciprocal = 20) multiply by rateable value of the buildings (before any overall end allowances are made and after making a notional deduction for the land value) and add to the ERC of P&M. Use resultant figure to calculate contract size adjustment. (Guidance Notes - Section 6) | Costs include delivery and installation as part of a wider air supply installation, itself being part of a notional £3m contract. Adjustment for contract size may be appropriate. | Rotary screw compressor mounted on air receiver. These units tend to replace the piston compressors found under cost codes 201A70 - 201A77. They are the most common types to be found in small scale applications such as small garages and workshops. 'cfm' = cubic feet per minute of air delivered. | As a Class 1 Table 1, (I) item, together with accessories at 2. (I) - (viii) in the List of Accessories. To be rateable, the compressor needs to be used in connection with the provision of power in or on the hereditament. | - | Foundations, supports (steelworks), storage cylinder (air receiver), air driers, filters and mains pipe work. | It is assumed that the item forms part of an "average size industrial, commercial or office complex". Where it would be normal to find more than one item in such a hereditament the ERC stated has been adjusted to reflect any number / quantity, discount. These figures are NOT one off figures. | See A100 - 104 | - | - | 20001 |  | Each | - | NA | NA | NA | #N/A | Option 3 | ERROR | 0% | 6479.5417 | 5772.282 | 0% | 0% | 5772.282 | 0% | Indexed | NA | VOA_GPN_GOV_UK\7246041 | 2019-08-30 | Low | Amber | Medium | Risk taken from previous CG | - | - | NA | SPONS M | NA | (BEAMS Note 1) The ERC for this item should be added to the total of the ERC of the other P&M items on the site and the Buildings ERC (where applicable) to enable the correct contract size adjustment to be made. ERC of P&M Items + ERC of Building Component’s = Total ERC (net figure rateable items only) to which contract size adjustment should be applied The 2021 Generic Contractors Test Spreadsheet has this facility built into the programme - it is recommended you undertake all contractors test valuations using this spreadsheet. (Details on the application of contract size adjustments can be found in the RCG 2021 Guidance notes). Where RV is calculated using the comparative method (rental method) the contract size adjustment should be made as follows: Select - SCAT code box "P and M as an addition” within the 2021 Generic Contractors Test Spreadsheet facility. Or Where the spreadsheet is not used take the: Reciprocal of statutory de-capitalisation rate (i.e. 5% reciprocal = 20) multiply by rateable value of the buildings (before any overall end allowances are made and after making a notional deduction for the land value) and add to the ERC of P&M. Use resultant figure to calculate contract size adjustment. (Guidance Notes - Section 6) | - | - | 1 | TRUE
150 | 201A101 | 8883 | 201A101 | Air | Compressors | Rotary Screw Cylinder Mounted 8 -13 bar | 11 kW | 43 - 59 cfm | Cylinder Mounted Screw Compressor. Machine for compressing air by means of rotary screws, Usually electrically driven this type of compressor is commonly found in car garages and small factories. The motor and piston are mounted on the storage cylinder ( receiver ).The compressor switches on when the pressure in the receiver is below the pre set figure. | Considered Not Applicable at time of Publication | (BEAMS Note 1) The ERC for this item should be added to the total of the ERC of the other P&M items on the site and the Buildings ERC (where applicable) to enable the correct contract size adjustment to be made. ERC of P&M Items + ERC of Building Component’s = Total ERC (net figure rateable items only) to which contract size adjustment should be applied The 2023 Generic Contractors Test Spreadsheet has this facility built into the programme - it is recommended you undertake all contractors test valuations using this spreadsheet. (Details on the application of contract size adjustments can be found in the RCG 2023 Guidance notes). Where RV is calculated using the comparative method (rental method) the contract size adjustment should be made as follows: Select - SCAT code box ""P and M as an addition” within the 2023 Generic Contractors Test Spreadsheet facility. Or Where the spreadsheet is not used take the: Reciprocal of statutory de-capitalisation rate (i.e. 5% reciprocal = 20) multiply by rateable value of the buildings (before any overall end allowances are made and after making a notional deduction for the land value) and add to the ERC of P&M. Use resultant figure to calculate contract size adjustment. (Guidance Notes - Section 6) | Costs include delivery and installation as part of a wider air supply installation, itself being part of a notional 3m contract. Adjustment for contract size may be appropriate. | Rotary screw compressor mounted on air receiver. These units tend to replace the piston compressors found under cost codes 201A70 - 201A77. They are the most common types to be found in small scale applications such as small garages and workshops. = cubic feet per minute of air delivered. | As a Class 1 Table 1, (I) item, together with accessories at 2. (I) - (viii) in the List of Accessories. To be rateable, the compressor needs to be used in connection with the provision of power in or on the hereditament. |  | Foundations, supports (steelworks), storage cylinder (air receiver), air driers, filters and mains pipe work. | It is assumed that the item forms part of an average size industrial, commercial or office complex. Where it would be normal to find more than one item in such a hereditament the ERC stated has been adjusted to reflect any number / quantity, discount. These figures are NOT one off figures. | See A99 - 104 | Photo 1 : Screw compressor mounted on air receiver. Photo 2 3 : Piston compressors. | - | 20001 |  | Each | - | NA | NA | NA | #N/A | Option 3 | ERROR | 0% | 8008.2431 | 7134.1215 | 0% | 0% | 7134.1215 | 0% | Indexed | NA | VOA_GPN_GOV_UK\7246041 | 2019-08-30 | Low | Amber | Medium | Risk taken from previous CG | - | - | NA | SPONS M | NA | (BEAMS Note 1) The ERC for this item should be added to the total of the ERC of the other P&M items on the site and the Buildings ERC (where applicable) to enable the correct contract size adjustment to be made. ERC of P&M Items + ERC of Building Component’s = Total ERC (net figure rateable items only) to which contract size adjustment should be applied The 2021 Generic Contractors Test Spreadsheet has this facility built into the programme - it is recommended you undertake all contractors test valuations using this spreadsheet. (Details on the application of contract size adjustments can be found in the RCG 2021 Guidance notes). Where RV is calculated using the comparative method (rental method) the contract size adjustment should be made as follows: Select - SCAT code box "P and M as an addition” within the 2021 Generic Contractors Test Spreadsheet facility. Or Where the spreadsheet is not used take the: Reciprocal of statutory de-capitalisation rate (i.e. 5% reciprocal = 20) multiply by rateable value of the buildings (before any overall end allowances are made and after making a notional deduction for the land value) and add to the ERC of P&M. Use resultant figure to calculate contract size adjustment. (Guidance Notes - Section 6) | Photo 1 : Screw compressor mounted on air receiver. Photo 2 3 : Piston compressors. | - | 1 | TRUE
151 | 201A102 | 8884 | 201A102 | Air | Compressors | Rotary Screw Cylinder Mounted 8 -13 bar | 15 kW | 55 - 78 cfm | Cylinder Mounted Screw Compressor. Machine for compressing air by means of rotary screws, Usually electrically driven this type of compressor is commonly found in car garages and small factories. The motor and piston are mounted on the storage cylinder ( receiver ).The compressor switches on when the pressure in the receiver is below the pre set figure. | Considered Not Applicable at time of Publication | (BEAMS Note 1) The ERC for this item should be added to the total of the ERC of the other P&M items on the site and the Buildings ERC (where applicable) to enable the correct contract size adjustment to be made. ERC of P&M Items + ERC of Building Component’s = Total ERC (net figure rateable items only) to which contract size adjustment should be applied The 2023 Generic Contractors Test Spreadsheet has this facility built into the programme - it is recommended you undertake all contractors test valuations using this spreadsheet. (Details on the application of contract size adjustments can be found in the RCG 2023 Guidance notes). Where RV is calculated using the comparative method (rental method) the contract size adjustment should be made as follows: Select - SCAT code box ""P and M as an addition” within the 2023 Generic Contractors Test Spreadsheet facility. Or Where the spreadsheet is not used take the: Reciprocal of statutory de-capitalisation rate (i.e. 5% reciprocal = 20) multiply by rateable value of the buildings (before any overall end allowances are made and after making a notional deduction for the land value) and add to the ERC of P&M. Use resultant figure to calculate contract size adjustment. (Guidance Notes - Section 6) | Costs include delivery and installation as part of a wider air supply installation, itself being part of a notional 3m contract. Adjustment for contract size may be appropriate. | Rotary screw compressor mounted on air receiver. These units tend to replace the piston compressors found under cost codes 201A70 - 201A77. They are the most common types to be found in small scale applications such as small garages and workshops. = cubic feet per minute of air delivered. | As a Class 1 Table 1, (I) item, together with accessories at 2. (I) - (viii) in the List of Accessories. To be rateable, the compressor needs to be used in connection with the provision of power in or on the hereditament. |  | Foundations, supports (steelworks), storage cylinder (air receiver), air driers, filters and mains pipe work. | It is assumed that the item forms part of an average size industrial, commercial or office complex. Where it would be normal to find more than one item in such a hereditament the ERC stated has been adjusted to reflect any number / quantity, discount. These figures are NOT one off figures. | See A99 - 104 | Photo 1 : Screw compressor mounted on air receiver. Photo 2 3 : Piston compressors. | - | 20001 |  | Each | - | NA | NA | NA | #N/A | Option 3 | ERROR | 0% | 10313.343 | 9187.6135 | 0% | 0% | 9187.6135 | 0% | Indexed | NA | VOA_GPN_GOV_UK\7246041 | 2019-08-30 | Low | Amber | Medium | Risk taken from previous CG | - | - | NA | SPONS M | NA | (BEAMS Note 1) The ERC for this item should be added to the total of the ERC of the other P&M items on the site and the Buildings ERC (where applicable) to enable the correct contract size adjustment to be made. ERC of P&M Items + ERC of Building Component’s = Total ERC (net figure rateable items only) to which contract size adjustment should be applied The 2021 Generic Contractors Test Spreadsheet has this facility built into the programme - it is recommended you undertake all contractors test valuations using this spreadsheet. (Details on the application of contract size adjustments can be found in the RCG 2021 Guidance notes). Where RV is calculated using the comparative method (rental method) the contract size adjustment should be made as follows: Select - SCAT code box "P and M as an addition” within the 2021 Generic Contractors Test Spreadsheet facility. Or Where the spreadsheet is not used take the: Reciprocal of statutory de-capitalisation rate (i.e. 5% reciprocal = 20) multiply by rateable value of the buildings (before any overall end allowances are made and after making a notional deduction for the land value) and add to the ERC of P&M. Use resultant figure to calculate contract size adjustment. (Guidance Notes - Section 6) | Photo 1 : Screw compressor mounted on air receiver. Photo 2 3 : Piston compressors. | - | 1 | TRUE
152 | 201A103 | 8885 | 201A103 | Air | Compressors | Rotary Screw Cylinder Mounted 8 -13 bar | 25 kW | 74 - 100 cfm | Cylinder Mounted Screw Compressor. Machine for compressing air by means of rotary screws, Usually electrically driven this type of compressor is commonly found in car garages and small factories. The motor and piston are mounted on the storage cylinder ( receiver ).The compressor switches on when the pressure in the receiver is below the pre set figure. | Considered Not Applicable at time of Publication | (BEAMS Note 1) The ERC for this item should be added to the total of the ERC of the other P&M items on the site and the Buildings ERC (where applicable) to enable the correct contract size adjustment to be made. ERC of P&M Items + ERC of Building Component’s = Total ERC (net figure rateable items only) to which contract size adjustment should be applied The 2023 Generic Contractors Test Spreadsheet has this facility built into the programme - it is recommended you undertake all contractors test valuations using this spreadsheet. (Details on the application of contract size adjustments can be found in the RCG 2023 Guidance notes). Where RV is calculated using the comparative method (rental method) the contract size adjustment should be made as follows: Select - SCAT code box ""P and M as an addition” within the 2023 Generic Contractors Test Spreadsheet facility. Or Where the spreadsheet is not used take the: Reciprocal of statutory de-capitalisation rate (i.e. 5% reciprocal = 20) multiply by rateable value of the buildings (before any overall end allowances are made and after making a notional deduction for the land value) and add to the ERC of P&M. Use resultant figure to calculate contract size adjustment. (Guidance Notes - Section 6) | Costs include delivery and installation as part of a wider air supply installation, itself being part of a notional 3m contract. Adjustment for contract size may be appropriate. | Rotary screw compressor mounted on air receiver. These units tend to replace the piston compressors found under cost codes 201A70 - 201A77. They are the most common types to be found in small scale applications such as small garages and workshops. = cubic feet per minute of air delivered. | As a Class 1 Table 1, (I) item, together with accessories at 2. (I) - (viii) in the List of Accessories. To be rateable, the compressor needs to be used in connection with the provision of power in or on the hereditament. |  | Foundations, supports (steelworks), storage cylinder (air receiver), air driers, filters and mains pipe work. | It is assumed that the item forms part of an average size industrial, commercial or office complex. Where it would be normal to find more than one item in such a hereditament the ERC stated has been adjusted to reflect any number / quantity, discount. These figures are NOT one off figures. | See A99 - 104 | Photo 1 : Screw compressor mounted on air receiver. Photo 2 Photo 3 : Piston compressors. | - | 20001 |  | Each | - | NA | NA | NA | #N/A | Option 3 | ERROR | 0% | 13403.7968 | 11940.7359 | 0% | 0% | 11940.7359 | 0% | Indexed | NA | VOA_GPN_GOV_UK\7246041 | 2019-08-30 | Low | Amber | Medium | Risk taken from previous CG | - | - | NA | SPONS M | NA | (BEAMS Note 1) The ERC for this item should be added to the total of the ERC of the other P&M items on the site and the Buildings ERC (where applicable) to enable the correct contract size adjustment to be made. ERC of P&M Items + ERC of Building Component’s = Total ERC (net figure rateable items only) to which contract size adjustment should be applied The 2021 Generic Contractors Test Spreadsheet has this facility built into the programme - it is recommended you undertake all contractors test valuations using this spreadsheet. (Details on the application of contract size adjustments can be found in the RCG 2021 Guidance notes). Where RV is calculated using the comparative method (rental method) the contract size adjustment should be made as follows: Select - SCAT code box "P and M as an addition” within the 2021 Generic Contractors Test Spreadsheet facility. Or Where the spreadsheet is not used take the: Reciprocal of statutory de-capitalisation rate (i.e. 5% reciprocal = 20) multiply by rateable value of the buildings (before any overall end allowances are made and after making a notional deduction for the land value) and add to the ERC of P&M. Use resultant figure to calculate contract size adjustment. (Guidance Notes - Section 6) | Photo 1 : Screw compressor mounted on air receiver. Photo 2 Photo 3 : Piston compressors. | - | 1 | TRUE
153 | 201A95 | 5079 | 201A95 | Air | Compressors | Silencing | Hp 25 - 30 | - | Air Compressor - exhaust and motor silencer Air Compressors - Machine for compressing air by means of interlocking screws Silencer - This is the acoustic box and equipment attached to and surrounding usually rotary screw compressors. Large silencers can be found on piston compressor motors. | Considered Not Applicable at time of Publication | (BEAMS Note 1) The ERC for this item should be added to the total of the ERC of the other P&M items on the site and the Buildings ERC (where applicable) to enable the correct contract size adjustment to be made. ERC of P&M Items + ERC of Building Component’s = Total ERC (net figure rateable items only) to which contract size adjustment should be applied The 2023 Generic Contractors Test Spreadsheet has this facility built into the programme - it is recommended you undertake all contractors test valuations using this spreadsheet. (Details on the application of contract size adjustments can be found in the RCG 2023 Guidance notes). Where RV is calculated using the comparative method (rental method) the contract size adjustment should be made as follows: Select - SCAT code box ""P and M as an addition” within the 2023 Generic Contractors Test Spreadsheet facility. Or Where the spreadsheet is not used take the: Reciprocal of statutory de-capitalisation rate (i.e. 5% reciprocal = 20) multiply by rateable value of the buildings (before any overall end allowances are made and after making a notional deduction for the land value) and add to the ERC of P&M. Use resultant figure to calculate contract size adjustment. (Guidance Notes - Section 6) | - | 1.The Type 2.The size of the motor 3.Age Note - whether this is a mechanical silencer to the exhaust system or acoustic box. | List of Accessories 2 (v) exhaust boxes and silencers | - | Compressors, foundations, supports (steelworks), storage cylinder (air receiver), air driers, filters and mains pipe work | It is assumed that the item forms part of an average size industrial, commercial or office complex. Where it would be normal to find more than one item in such a hereditament the ERC stated has been adjusted to reflect any number / quantity, discount. These figures are NOT one off figures. | - | Photo 1 Insulated box containing screw compressor | - | 20009 |  | Each | - | NA | NA | NA | 1810.4858 | Option 3 | 2438.2089 | 34.67% | 1059.1152 | 943.5099 | -47.89% | -61.3% | 943.5099 | -47.89% | Indexed | NA | VOA_GPN_GOV_UK\7246041 | 2019-08-30 | Low | Amber | Medium | Risk taken from previous CG | - | - | NA | SPONS M | NA | (BEAMS Note 1) The ERC for this item should be added to the total of the ERC of the other P&M items on the site and the Buildings ERC (where applicable) to enable the correct contract size adjustment to be made. ERC of P&M Items + ERC of Building Component’s = Total ERC (net figure rateable items only) to which contract size adjustment should be applied The 2021 Generic Contractors Test Spreadsheet has this facility built into the programme - it is recommended you undertake all contractors test valuations using this spreadsheet. (Details on the application of contract size adjustments can be found in the RCG 2021 Guidance notes). Where RV is calculated using the comparative method (rental method) the contract size adjustment should be made as follows: Select - SCAT code box "P and M as an addition” within the 2021 Generic Contractors Test Spreadsheet facility. Or Where the spreadsheet is not used take the: Reciprocal of statutory de-capitalisation rate (i.e. 5% reciprocal = 20) multiply by rateable value of the buildings (before any overall end allowances are made and after making a notional deduction for the land value) and add to the ERC of P&M. Use resultant figure to calculate contract size adjustment. (Guidance Notes - Section 6) | Photo 1 Insulated box containing screw compressor | - | 1 | TRUE
154 | 201A96 | 3853 | 201A96 | Air | Compressors | Silencing | Hp 40 - 60 | - | Air Compressor - exhaust and motor silencer Air Compressors - Machine for compressing air by means of interlocking screws Silencer - This is the acoustic box and equipment attached to and surrounding usually rotary screw compressors. Large silencers can be found on piston compressor motors. | Considered Not Applicable at time of Publication | (BEAMS Note 1) The ERC for this item should be added to the total of the ERC of the other P&M items on the site and the Buildings ERC (where applicable) to enable the correct contract size adjustment to be made. ERC of P&M Items + ERC of Building Component’s = Total ERC (net figure rateable items only) to which contract size adjustment should be applied The 2023 Generic Contractors Test Spreadsheet has this facility built into the programme - it is recommended you undertake all contractors test valuations using this spreadsheet. (Details on the application of contract size adjustments can be found in the RCG 2023 Guidance notes). Where RV is calculated using the comparative method (rental method) the contract size adjustment should be made as follows: Select - SCAT code box ""P and M as an addition” within the 2023 Generic Contractors Test Spreadsheet facility. Or Where the spreadsheet is not used take the: Reciprocal of statutory de-capitalisation rate (i.e. 5% reciprocal = 20) multiply by rateable value of the buildings (before any overall end allowances are made and after making a notional deduction for the land value) and add to the ERC of P&M. Use resultant figure to calculate contract size adjustment. (Guidance Notes - Section 6) | - | 1.The Type 2.The size of the motor 3.Age Note;- whether this is a mechanical silencer to the exhaust system or acoustic box. | List of Accessories 2 (v) exhaust boxes and silencers | - | Compressors, foundations, supports (steelworks), storage cylinder (air receiver), air driers, filters and mains pipe work | It is assumed that the item forms part of an "average size industrial, commercial or office complex". Where it would be normal to find more than one item in such a hereditament the ERC stated has been adjusted to reflect any number / quantity, discount. These figures are NOT one off figures. | - | Photo 1 Insulated box containing screw compressor | - | 20009 |  | Each | - | NA | NA | NA | 2436.0238 | Option 3 | 3280.6306 | 34.67% | 1429.8056 | 1273.7384 | -47.71% | -61.17% | 1273.7384 | -47.71% | Indexed | NA | VOA_GPN_GOV_UK\7246041 | 2019-08-30 | Low | Amber | Medium | Risk taken from previous CG | - | - | NA | SPONS M | NA | (BEAMS Note 1) The ERC for this item should be added to the total of the ERC of the other P&M items on the site and the Buildings ERC (where applicable) to enable the correct contract size adjustment to be made. ERC of P&M Items + ERC of Building Component’s = Total ERC (net figure rateable items only) to which contract size adjustment should be applied The 2021 Generic Contractors Test Spreadsheet has this facility built into the programme - it is recommended you undertake all contractors test valuations using this spreadsheet. (Details on the application of contract size adjustments can be found in the RCG 2021 Guidance notes). Where RV is calculated using the comparative method (rental method) the contract size adjustment should be made as follows: Select - SCAT code box "P and M as an addition” within the 2021 Generic Contractors Test Spreadsheet facility. Or Where the spreadsheet is not used take the: Reciprocal of statutory de-capitalisation rate (i.e. 5% reciprocal = 20) multiply by rateable value of the buildings (before any overall end allowances are made and after making a notional deduction for the land value) and add to the ERC of P&M. Use resultant figure to calculate contract size adjustment. (Guidance Notes - Section 6) | Photo 1 Insulated box containing screw compressor | - | 1 | TRUE
155 | 201A97 | 3854 | 201A97 | Air | Compressors | Silencing | Hp 70 - 100 | - | Air Compressor - exhaust and motor silencer Air Compressors - Machine for compressing air by means of interlocking screws Silencer - This is the acoustic box and equipment attached to and surrounding usually rotary screw compressors. Large silencers can be found on piston compressor motors. | Considered Not Applicable at time of Publication | (BEAMS Note 1) The ERC for this item should be added to the total of the ERC of the other P&M items on the site and the Buildings ERC (where applicable) to enable the correct contract size adjustment to be made. ERC of P&M Items + ERC of Building Component’s = Total ERC (net figure rateable items only) to which contract size adjustment should be applied The 2023 Generic Contractors Test Spreadsheet has this facility built into the programme - it is recommended you undertake all contractors test valuations using this spreadsheet. (Details on the application of contract size adjustments can be found in the RCG 2023 Guidance notes). Where RV is calculated using the comparative method (rental method) the contract size adjustment should be made as follows: Select - SCAT code box ""P and M as an addition” within the 2023 Generic Contractors Test Spreadsheet facility. Or Where the spreadsheet is not used take the: Reciprocal of statutory de-capitalisation rate (i.e. 5% reciprocal = 20) multiply by rateable value of the buildings (before any overall end allowances are made and after making a notional deduction for the land value) and add to the ERC of P&M. Use resultant figure to calculate contract size adjustment. (Guidance Notes - Section 6) | - | 1.The Type 2.The size of the motor 3.Age Note;- whether this is a mechanical silencer to the exhaust system or acoustic box. | List of Accessories 2 (v) exhaust boxes and silencers | - | Compressors, foundations, supports (steelworks), storage cylinder (air receiver), air driers, filters and mains pipe work | It is assumed that the item forms part of an "average size industrial, commercial or office complex". Where it would be normal to find more than one item in such a hereditament the ERC stated has been adjusted to reflect any number / quantity, discount. These figures are NOT one off figures. | - | Photo 1 Insulated box containing screw compressor | - | 20009 |  | Each | - | NA | NA | NA | 2859.6024 | Option 3 | 3851.0704 | 34.67% | 1694.5844 | 1509.6159 | -47.21% | -60.8% | 1509.6159 | -47.21% | Indexed | NA | VOA_GPN_GOV_UK\7246041 | 2019-08-30 | Low | Amber | Medium | Risk taken from previous CG | - | - | NA | SPONS M | NA | (BEAMS Note 1) The ERC for this item should be added to the total of the ERC of the other P&M items on the site and the Buildings ERC (where applicable) to enable the correct contract size adjustment to be made. ERC of P&M Items + ERC of Building Component’s = Total ERC (net figure rateable items only) to which contract size adjustment should be applied The 2021 Generic Contractors Test Spreadsheet has this facility built into the programme - it is recommended you undertake all contractors test valuations using this spreadsheet. (Details on the application of contract size adjustments can be found in the RCG 2021 Guidance notes). Where RV is calculated using the comparative method (rental method) the contract size adjustment should be made as follows: Select - SCAT code box "P and M as an addition” within the 2021 Generic Contractors Test Spreadsheet facility. Or Where the spreadsheet is not used take the: Reciprocal of statutory de-capitalisation rate (i.e. 5% reciprocal = 20) multiply by rateable value of the buildings (before any overall end allowances are made and after making a notional deduction for the land value) and add to the ERC of P&M. Use resultant figure to calculate contract size adjustment. (Guidance Notes - Section 6) | Photo 1 Insulated box containing screw compressor | - | 1 | TRUE
156 | 201A98 | 5044 | 201A98 | Air | Compressors | Silencing | Hp 110 - 164 | - | Air Compressor - exhaust and motor silencer Air Compressors - Machine for compressing air by means of interlocking screws Silencer - This is the acoustic box and equipment attached to and surrounding usually rotary screw compressors. Large silencers can be found on piston compressor motors. | Considered Not Applicable at time of Publication | (BEAMS Note 1) The ERC for this item should be added to the total of the ERC of the other P&M items on the site and the Buildings ERC (where applicable) to enable the correct contract size adjustment to be made. ERC of P&M Items + ERC of Building Component’s = Total ERC (net figure rateable items only) to which contract size adjustment should be applied The 2023 Generic Contractors Test Spreadsheet has this facility built into the programme - it is recommended you undertake all contractors test valuations using this spreadsheet. (Details on the application of contract size adjustments can be found in the RCG 2023 Guidance notes). Where RV is calculated using the comparative method (rental method) the contract size adjustment should be made as follows: Select - SCAT code box ""P and M as an addition” within the 2023 Generic Contractors Test Spreadsheet facility. Or Where the spreadsheet is not used take the: Reciprocal of statutory de-capitalisation rate (i.e. 5% reciprocal = 20) multiply by rateable value of the buildings (before any overall end allowances are made and after making a notional deduction for the land value) and add to the ERC of P&M. Use resultant figure to calculate contract size adjustment. (Guidance Notes - Section 6) | - | 1.The Type 2.The size of the motor 3.Age Note;- whether this is a mechanical silencer to the exhaust system or acoustic box. | List of Accessories 2 (v) exhaust boxes and silencers | - | Compressors, foundations, supports (steelworks), storage cylinder (air receiver), air driers, filters and mains pipe work | It is assumed that the item forms part of an "average size industrial, commercial or office complex". Where it would be normal to find more than one item in such a hereditament the ERC stated has been adjusted to reflect any number / quantity, discount. These figures are NOT one off figures. | - | Photo 1 Insulated box containing screw compressor | - | 20009 |  | Each | - | NA | NA | NA | 3127.6901 | Option 3 | 4212.1082 | 34.67% | 1853.4517 | 1651.1424 | -47.21% | -60.8% | 1651.1424 | -47.21% | Indexed | NA | VOA_GPN_GOV_UK\7246041 | 2019-08-30 | Low | Amber | Medium | Risk taken from previous CG | - | - | NA | SPONS M | NA | (BEAMS Note 1) The ERC for this item should be added to the total of the ERC of the other P&M items on the site and the Buildings ERC (where applicable) to enable the correct contract size adjustment to be made. ERC of P&M Items + ERC of Building Component’s = Total ERC (net figure rateable items only) to which contract size adjustment should be applied The 2021 Generic Contractors Test Spreadsheet has this facility built into the programme - it is recommended you undertake all contractors test valuations using this spreadsheet. (Details on the application of contract size adjustments can be found in the RCG 2021 Guidance notes). Where RV is calculated using the comparative method (rental method) the contract size adjustment should be made as follows: Select - SCAT code box "P and M as an addition” within the 2021 Generic Contractors Test Spreadsheet facility. Or Where the spreadsheet is not used take the: Reciprocal of statutory de-capitalisation rate (i.e. 5% reciprocal = 20) multiply by rateable value of the buildings (before any overall end allowances are made and after making a notional deduction for the land value) and add to the ERC of P&M. Use resultant figure to calculate contract size adjustment. (Guidance Notes - Section 6) | Photo 1 Insulated box containing screw compressor | - | 1 | TRUE
157 | 201D71 | 3649 | 201D71 | Air | Dryers | Gas 14 bar | 20m³ / hr | - | Situated between the air compressor and the air receiver the Air Dryer takes the moisture out of the compressed air. This helps to prevent rust forming in the air receiver and mild steel distribution pipes. There are 3 main types, refrigerant, desiccant and desiccant drum type. These units can be a variety of shapes and sizes. For high pressures or where large volumes of air are continuously required the units are larger and more complex in nature. The size of the air dryer is based on the amount of air cu m / hour that is passing through the system. For most industrial hereditaments (based on rental comparison) the smaller dryer will be found, as the air volumes required will be limited. | Considered Not Applicable at time of Publication | (BEAMS Note 1) The ERC for this item should be added to the total of the ERC of the other P&M items on the site and the Buildings ERC (where applicable) to enable the correct contract size adjustment to be made. ERC of P&M Items + ERC of Building Component’s = Total ERC (net figure rateable items only) to which contract size adjustment should be applied The 2023 Generic Contractors Test Spreadsheet has this facility built into the programme - it is recommended you undertake all contractors test valuations using this spreadsheet. (Details on the application of contract size adjustments can be found in the RCG 2023 Guidance notes). Where RV is calculated using the comparative method (rental method) the contract size adjustment should be made as follows: Select - SCAT code box ""P and M as an addition” within the 2023 Generic Contractors Test Spreadsheet facility. Or Where the spreadsheet is not used take the: Reciprocal of statutory de-capitalisation rate (i.e. 5% reciprocal = 20) multiply by rateable value of the buildings (before any overall end allowances are made and after making a notional deduction for the land value) and add to the ERC of P&M. Use resultant figure to calculate contract size adjustment. (Guidance Notes - Section 6) | If specific information is not known adopt 201D02 | Details to be taken 1. Pressure of system (BAR) 2. Cu m per hour 3. Age 4.Type | List of accessories 2.(v) coolers...purifying and other treatment apparatus.....separators, filters. | Must be used in conjunction with class 1 item. | Air compressors, storage cylinders and vessels, (air receiver) mains pipework and filters . | It is assumed that the item forms part of an "average size industrial, commercial or office complex". Where it would be normal to find more than one item in such a hereditament the ERC stated has been adjusted to reflect any number / quantity, discount. These figures are NOT one off figures. | - | Air Dryer Used to remove the water vapour from the system. Three types of Air Dryer (i) refrigerant (ii) dessicant (iii) dessicant drum type. | Photo 1 - Typical small unit between air compressor and receiver. Photo 2 - Refrigerant type- gas fired. Photo 3 - Desiccant drum type | 20011 |  | Each | - | NA | NA | NA | 1671.0801 | Option 3 | 2250.4692 | 34.67% | 953.2037 | 849.1589 | -49.19% | -62.27% | 849.1589 | -49.19% | Indexed | NA | VOA_GPN_GOV_UK\7246041 | 2019-08-30 | Low | Amber | Medium | Risk taken from previous CG | - | - | NA | SPONS M | NA | (BEAMS Note 1) The ERC for this item should be added to the total of the ERC of the other P&M items on the site and the Buildings ERC (where applicable) to enable the correct contract size adjustment to be made. ERC of P&M Items + ERC of Building Component’s = Total ERC (net figure rateable items only) to which contract size adjustment should be applied The 2021 Generic Contractors Test Spreadsheet has this facility built into the programme - it is recommended you undertake all contractors test valuations using this spreadsheet. (Details on the application of contract size adjustments can be found in the RCG 2021 Guidance notes). Where RV is calculated using the comparative method (rental method) the contract size adjustment should be made as follows: Select - SCAT code box "P and M as an addition” within the 2021 Generic Contractors Test Spreadsheet facility. Or Where the spreadsheet is not used take the: Reciprocal of statutory de-capitalisation rate (i.e. 5% reciprocal = 20) multiply by rateable value of the buildings (before any overall end allowances are made and after making a notional deduction for the land value) and add to the ERC of P&M. Use resultant figure to calculate contract size adjustment. (Guidance Notes - Section 6) | Air Dryer Used to remove the water vapour from the system. Three types of Air Dryer (i) refrigerant (ii) dessicant (iii) dessicant drum type. | Photo 1 - Typical small unit between air compressor and receiver. Photo 2 - Refrigerant type- gas fired. Photo 3 - Desiccant drum type | 1 | TRUE
158 | 201D72 | 3650 | 201D72 | Air | Dryers | Gas 14 bar | 70m³ / hr | - | Situated between the air compressor and the air receiver the Air Dryer takes the moisture out of the compressed air. This helps to prevent rust forming in the air receiver and mild steel distribution pipes. There are 3 main types, refrigerant, desiccant and desiccant drum type. These units can be a variety of shapes and sizes. For high pressures or where large volumes of air are continuously required the units are larger and more complex in nature. The size of the air dryer is based on the amount of air cu m / hour that is passing through the system. For most industrial hereditaments (based on rental comparison) the smaller dryer will be found, as the air volumes required will be limited. | Considered Not Applicable at time of Publication | (BEAMS Note 1) The ERC for this item should be added to the total of the ERC of the other P&M items on the site and the Buildings ERC (where applicable) to enable the correct contract size adjustment to be made. ERC of P&M Items + ERC of Building Component’s = Total ERC (net figure rateable items only) to which contract size adjustment should be applied The 2023 Generic Contractors Test Spreadsheet has this facility built into the programme - it is recommended you undertake all contractors test valuations using this spreadsheet. (Details on the application of contract size adjustments can be found in the RCG 2023 Guidance notes). Where RV is calculated using the comparative method (rental method) the contract size adjustment should be made as follows: Select - SCAT code box ""P and M as an addition” within the 2023 Generic Contractors Test Spreadsheet facility. Or Where the spreadsheet is not used take the: Reciprocal of statutory de-capitalisation rate (i.e. 5% reciprocal = 20) multiply by rateable value of the buildings (before any overall end allowances are made and after making a notional deduction for the land value) and add to the ERC of P&M. Use resultant figure to calculate contract size adjustment. (Guidance Notes - Section 6) | If specific information is not known adopt 201D02 | Details to be taken 1. Pressure of system (BAR) 2. Cu m per hour 3. Age 4.Type | List of accessories 2.(v) coolers...purifying and other treatment apparatus.....separators, filters. | Must be used in conjunction with class 1 item. | Air compressors, storage cylinders and vessels, (air receiver) mains pipework and filters . | It is assumed that the item forms part of an "average size industrial, commercial or office complex". Where it would be normal to find more than one item in such a hereditament the ERC stated has been adjusted to reflect any number / quantity, discount. These figures are NOT one off figures. | - | Air Dryer Used to remove the water vapour from the system. Three types of Air Dryer (i) refrigerant (ii) dessicant (iii) dessicant drum type. | Photo 1 - Typical small unit between air compressor and receiver. Photo 2 - Refrigerant type- gas fired. Photo 3 - Desiccant drum type | 20011 |  | Each | - | NA | NA | NA | 2341.2994 | Option 3 | 3153.0639 | 34.67% | 1138.5489 | 1014.2732 | -56.68% | -67.83% | 1014.2732 | -56.68% | Indexed | NA | VOA_GPN_GOV_UK\7246041 | 2019-08-30 | Low | Amber | Medium | Risk taken from previous CG | - | - | NA | SPONS M | NA | (BEAMS Note 1) The ERC for this item should be added to the total of the ERC of the other P&M items on the site and the Buildings ERC (where applicable) to enable the correct contract size adjustment to be made. ERC of P&M Items + ERC of Building Component’s = Total ERC (net figure rateable items only) to which contract size adjustment should be applied The 2021 Generic Contractors Test Spreadsheet has this facility built into the programme - it is recommended you undertake all contractors test valuations using this spreadsheet. (Details on the application of contract size adjustments can be found in the RCG 2021 Guidance notes). Where RV is calculated using the comparative method (rental method) the contract size adjustment should be made as follows: Select - SCAT code box "P and M as an addition” within the 2021 Generic Contractors Test Spreadsheet facility. Or Where the spreadsheet is not used take the: Reciprocal of statutory de-capitalisation rate (i.e. 5% reciprocal = 20) multiply by rateable value of the buildings (before any overall end allowances are made and after making a notional deduction for the land value) and add to the ERC of P&M. Use resultant figure to calculate contract size adjustment. (Guidance Notes - Section 6) | Air Dryer Used to remove the water vapour from the system. Three types of Air Dryer (i) refrigerant (ii) dessicant (iii) dessicant drum type. | Photo 1 - Typical small unit between air compressor and receiver. Photo 2 - Refrigerant type- gas fired. Photo 3 - Desiccant drum type | 1 | TRUE
159 | 201D73 | 3654 | 201D73 | Air | Dryers | Gas 14 bar | 150m³ / hr | - | Situated between the air compressor and the air receiver the Air Dryer takes the moisture out of the compressed air. This helps to prevent rust forming in the air receiver and mild steel distribution pipes. There are 3 main types, refrigerant, desiccant and desiccant drum type. These units can be a variety of shapes and sizes. For high pressures or where large volumes of air are continuously required the units are larger and more complex in nature. The size of the air dryer is based on the amount of air cu m / hour that is passing through the system. For most industrial hereditaments (based on rental comparison) the smaller dryer will be found, as the air volumes required will be limited. | Considered Not Applicable at time of Publication | (BEAMS Note 1) The ERC for this item should be added to the total of the ERC of the other P&M items on the site and the Buildings ERC (where applicable) to enable the correct contract size adjustment to be made. ERC of P&M Items + ERC of Building Component’s = Total ERC (net figure rateable items only) to which contract size adjustment should be applied The 2023 Generic Contractors Test Spreadsheet has this facility built into the programme - it is recommended you undertake all contractors test valuations using this spreadsheet. (Details on the application of contract size adjustments can be found in the RCG 2023 Guidance notes). Where RV is calculated using the comparative method (rental method) the contract size adjustment should be made as follows: Select - SCAT code box ""P and M as an addition” within the 2023 Generic Contractors Test Spreadsheet facility. Or Where the spreadsheet is not used take the: Reciprocal of statutory de-capitalisation rate (i.e. 5% reciprocal = 20) multiply by rateable value of the buildings (before any overall end allowances are made and after making a notional deduction for the land value) and add to the ERC of P&M. Use resultant figure to calculate contract size adjustment. (Guidance Notes - Section 6) | If specific information is not known adopt 201D02 | Details to be taken 1. Pressure of system (BAR) 2. Cu m per hour 3. Age 4.Type | List of accessories 2.(v) coolers...purifying and other treatment apparatus.....separators, filters. | Must be used in conjunction with class 1 item. | Air compressors, storage cylinders and vessels, (air receiver) mains pipework and filters . | It is assumed that the item forms part of an "average size industrial, commercial or office complex". Where it would be normal to find more than one item in such a hereditament the ERC stated has been adjusted to reflect any number / quantity, discount. These figures are NOT one off figures. | - | Air Dryer Used to remove the water vapour from the system. Three types of Air Dryer (i) refrigerant (ii) dessicant (iii) dessicant drum type. | Photo 1 - Typical small unit between air compressor and receiver. Photo 2 - Refrigerant type- gas fired. Photo 3 - Desiccant drum type | 20011 |  | Each | - | NA | NA | NA | 3306.4152 | Option 3 | 4452.8001 | 34.67% | 1270.9383 | 1132.2119 | -65.76% | -74.57% | 1132.2119 | -65.76% | Indexed | NA | VOA_GPN_GOV_UK\7246041 | 2019-08-30 | Low | Amber | Medium | Risk taken from previous CG | - | - | NA | SPONS M | NA | (BEAMS Note 1) The ERC for this item should be added to the total of the ERC of the other P&M items on the site and the Buildings ERC (where applicable) to enable the correct contract size adjustment to be made. ERC of P&M Items + ERC of Building Component’s = Total ERC (net figure rateable items only) to which contract size adjustment should be applied The 2021 Generic Contractors Test Spreadsheet has this facility built into the programme - it is recommended you undertake all contractors test valuations using this spreadsheet. (Details on the application of contract size adjustments can be found in the RCG 2021 Guidance notes). Where RV is calculated using the comparative method (rental method) the contract size adjustment should be made as follows: Select - SCAT code box "P and M as an addition” within the 2021 Generic Contractors Test Spreadsheet facility. Or Where the spreadsheet is not used take the: Reciprocal of statutory de-capitalisation rate (i.e. 5% reciprocal = 20) multiply by rateable value of the buildings (before any overall end allowances are made and after making a notional deduction for the land value) and add to the ERC of P&M. Use resultant figure to calculate contract size adjustment. (Guidance Notes - Section 6) | Air Dryer Used to remove the water vapour from the system. Three types of Air Dryer (i) refrigerant (ii) dessicant (iii) dessicant drum type. | Photo 1 - Typical small unit between air compressor and receiver. Photo 2 - Refrigerant type- gas fired. Photo 3 - Desiccant drum type | 1 | TRUE
160 | 201D74 | 3652 | 201D74 | Air | Dryers | Gas 14 bar | 185m³ / hr | - | Situated between the air compressor and the air receiver the Air Dryer takes the moisture out of the compressed air. This helps to prevent rust forming in the air receiver and mild steel distribution pipes. There are 3 main types, refrigerant, desiccant and desiccant drum type. These units can be a variety of shapes and sizes. For high pressures or where large volumes of air are continuously required the units are larger and more complex in nature. The size of the air dryer is based on the amount of air cu m / hour that is passing through the system. For most industrial hereditaments (based on rental comparison) the smaller dryer will be found, as the air volumes required will be limited. | Considered Not Applicable at time of Publication | (BEAMS Note 1) The ERC for this item should be added to the total of the ERC of the other P&M items on the site and the Buildings ERC (where applicable) to enable the correct contract size adjustment to be made. ERC of P&M Items + ERC of Building Component’s = Total ERC (net figure rateable items only) to which contract size adjustment should be applied The 2023 Generic Contractors Test Spreadsheet has this facility built into the programme - it is recommended you undertake all contractors test valuations using this spreadsheet. (Details on the application of contract size adjustments can be found in the RCG 2023 Guidance notes). Where RV is calculated using the comparative method (rental method) the contract size adjustment should be made as follows: Select - SCAT code box ""P and M as an addition” within the 2023 Generic Contractors Test Spreadsheet facility. Or Where the spreadsheet is not used take the: Reciprocal of statutory de-capitalisation rate (i.e. 5% reciprocal = 20) multiply by rateable value of the buildings (before any overall end allowances are made and after making a notional deduction for the land value) and add to the ERC of P&M. Use resultant figure to calculate contract size adjustment. (Guidance Notes - Section 6) | If specific information is not known adopt 201D02 | Details to be taken 1. Pressure of system (BAR) 2. Cu m per hour 3. Age 4.Type | List of accessories 2.(v) coolers...purifying and other treatment apparatus.....separators, filters. | Must be used in conjunction with class 1 item. | Air compressors, storage cylinders and vessels, (air receiver) mains pipework and filters . | It is assumed that the item forms part of an "average size industrial, commercial or office complex". Where it would be normal to find more than one item in such a hereditament the ERC stated has been adjusted to reflect any number / quantity, discount. These figures are NOT one off figures. | - | Air Dryer Used to remove the water vapour from the system. Three types of Air Dryer (i) refrigerant (ii) dessicant (iii) dessicant drum type. | Photo 1 - Typical small unit between air compressor and receiver. Photo 2 - Refrigerant type- gas fired. Photo 3 - Desiccant drum type | 20011 |  | Each | - | NA | NA | NA | 4405.5749 | Option 3 | 5933.0553 | 34.67% | 1641.6286 | 1462.4404 | -66.8% | -75.35% | 1462.4404 | -66.8% | Indexed | NA | VOA_GPN_GOV_UK\7246041 | 2019-08-30 | Low | Amber | Medium | Risk taken from previous CG | - | - | NA | SPONS M | NA | (BEAMS Note 1) The ERC for this item should be added to the total of the ERC of the other P&M items on the site and the Buildings ERC (where applicable) to enable the correct contract size adjustment to be made. ERC of P&M Items + ERC of Building Component’s = Total ERC (net figure rateable items only) to which contract size adjustment should be applied The 2021 Generic Contractors Test Spreadsheet has this facility built into the programme - it is recommended you undertake all contractors test valuations using this spreadsheet. (Details on the application of contract size adjustments can be found in the RCG 2021 Guidance notes). Where RV is calculated using the comparative method (rental method) the contract size adjustment should be made as follows: Select - SCAT code box "P and M as an addition” within the 2021 Generic Contractors Test Spreadsheet facility. Or Where the spreadsheet is not used take the: Reciprocal of statutory de-capitalisation rate (i.e. 5% reciprocal = 20) multiply by rateable value of the buildings (before any overall end allowances are made and after making a notional deduction for the land value) and add to the ERC of P&M. Use resultant figure to calculate contract size adjustment. (Guidance Notes - Section 6) | Air Dryer Used to remove the water vapour from the system. Three types of Air Dryer (i) refrigerant (ii) dessicant (iii) dessicant drum type. | Photo 1 - Typical small unit between air compressor and receiver. Photo 2 - Refrigerant type- gas fired. Photo 3 - Desiccant drum type | 1 | TRUE
161 | 201D75 | 3655 | 201D75 | Air | Dryers | Gas 14 bar | 375m³ / hr | - | Situated between the air compressor and the air receiver the Air Dryer takes the moisture out of the compressed air. This helps to prevent rust forming in the air receiver and mild steel distribution pipes. There are 3 main types, refrigerant, desiccant and desiccant drum type. These units can be a variety of shapes and sizes. For high pressures or where large volumes of air are continuously required the units are larger and more complex in nature. The size of the air dryer is based on the amount of air cu m / hour that is passing through the system. For most industrial hereditaments (based on rental comparison) the smaller dryer will be found, as the air volumes required will be limited. | Considered Not Applicable at time of Publication | (BEAMS Note 1) The ERC for this item should be added to the total of the ERC of the other P&M items on the site and the Buildings ERC (where applicable) to enable the correct contract size adjustment to be made. ERC of P&M Items + ERC of Building Component’s = Total ERC (net figure rateable items only) to which contract size adjustment should be applied The 2023 Generic Contractors Test Spreadsheet has this facility built into the programme - it is recommended you undertake all contractors test valuations using this spreadsheet. (Details on the application of contract size adjustments can be found in the RCG 2023 Guidance notes). Where RV is calculated using the comparative method (rental method) the contract size adjustment should be made as follows: Select - SCAT code box ""P and M as an addition” within the 2023 Generic Contractors Test Spreadsheet facility. Or Where the spreadsheet is not used take the: Reciprocal of statutory de-capitalisation rate (i.e. 5% reciprocal = 20) multiply by rateable value of the buildings (before any overall end allowances are made and after making a notional deduction for the land value) and add to the ERC of P&M. Use resultant figure to calculate contract size adjustment. (Guidance Notes - Section 6) | If specific information is not known adopt 201D02 | Details to be taken 1. Pressure of system (BAR) 2. Cu m per hour 3. Age 4.Type | List of accessories 2.(v) coolers...purifying and other treatment apparatus.....separators, filters. | Must be used in conjunction with class 1 item. | Air compressors, storage cylinders and vessels, (air receiver) mains pipework and filters . | It is assumed that the item forms part of an "average size industrial, commercial or office complex". Where it would be normal to find more than one item in such a hereditament the ERC stated has been adjusted to reflect any number / quantity, discount. These figures are NOT one off figures. | - | Air Dryer Used to remove the water vapour from the system. Three types of Air Dryer (i) refrigerant (ii) dessicant (iii) dessicant drum type. | Photo 1 - Typical small unit between air compressor and receiver. Photo 2 - Refrigerant type- gas fired. Photo 3 - Desiccant drum type | 20011 |  | Each | - | NA | NA | NA | 6201.7627 | Option 3 | 8352.0088 | 34.67% | 2647.7881 | 2358.7748 | -61.97% | -71.76% | 2358.7748 | -61.97% | Indexed | NA | VOA_GPN_GOV_UK\7246041 | 2019-08-30 | Low | Amber | Medium | Risk taken from previous CG | - | - | NA | SPONS M | NA | (BEAMS Note 1) The ERC for this item should be added to the total of the ERC of the other P&M items on the site and the Buildings ERC (where applicable) to enable the correct contract size adjustment to be made. ERC of P&M Items + ERC of Building Component’s = Total ERC (net figure rateable items only) to which contract size adjustment should be applied The 2021 Generic Contractors Test Spreadsheet has this facility built into the programme - it is recommended you undertake all contractors test valuations using this spreadsheet. (Details on the application of contract size adjustments can be found in the RCG 2021 Guidance notes). Where RV is calculated using the comparative method (rental method) the contract size adjustment should be made as follows: Select - SCAT code box "P and M as an addition” within the 2021 Generic Contractors Test Spreadsheet facility. Or Where the spreadsheet is not used take the: Reciprocal of statutory de-capitalisation rate (i.e. 5% reciprocal = 20) multiply by rateable value of the buildings (before any overall end allowances are made and after making a notional deduction for the land value) and add to the ERC of P&M. Use resultant figure to calculate contract size adjustment. (Guidance Notes - Section 6) | Air Dryer Used to remove the water vapour from the system. Three types of Air Dryer (i) refrigerant (ii) dessicant (iii) dessicant drum type. | Photo 1 - Typical small unit between air compressor and receiver. Photo 2 - Refrigerant type- gas fired. Photo 3 - Desiccant drum type | 1 | TRUE
162 | 201D76 | 3657 | 201D76 | Air | Dryers | Gas 14 bar | 535m³ / hr | - | Situated between the air compressor and the air receiver the Air Dryer takes the moisture out of the compressed air. This helps to prevent rust forming in the air receiver and mild steel distribution pipes. There are 3 main types, refrigerant, desiccant and desiccant drum type. These units can be a variety of shapes and sizes. For high pressures or where large volumes of air are continuously required the units are larger and more complex in nature. The size of the air dryer is based on the amount of air cu m / hour that is passing through the system. For most industrial hereditaments (based on rental comparison) the smaller dryer will be found, as the air volumes required will be limited. | Considered Not Applicable at time of Publication | (BEAMS Note 1) The ERC for this item should be added to the total of the ERC of the other P&M items on the site and the Buildings ERC (where applicable) to enable the correct contract size adjustment to be made. ERC of P&M Items + ERC of Building Component’s = Total ERC (net figure rateable items only) to which contract size adjustment should be applied The 2023 Generic Contractors Test Spreadsheet has this facility built into the programme - it is recommended you undertake all contractors test valuations using this spreadsheet. (Details on the application of contract size adjustments can be found in the RCG 2023 Guidance notes). Where RV is calculated using the comparative method (rental method) the contract size adjustment should be made as follows: Select - SCAT code box ""P and M as an addition” within the 2023 Generic Contractors Test Spreadsheet facility. Or Where the spreadsheet is not used take the: Reciprocal of statutory de-capitalisation rate (i.e. 5% reciprocal = 20) multiply by rateable value of the buildings (before any overall end allowances are made and after making a notional deduction for the land value) and add to the ERC of P&M. Use resultant figure to calculate contract size adjustment. (Guidance Notes - Section 6) | If specific information is not known adopt 201D02 | Details to be taken 1. Pressure of system (BAR) 2. Cu m per hour 3. Age 4.Type | List of accessories 2.(v) coolers...purifying and other treatment apparatus.....separators, filters. | Must be used in conjunction with class 1 item. | Air compressors, storage cylinders and vessels, (air receiver) mains pipework and filters . | It is assumed that the item forms part of an "average size industrial, commercial or office complex". Where it would be normal to find more than one item in such a hereditament the ERC stated has been adjusted to reflect any number / quantity, discount. These figures are NOT one off figures. | - | Air Dryer Used to remove the water vapour from the system. Three types of Air Dryer (i) refrigerant (ii) dessicant (iii) dessicant drum type. | Photo 1 - Typical small unit between air compressor and receiver. Photo 2 - Refrigerant type- gas fired. Photo 3 - Desiccant drum type | 20011 |  | Each | - | NA | NA | NA | 8802.2136 | Option 3 | 11854.0759 | 34.67% | 4130.5494 | 3679.6887 | -58.2% | -68.96% | 3679.6887 | -58.2% | Indexed | NA | VOA_GPN_GOV_UK\7246041 | 2019-08-30 | Low | Amber | Medium | Risk taken from previous CG | - | - | NA | SPONS M | NA | (BEAMS Note 1) The ERC for this item should be added to the total of the ERC of the other P&M items on the site and the Buildings ERC (where applicable) to enable the correct contract size adjustment to be made. ERC of P&M Items + ERC of Building Component’s = Total ERC (net figure rateable items only) to which contract size adjustment should be applied The 2021 Generic Contractors Test Spreadsheet has this facility built into the programme - it is recommended you undertake all contractors test valuations using this spreadsheet. (Details on the application of contract size adjustments can be found in the RCG 2021 Guidance notes). Where RV is calculated using the comparative method (rental method) the contract size adjustment should be made as follows: Select - SCAT code box "P and M as an addition” within the 2021 Generic Contractors Test Spreadsheet facility. Or Where the spreadsheet is not used take the: Reciprocal of statutory de-capitalisation rate (i.e. 5% reciprocal = 20) multiply by rateable value of the buildings (before any overall end allowances are made and after making a notional deduction for the land value) and add to the ERC of P&M. Use resultant figure to calculate contract size adjustment. (Guidance Notes - Section 6) | Air Dryer Used to remove the water vapour from the system. Three types of Air Dryer (i) refrigerant (ii) dessicant (iii) dessicant drum type. | Photo 1 - Typical small unit between air compressor and receiver. Photo 2 - Refrigerant type- gas fired. Photo 3 - Desiccant drum type | 1 | TRUE
163 | 201D77 | 3658 | 201D77 | Air | Dryers | Gas 14 bar | 730m³ / hr | - | Situated between the air compressor and the air receiver the Air Dryer takes the moisture out of the compressed air. This helps to prevent rust forming in the air receiver and mild steel distribution pipes. There are 3 main types, refrigerant, desiccant and desiccant drum type. These units can be a variety of shapes and sizes. For high pressures or where large volumes of air are continuously required the units are larger and more complex in nature. The size of the air dryer is based on the amount of air cu m / hour that is passing through the system. For most industrial hereditaments (based on rental comparison) the smaller dryer will be found, as the air volumes required will be limited. | Considered Not Applicable at time of Publication | (BEAMS Note 1) The ERC for this item should be added to the total of the ERC of the other P&M items on the site and the Buildings ERC (where applicable) to enable the correct contract size adjustment to be made. ERC of P&M Items + ERC of Building Component’s = Total ERC (net figure rateable items only) to which contract size adjustment should be applied The 2023 Generic Contractors Test Spreadsheet has this facility built into the programme - it is recommended you undertake all contractors test valuations using this spreadsheet. (Details on the application of contract size adjustments can be found in the RCG 2023 Guidance notes). Where RV is calculated using the comparative method (rental method) the contract size adjustment should be made as follows: Select - SCAT code box ""P and M as an addition” within the 2023 Generic Contractors Test Spreadsheet facility. Or Where the spreadsheet is not used take the: Reciprocal of statutory de-capitalisation rate (i.e. 5% reciprocal = 20) multiply by rateable value of the buildings (before any overall end allowances are made and after making a notional deduction for the land value) and add to the ERC of P&M. Use resultant figure to calculate contract size adjustment. (Guidance Notes - Section 6) | If specific information is not known adopt 201D02 | Details to be taken 1. Pressure of system (BAR) 2. Cu m per hour 3. Age 4.Type | List of accessories 2.(v) coolers...purifying and other treatment apparatus.....separators, filters. | Must be used in conjunction with class 1 item. | Air compressors, storage cylinders and vessels, (air receiver) mains pipework and filters . | It is assumed that the item forms part of an "average size industrial, commercial or office complex". Where it would be normal to find more than one item in such a hereditament the ERC stated has been adjusted to reflect any number / quantity, discount. These figures are NOT one off figures. | - | Air Dryer Used to remove the water vapour from the system. Three types of Air Dryer (i) refrigerant (ii) dessicant (iii) dessicant drum type. | Photo 1 - Typical small unit between air compressor and receiver. Photo 2 - Refrigerant type- gas fired. Photo 3 - Desiccant drum type | 20011 |  | Each | - | NA | NA | NA | 10562.6563 | Option 3 | 14224.8911 | 34.67% | 4818.9744 | 4292.9702 | -59.36% | -69.82% | 4292.9702 | -59.36% | Indexed | NA | VOA_GPN_GOV_UK\7246041 | 2019-08-30 | Low | Amber | Medium | Risk taken from previous CG | - | - | NA | SPONS M | NA | (BEAMS Note 1) The ERC for this item should be added to the total of the ERC of the other P&M items on the site and the Buildings ERC (where applicable) to enable the correct contract size adjustment to be made. ERC of P&M Items + ERC of Building Component’s = Total ERC (net figure rateable items only) to which contract size adjustment should be applied The 2021 Generic Contractors Test Spreadsheet has this facility built into the programme - it is recommended you undertake all contractors test valuations using this spreadsheet. (Details on the application of contract size adjustments can be found in the RCG 2021 Guidance notes). Where RV is calculated using the comparative method (rental method) the contract size adjustment should be made as follows: Select - SCAT code box "P and M as an addition” within the 2021 Generic Contractors Test Spreadsheet facility. Or Where the spreadsheet is not used take the: Reciprocal of statutory de-capitalisation rate (i.e. 5% reciprocal = 20) multiply by rateable value of the buildings (before any overall end allowances are made and after making a notional deduction for the land value) and add to the ERC of P&M. Use resultant figure to calculate contract size adjustment. (Guidance Notes - Section 6) | Air Dryer Used to remove the water vapour from the system. Three types of Air Dryer (i) refrigerant (ii) dessicant (iii) dessicant drum type. | Photo 1 - Typical small unit between air compressor and receiver. Photo 2 - Refrigerant type- gas fired. Photo 3 - Desiccant drum type | 1 | TRUE
164 | 201D78 | 5529 | 201D78 | Air | Dryers | Gas 14 bar | 1000m³ / hr | - | Situated between the air compressor and the air receiver the Air Dryer takes the moisture out of the compressed air. This helps to prevent rust forming in the air receiver and mild steel distribution pipes. There are 3 main types, refrigerant, desiccant and desiccant drum type. These units can be a variety of shapes and sizes. For high pressures or where large volumes of air are continuously required the units are larger and more complex in nature. The size of the air dryer is based on the amount of air cu m / hour that is passing through the system. For most industrial hereditaments (based on rental comparison) the smaller dryer will be found, as the air volumes required will be limited. | Considered Not Applicable at time of Publication | (BEAMS Note 1) The ERC for this item should be added to the total of the ERC of the other P&M items on the site and the Buildings ERC (where applicable) to enable the correct contract size adjustment to be made. ERC of P&M Items + ERC of Building Component’s = Total ERC (net figure rateable items only) to which contract size adjustment should be applied The 2023 Generic Contractors Test Spreadsheet has this facility built into the programme - it is recommended you undertake all contractors test valuations using this spreadsheet. (Details on the application of contract size adjustments can be found in the RCG 2023 Guidance notes). Where RV is calculated using the comparative method (rental method) the contract size adjustment should be made as follows: Select - SCAT code box ""P and M as an addition” within the 2023 Generic Contractors Test Spreadsheet facility. Or Where the spreadsheet is not used take the: Reciprocal of statutory de-capitalisation rate (i.e. 5% reciprocal = 20) multiply by rateable value of the buildings (before any overall end allowances are made and after making a notional deduction for the land value) and add to the ERC of P&M. Use resultant figure to calculate contract size adjustment. (Guidance Notes - Section 6) | If specific information is not known adopt 201D02 | Details to be taken 1. Pressure of system (BAR) 2. Cu m per hour 3. Age 4.Type | List of accessories 2.(v) coolers...purifying and other treatment apparatus.....separators, filters. | Must be used in conjunction with class 1 item. | Air compressors, storage cylinders and vessels, (air receiver) mains pipework and filters | It is assumed that the item forms part of an "average size industrial, commercial or office complex". Where it would be normal to find more than one item in such a hereditament the ERC stated has been adjusted to reflect any number / quantity, discount. These figures are NOT one off figures. | - | Air Dryer Used to remove the water vapour from the system. Three types of Air Dryer (i) refrigerant (ii) dessicant (iii) dessicant drum type. | Photo 1 - Typical small unit between air compressor and receiver. Photo 2 - Refrigerant type- gas fired. Photo 3 - Desiccant drum type | 20011 |  | Each | - | NA | NA | NA | 14682.271 | Option 3 | 19772.8394 | 34.67% | 7466.7625 | 6651.745 | -54.7% | -66.36% | 6651.745 | -54.7% | Indexed | NA | VOA_GPN_GOV_UK\7246041 | 2019-08-30 | Low | Amber | Medium | Risk taken from previous CG | - | - | NA | SPONS M | NA | (BEAMS Note 1) The ERC for this item should be added to the total of the ERC of the other P&M items on the site and the Buildings ERC (where applicable) to enable the correct contract size adjustment to be made. ERC of P&M Items + ERC of Building Component’s = Total ERC (net figure rateable items only) to which contract size adjustment should be applied The 2021 Generic Contractors Test Spreadsheet has this facility built into the programme - it is recommended you undertake all contractors test valuations using this spreadsheet. (Details on the application of contract size adjustments can be found in the RCG 2021 Guidance notes). Where RV is calculated using the comparative method (rental method) the contract size adjustment should be made as follows: Select - SCAT code box "P and M as an addition” within the 2021 Generic Contractors Test Spreadsheet facility. Or Where the spreadsheet is not used take the: Reciprocal of statutory de-capitalisation rate (i.e. 5% reciprocal = 20) multiply by rateable value of the buildings (before any overall end allowances are made and after making a notional deduction for the land value) and add to the ERC of P&M. Use resultant figure to calculate contract size adjustment. (Guidance Notes - Section 6) | Air Dryer Used to remove the water vapour from the system. Three types of Air Dryer (i) refrigerant (ii) dessicant (iii) dessicant drum type. | Photo 1 - Typical small unit between air compressor and receiver. Photo 2 - Refrigerant type- gas fired. Photo 3 - Desiccant drum type | 1 | TRUE
| 201D01 |  | 201D01 | Air | Dryers | Gas 7 bar | 20m³ / hr | - | - | Considered Not Applicable at time of Publication | (BEAMS Note 1) The ERC for this item should be added to the total of the ERC of the other P&M items on the site and the Buildings ERC (where applicable) to enable the correct contract size adjustment to be made. ERC of P&M Items + ERC of Building Component’s = Total ERC (net figure rateable items only) to which contract size adjustment should be applied The 2023 Generic Contractors Test Spreadsheet has this facility built into the programme - it is recommended you undertake all contractors test valuations using this spreadsheet. (Details on the application of contract size adjustments can be found in the RCG 2023 Guidance notes). Where RV is calculated using the comparative method (rental method) the contract size adjustment should be made as follows: Select - SCAT code box ""P and M as an addition” within the 2023 Generic Contractors Test Spreadsheet facility. Or Where the spreadsheet is not used take the: Reciprocal of statutory de-capitalisation rate (i.e. 5% reciprocal = 20) multiply by rateable value of the buildings (before any overall end allowances are made and after making a notional deduction for the land value) and add to the ERC of P&M. Use resultant figure to calculate contract size adjustment. (Guidance Notes - Section 6) | - | - | - | - | - | - | - | - | - | - |  | each | - | NA | NA | NA | 1751.5065 | Option 3 | 2358.7806 | 34.67% |  | 0 | -100% | -100% | 2358.7806 | 34.67% | Indexed | NA |  | 2021-09-30 |  |  |  | Indexed from NI RCG2020 | - | - | NA | SPONS M | NA |  |  |  |  | TRUE
165 | 201D02 | 3639 | 201D02 | Air | Dryers | Gas 7 bar | 170m³ / hr | - | Air Dryers, 7 bar situated between the air compressor and the air receiver. The Air Dryer takes the moisture out of the compressed air. This helps to prevent rust forming in the air receiver and mild steel distribution pipes. There are 3 main types, refrigerant, desiccant and desiccant drum type. These units can be a variety of shapes and sizes. For high pressures or where large volumes of air are continuously required the units are larger and more complex in nature. The size of the air dryer is based on the amount of air cu m / hour that is passing through the system. For most industrial hereditaments (based on rental comparison) the smaller dryers will be found, as the air volumes required will be limited. | Considered Not Applicable at time of Publication | (BEAMS Note 1) The ERC for this item should be added to the total of the ERC of the other P&M items on the site and the Buildings ERC (where applicable) to enable the correct contract size adjustment to be made. ERC of P&M Items + ERC of Building Component’s = Total ERC (net figure rateable items only) to which contract size adjustment should be applied The 2023 Generic Contractors Test Spreadsheet has this facility built into the programme - it is recommended you undertake all contractors test valuations using this spreadsheet. (Details on the application of contract size adjustments can be found in the RCG 2023 Guidance notes). Where RV is calculated using the comparative method (rental method) the contract size adjustment should be made as follows: Select - SCAT code box ""P and M as an addition” within the 2023 Generic Contractors Test Spreadsheet facility. Or Where the spreadsheet is not used take the: Reciprocal of statutory de-capitalisation rate (i.e. 5% reciprocal = 20) multiply by rateable value of the buildings (before any overall end allowances are made and after making a notional deduction for the land value) and add to the ERC of P&M. Use resultant figure to calculate contract size adjustment. (Guidance Notes - Section 6) | If specific information is not known adopt 201D02 | Details to be taken 1. Pressure of system (BAR) 2. Cu m per hour 3. Age 4.Type | List of accessories 2.(v) coolers, purifying and other treatment apparatus, separators, filters. | Must be used in conjunction with Class 1 item. | Air compressors, storage cylinders and vessels, (air receiver) mains pipework and filters | It is assumed that the item forms part of an "average size industrial, commercial or office complex". Where it would be normal to find more than one item in such a hereditament the ERC stated has been adjusted to reflect any number / quantity, discount. These figures are NOT one off figures. | - | Air Dryer Complex air valves and drainage systems incorporated within the unit situated between the air compressor and the air receiver. Used to remove the water vapour from the system and thus prevent rusting in the pipes. Three types of Air Dryer (i) refrigerant (ii) desiccant (iii) desiccant drum type often painted light blue for compressed air Ochre coloured pipes are for natural gas Concrete foundations require separate recording. | - | 20010 |  | Each | - | NA | NA | NA | 4861.324 | Option 3 | 6546.8196 | 34.67% | 1641.6286 | 1462.4404 | -69.92% | -77.66% | 1462.4404 | -69.92% | Indexed | NA | VOA_GPN_GOV_UK\7246041 | 2019-08-30 | Low | Amber | Medium | Risk taken from previous CG | - | - | NA | SPONS M | NA | (BEAMS Note 1) The ERC for this item should be added to the total of the ERC of the other P&M items on the site and the Buildings ERC (where applicable) to enable the correct contract size adjustment to be made. ERC of P&M Items + ERC of Building Component’s = Total ERC (net figure rateable items only) to which contract size adjustment should be applied The 2021 Generic Contractors Test Spreadsheet has this facility built into the programme - it is recommended you undertake all contractors test valuations using this spreadsheet. (Details on the application of contract size adjustments can be found in the RCG 2021 Guidance notes). Where RV is calculated using the comparative method (rental method) the contract size adjustment should be made as follows: Select - SCAT code box "P and M as an addition” within the 2021 Generic Contractors Test Spreadsheet facility. Or Where the spreadsheet is not used take the: Reciprocal of statutory de-capitalisation rate (i.e. 5% reciprocal = 20) multiply by rateable value of the buildings (before any overall end allowances are made and after making a notional deduction for the land value) and add to the ERC of P&M. Use resultant figure to calculate contract size adjustment. (Guidance Notes - Section 6) | Air Dryer Complex air valves and drainage systems incorporated within the unit situated between the air compressor and the air receiver. Used to remove the water vapour from the system and thus prevent rusting in the pipes. Three types of Air Dryer (i) refrigerant (ii) desiccant (iii) desiccant drum type often painted light blue for compressed air Ochre coloured pipes are for natural gas Concrete foundations require separate recording. | - | 1 | TRUE
166 | 201D03 | 3641 | 201D03 | Air | Dryers | Gas 7 bar | 1700m³ / hr | - | Air Dryers, 7 bar situated between the air compressor and the air receiver. The Air Dryer takes the moisture out of the compressed air. This helps to prevent rust forming in the air receiver and mild steel distribution pipes. There are 3 main types, refrigerant, desiccant and desiccant drum type. These units can be a variety of shapes and sizes. For high pressures or where large volumes of air are continuously required the units are larger and more complex in nature. The size of the air dryer is based on the amount of air cu m / hour that is passing through the system. For most industrial hereditaments (based on rental comparison) the smaller dryers will be found, as the air volumes required will be limited. | Considered Not Applicable at time of Publication | (BEAMS Note 1) The ERC for this item should be added to the total of the ERC of the other P&M items on the site and the Buildings ERC (where applicable) to enable the correct contract size adjustment to be made. ERC of P&M Items + ERC of Building Component’s = Total ERC (net figure rateable items only) to which contract size adjustment should be applied The 2023 Generic Contractors Test Spreadsheet has this facility built into the programme - it is recommended you undertake all contractors test valuations using this spreadsheet. (Details on the application of contract size adjustments can be found in the RCG 2023 Guidance notes). Where RV is calculated using the comparative method (rental method) the contract size adjustment should be made as follows: Select - SCAT code box ""P and M as an addition” within the 2023 Generic Contractors Test Spreadsheet facility. Or Where the spreadsheet is not used take the: Reciprocal of statutory de-capitalisation rate (i.e. 5% reciprocal = 20) multiply by rateable value of the buildings (before any overall end allowances are made and after making a notional deduction for the land value) and add to the ERC of P&M. Use resultant figure to calculate contract size adjustment. (Guidance Notes - Section 6) | If specific information is not known adopt 201D02 | Details to be taken 1. Pressure of system (BAR) 2. Cu m per hour 3. Age 4.Type | List of accessories 2.(v) coolers, purifying and other treatment apparatus, separators, filters. | Must be used in conjunction with Class 1 item. | Air compressors, storage cylinders and vessels, (air receiver) mains pipework and filters | It is assumed that the item forms part of an "average size industrial, commercial or office complex". Where it would be normal to find more than one item in such a hereditament the ERC stated has been adjusted to reflect any number / quantity, discount. These figures are NOT one off figures. |  | Air Dryer Complex air valves and drainage systems incorporated within the unit situated between the air compressor and the air receiver. Used to remove the water vapour from the system and thus prevent rusting in the pipes. Three types of Air Dryer (i) refrigerant (ii) desiccant (iii) desiccant drum type often painted light blue for compressed air Ochre coloured pipes are for natural gas Concrete foundations require separate recording. | - | 20010 |  | Each | - | NA | NA | NA | 21447.0178 | Option 3 | 28883.0277 | 34.67% | 11332.5331 | 10095.5562 | -52.93% | -65.05% | 10095.5562 | -52.93% | Indexed | NA | VOA_GPN_GOV_UK\7246041 | 2019-08-30 | Low | Amber | Medium | Risk taken from previous CG | - | - | NA | SPONS M | NA | (BEAMS Note 1) The ERC for this item should be added to the total of the ERC of the other P&M items on the site and the Buildings ERC (where applicable) to enable the correct contract size adjustment to be made. ERC of P&M Items + ERC of Building Component’s = Total ERC (net figure rateable items only) to which contract size adjustment should be applied The 2021 Generic Contractors Test Spreadsheet has this facility built into the programme - it is recommended you undertake all contractors test valuations using this spreadsheet. (Details on the application of contract size adjustments can be found in the RCG 2021 Guidance notes). Where RV is calculated using the comparative method (rental method) the contract size adjustment should be made as follows: Select - SCAT code box "P and M as an addition” within the 2021 Generic Contractors Test Spreadsheet facility. Or Where the spreadsheet is not used take the: Reciprocal of statutory de-capitalisation rate (i.e. 5% reciprocal = 20) multiply by rateable value of the buildings (before any overall end allowances are made and after making a notional deduction for the land value) and add to the ERC of P&M. Use resultant figure to calculate contract size adjustment. (Guidance Notes - Section 6) | Air Dryer Complex air valves and drainage systems incorporated within the unit situated between the air compressor and the air receiver. Used to remove the water vapour from the system and thus prevent rusting in the pipes. Three types of Air Dryer (i) refrigerant (ii) desiccant (iii) desiccant drum type often painted light blue for compressed air Ochre coloured pipes are for natural gas Concrete foundations require separate recording. | - | 1 | TRUE
167 | 201D04 | 3632 | 201D04 | Air | Dryers | Gas 7 bar | 8500m³ / hr | - | Air Dryers, 7 bar situated between the air compressor and the air receiver. The Air Dryer takes the moisture out of the compressed air. This helps to prevent rust forming in the air receiver and mild steel distribution pipes. There are 3 main types, refrigerant, desiccant and desiccant drum type. These units can be a variety of shapes and sizes. For high pressures or where large volumes of air are continuously required the units are larger and more complex in nature. The size of the air dryer is based on the amount of air cu m / hour that is passing through the system. For most industrial hereditaments (based on rental comparison) the smaller dryers will be found, as the air volumes required will be limited. | Considered Not Applicable at time of Publication | (BEAMS Note 1) The ERC for this item should be added to the total of the ERC of the other P&M items on the site and the Buildings ERC (where applicable) to enable the correct contract size adjustment to be made. ERC of P&M Items + ERC of Building Component’s = Total ERC (net figure rateable items only) to which contract size adjustment should be applied The 2023 Generic Contractors Test Spreadsheet has this facility built into the programme - it is recommended you undertake all contractors test valuations using this spreadsheet. (Details on the application of contract size adjustments can be found in the RCG 2023 Guidance notes). Where RV is calculated using the comparative method (rental method) the contract size adjustment should be made as follows: Select - SCAT code box ""P and M as an addition” within the 2023 Generic Contractors Test Spreadsheet facility. Or Where the spreadsheet is not used take the: Reciprocal of statutory de-capitalisation rate (i.e. 5% reciprocal = 20) multiply by rateable value of the buildings (before any overall end allowances are made and after making a notional deduction for the land value) and add to the ERC of P&M. Use resultant figure to calculate contract size adjustment. (Guidance Notes - Section 6) | If specific information is not known adopt 201D02 | Details to be taken 1. Pressure of system (BAR) 2. Cu m per hour 3. Age 4.Type | List of accessories 2.(v) coolers, purifying and other treatment apparatus, separators, filters. | Must be used in conjunction with Class 1 item. | Air compressors, storage cylinders and vessels, (air receiver) mains pipework and filters | It is assumed that the item forms part of an "average size industrial, commercial or office complex". Where it would be normal to find more than one item in such a hereditament the ERC stated has been adjusted to reflect any number / quantity, discount. These figures are NOT one off figures. | - | Air Dryer Complex air valves and drainage systems incorporated within the unit situated between the air compressor and the air receiver. Used to remove the water vapour from the system and thus prevent rusting in the pipes. Three types of Air Dryer (i) refrigerant (ii) desiccant (iii) desiccant drum type often painted light blue for compressed air Ochre coloured pipes are for natural gas Concrete foundations require separate recording. | - | 20010 |  | Each | - | NA | NA | NA | 81677.3929 | Option 3 | 109996.197 | 34.67% | 48083.832 | 42835.3507 | -47.56% | -61.06% | 42835.3507 | -47.56% | Indexed | NA | VOA_GPN_GOV_UK\7246041 | 2019-08-30 | Low | Amber | Medium | Risk taken from previous CG | - | - | NA | SPONS M | NA | (BEAMS Note 1) The ERC for this item should be added to the total of the ERC of the other P&M items on the site and the Buildings ERC (where applicable) to enable the correct contract size adjustment to be made. ERC of P&M Items + ERC of Building Component’s = Total ERC (net figure rateable items only) to which contract size adjustment should be applied The 2021 Generic Contractors Test Spreadsheet has this facility built into the programme - it is recommended you undertake all contractors test valuations using this spreadsheet. (Details on the application of contract size adjustments can be found in the RCG 2021 Guidance notes). Where RV is calculated using the comparative method (rental method) the contract size adjustment should be made as follows: Select - SCAT code box "P and M as an addition” within the 2021 Generic Contractors Test Spreadsheet facility. Or Where the spreadsheet is not used take the: Reciprocal of statutory de-capitalisation rate (i.e. 5% reciprocal = 20) multiply by rateable value of the buildings (before any overall end allowances are made and after making a notional deduction for the land value) and add to the ERC of P&M. Use resultant figure to calculate contract size adjustment. (Guidance Notes - Section 6) | Air Dryer Complex air valves and drainage systems incorporated within the unit situated between the air compressor and the air receiver. Used to remove the water vapour from the system and thus prevent rusting in the pipes. Three types of Air Dryer (i) refrigerant (ii) desiccant (iii) desiccant drum type often painted light blue for compressed air Ochre coloured pipes are for natural gas Concrete foundations require separate recording. | - | 1 | TRUE
168 | 201D11 | 3642 | 201D11 | Air | Dryers | Gas 7 bar | 145m³ / hr | - | Air Dryers, 7 bar situated between the air compressor and the air receiver. The Air Dryer takes the moisture out of the compressed air. This helps to prevent rust forming in the air receiver and mild steel distribution pipes. There are 3 main types, refrigerant, desiccant and desiccant drum type. These units can be a variety of shapes and sizes. For high pressures or where large volumes of air are continuously required the units are larger and more complex in nature. The size of the air dryer is based on the amount of air cu m / hour that is passing through the system. For most industrial hereditaments (based on rental comparison) the smaller dryers will be found, as the air volumes required will be limited. | Considered Not Applicable at time of Publication | (BEAMS Note 1) The ERC for this item should be added to the total of the ERC of the other P&M items on the site and the Buildings ERC (where applicable) to enable the correct contract size adjustment to be made. ERC of P&M Items + ERC of Building Component’s = Total ERC (net figure rateable items only) to which contract size adjustment should be applied The 2023 Generic Contractors Test Spreadsheet has this facility built into the programme - it is recommended you undertake all contractors test valuations using this spreadsheet. (Details on the application of contract size adjustments can be found in the RCG 2023 Guidance notes). Where RV is calculated using the comparative method (rental method) the contract size adjustment should be made as follows: Select - SCAT code box ""P and M as an addition” within the 2023 Generic Contractors Test Spreadsheet facility. Or Where the spreadsheet is not used take the: Reciprocal of statutory de-capitalisation rate (i.e. 5% reciprocal = 20) multiply by rateable value of the buildings (before any overall end allowances are made and after making a notional deduction for the land value) and add to the ERC of P&M. Use resultant figure to calculate contract size adjustment. (Guidance Notes - Section 6) | If specific information is not known adopt 201D02 | Details to be taken 1. Pressure of system (BAR) 2. Cu m per hour 3. Age 4.Type | List of accessories 2.(v) coolers, purifying and other treatment apparatus, separators, filters. | Must be used in conjunction with Class 1 item. | Air compressors, storage cylinders and vessels, (air receiver) mains pipework and filters | It is assumed that the item forms part of an "average size industrial, commercial or office complex". Where it would be normal to find more than one item in such a hereditament the ERC stated has been adjusted to reflect any number / quantity, discount. These figures are NOT one off figures. | - | Air Dryer Complex air valves and drainage systems incorporated within the unit situated between the air compressor and the air receiver. Used to remove the water vapour from the system and thus prevent rusting in the pipes. Three types of Air Dryer (i) refrigerant (ii) desiccant (iii) desiccant drum type often painted light blue for compressed air Ochre coloured pipes are for natural gas Concrete foundations require separate recording. | - | 20010 |  | Each | - | NA | NA | NA | 3628.1205 | Option 3 | 4886.0455 | 34.67% | 1270.9383 | 1132.2119 | -68.79% | -76.83% | 1132.2119 | -68.79% | Indexed | NA | VOA_GPN_GOV_UK\7246041 | 2019-08-30 | Low | Amber | Medium | Risk taken from previous CG | - | - | NA | SPONS M | NA | (BEAMS Note 1) The ERC for this item should be added to the total of the ERC of the other P&M items on the site and the Buildings ERC (where applicable) to enable the correct contract size adjustment to be made. ERC of P&M Items + ERC of Building Component’s = Total ERC (net figure rateable items only) to which contract size adjustment should be applied The 2021 Generic Contractors Test Spreadsheet has this facility built into the programme - it is recommended you undertake all contractors test valuations using this spreadsheet. (Details on the application of contract size adjustments can be found in the RCG 2021 Guidance notes). Where RV is calculated using the comparative method (rental method) the contract size adjustment should be made as follows: Select - SCAT code box "P and M as an addition” within the 2021 Generic Contractors Test Spreadsheet facility. Or Where the spreadsheet is not used take the: Reciprocal of statutory de-capitalisation rate (i.e. 5% reciprocal = 20) multiply by rateable value of the buildings (before any overall end allowances are made and after making a notional deduction for the land value) and add to the ERC of P&M. Use resultant figure to calculate contract size adjustment. (Guidance Notes - Section 6) | Air Dryer Complex air valves and drainage systems incorporated within the unit situated between the air compressor and the air receiver. Used to remove the water vapour from the system and thus prevent rusting in the pipes. Three types of Air Dryer (i) refrigerant (ii) desiccant (iii) desiccant drum type often painted light blue for compressed air Ochre coloured pipes are for natural gas Concrete foundations require separate recording. | - | 1 | TRUE
169 | 201D12 | 3643 | 201D12 | Air | Dryers | Gas 7 bar | 400m³ / hr | - | Air Dryers, 7 bar situated between the air compressor and the air receiver. The Air Dryer takes the moisture out of the compressed air. This helps to prevent rust forming in the air receiver and mild steel distribution pipes. There are 3 main types, refrigerant, desiccant and desiccant drum type. These units can be a variety of shapes and sizes. For high pressures or where large volumes of air are continuously required the units are larger and more complex in nature. The size of the air dryer is based on the amount of air cu m / hour that is passing through the system. For most industrial hereditaments (based on rental comparison) the smaller dryers will be found, as the air volumes required will be limited. | Considered Not Applicable at time of Publication | (BEAMS Note 1) The ERC for this item should be added to the total of the ERC of the other P&M items on the site and the Buildings ERC (where applicable) to enable the correct contract size adjustment to be made. ERC of P&M Items + ERC of Building Component’s = Total ERC (net figure rateable items only) to which contract size adjustment should be applied The 2023 Generic Contractors Test Spreadsheet has this facility built into the programme - it is recommended you undertake all contractors test valuations using this spreadsheet. (Details on the application of contract size adjustments can be found in the RCG 2023 Guidance notes). Where RV is calculated using the comparative method (rental method) the contract size adjustment should be made as follows: Select - SCAT code box ""P and M as an addition” within the 2023 Generic Contractors Test Spreadsheet facility. Or Where the spreadsheet is not used take the: Reciprocal of statutory de-capitalisation rate (i.e. 5% reciprocal = 20) multiply by rateable value of the buildings (before any overall end allowances are made and after making a notional deduction for the land value) and add to the ERC of P&M. Use resultant figure to calculate contract size adjustment. (Guidance Notes - Section 6) | If specific information is not known adopt 201D02 | Details to be taken 1. Pressure of system (BAR) 2. Cu m per hour 3. Age 4.Type | List of accessories 2.(v) coolers, purifying and other treatment apparatus, separators, filters. | Must be used in conjunction with Class 1 item. | Air compressors, storage cylinders and vessels, (air receiver) mains pipework and filters . | It is assumed that the item forms part of an "average size industrial, commercial or office complex". Where it would be normal to find more than one item in such a hereditament the ERC stated has been adjusted to reflect any number / quantity, discount. These figures are NOT one off figures. | - | Air Dryer Complex air valves and drainage systems incorporated within the unit situated between the air compressor and the air receiver. Used to remove the water vapour from the system and thus prevent rusting in the pipes. Three types of Air Dryer (i) refrigerant (ii) desiccant (iii) desiccant drum type often painted light blue for compressed air Ochre coloured pipes are for natural gas Concrete foundations require separate recording. | - | 20010 |  | Each | - | NA | NA | NA | 5862.1849 | Option 3 | 7894.6942 | 34.67% | 2647.7881 | 2358.7748 | -59.76% | -70.12% | 2358.7748 | -59.76% | Indexed | NA | VOA_GPN_GOV_UK\7246041 | 2019-08-30 | Low | Amber | Medium | Risk taken from previous CG | - | - | NA | SPONS M | NA | (BEAMS Note 1) The ERC for this item should be added to the total of the ERC of the other P&M items on the site and the Buildings ERC (where applicable) to enable the correct contract size adjustment to be made. ERC of P&M Items + ERC of Building Component’s = Total ERC (net figure rateable items only) to which contract size adjustment should be applied The 2021 Generic Contractors Test Spreadsheet has this facility built into the programme - it is recommended you undertake all contractors test valuations using this spreadsheet. (Details on the application of contract size adjustments can be found in the RCG 2021 Guidance notes). Where RV is calculated using the comparative method (rental method) the contract size adjustment should be made as follows: Select - SCAT code box "P and M as an addition” within the 2021 Generic Contractors Test Spreadsheet facility. Or Where the spreadsheet is not used take the: Reciprocal of statutory de-capitalisation rate (i.e. 5% reciprocal = 20) multiply by rateable value of the buildings (before any overall end allowances are made and after making a notional deduction for the land value) and add to the ERC of P&M. Use resultant figure to calculate contract size adjustment. (Guidance Notes - Section 6) | Air Dryer Complex air valves and drainage systems incorporated within the unit situated between the air compressor and the air receiver. Used to remove the water vapour from the system and thus prevent rusting in the pipes. Three types of Air Dryer (i) refrigerant (ii) desiccant (iii) desiccant drum type often painted light blue for compressed air Ochre coloured pipes are for natural gas Concrete foundations require separate recording. | - | 1 | TRUE
170 | 201D13 | 3645 | 201D13 | Air | Dryers | Gas 7 bar | 2100m³ / hr | - | Air Dryers, 7 bar situated between the air compressor and the air receiver. The Air Dryer takes the moisture out of the compressed air. This helps to prevent rust forming in the air receiver and mild steel distribution pipes. There are 3 main types, refrigerant, desiccant and desiccant drum type. These units can be a variety of shapes and sizes. For high pressures or where large volumes of air are continuously required the units are larger and more complex in nature. The size of the air dryer is based on the amount of air cu m / hour that is passing through the system. For most industrial hereditaments (based on rental comparison) the smaller dryers will be found, as the air volumes required will be limited. | Considered Not Applicable at time of Publication | (BEAMS Note 1) The ERC for this item should be added to the total of the ERC of the other P&M items on the site and the Buildings ERC (where applicable) to enable the correct contract size adjustment to be made. ERC of P&M Items + ERC of Building Component’s = Total ERC (net figure rateable items only) to which contract size adjustment should be applied The 2023 Generic Contractors Test Spreadsheet has this facility built into the programme - it is recommended you undertake all contractors test valuations using this spreadsheet. (Details on the application of contract size adjustments can be found in the RCG 2023 Guidance notes). Where RV is calculated using the comparative method (rental method) the contract size adjustment should be made as follows: Select - SCAT code box ""P and M as an addition” within the 2023 Generic Contractors Test Spreadsheet facility. Or Where the spreadsheet is not used take the: Reciprocal of statutory de-capitalisation rate (i.e. 5% reciprocal = 20) multiply by rateable value of the buildings (before any overall end allowances are made and after making a notional deduction for the land value) and add to the ERC of P&M. Use resultant figure to calculate contract size adjustment. (Guidance Notes - Section 6) | If specific information is not known adopt 201D02 | Details to be taken 1. Pressure of system (BAR) 2. Cu m per hour 3. Age 4.Type | List of accessories 2.(v) coolers, purifying and other treatment apparatus, separators, filters. | Must be used in conjunction with Class 1 item. | Air compressors, storage cylinders and vessels, (air receiver) mains pipework and filters . | It is assumed that the item forms part of an "average size industrial, commercial or office complex". Where it would be normal to find more than one item in such a hereditament the ERC stated has been adjusted to reflect any number / quantity, discount. These figures are NOT one off figures. | - | Air Dryer Complex air valves and drainage systems incorporated within the unit situated between the air compressor and the air receiver. Used to remove the water vapour from the system and thus prevent rusting in the pipes. Three types of Air Dryer (i) refrigerant (ii) desiccant (iii) desiccant drum type often painted light blue for compressed air Ochre coloured pipes are for natural gas Concrete foundations require separate recording. | - | 20010 |  | Each | - | NA | NA | NA | 23645.3372 | Option 3 | 31843.538 | 34.67% | 14933.5249 | 13303.49 | -43.74% | -58.22% | 13303.49 | -43.74% | Indexed | NA | VOA_GPN_GOV_UK\7246041 | 2019-08-30 | Low | Amber | Medium | Risk taken from previous CG | - | - | NA | SPONS M | NA | (BEAMS Note 1) The ERC for this item should be added to the total of the ERC of the other P&M items on the site and the Buildings ERC (where applicable) to enable the correct contract size adjustment to be made. ERC of P&M Items + ERC of Building Component’s = Total ERC (net figure rateable items only) to which contract size adjustment should be applied The 2021 Generic Contractors Test Spreadsheet has this facility built into the programme - it is recommended you undertake all contractors test valuations using this spreadsheet. (Details on the application of contract size adjustments can be found in the RCG 2021 Guidance notes). Where RV is calculated using the comparative method (rental method) the contract size adjustment should be made as follows: Select - SCAT code box "P and M as an addition” within the 2021 Generic Contractors Test Spreadsheet facility. Or Where the spreadsheet is not used take the: Reciprocal of statutory de-capitalisation rate (i.e. 5% reciprocal = 20) multiply by rateable value of the buildings (before any overall end allowances are made and after making a notional deduction for the land value) and add to the ERC of P&M. Use resultant figure to calculate contract size adjustment. (Guidance Notes - Section 6) | Air Dryer Complex air valves and drainage systems incorporated within the unit situated between the air compressor and the air receiver. Used to remove the water vapour from the system and thus prevent rusting in the pipes. Three types of Air Dryer (i) refrigerant (ii) desiccant (iii) desiccant drum type often painted light blue for compressed air Ochre coloured pipes are for natural gas Concrete foundations require separate recording. | - | 1 | TRUE
171 | 201D22 | 3646 | 201D22 | Air | Dryers | Gas 7 bar | 575m³ / hr | - | Air Dryers, 7 bar situated between the air compressor and the air receiver. The Air Dryer takes the moisture out of the compressed air. This helps to prevent rust forming in the air receiver and mild steel distribution pipes. There are 3 main types, refrigerant, desiccant and desiccant drum type. These units can be a variety of shapes and sizes. For high pressures or where large volumes of air are continuously required the units are larger and more complex in nature. The size of the air dryer is based on the amount of air cu m / hour that is passing through the system. For most industrial hereditaments (based on rental comparison) the smaller dryers will be found, as the air volumes required will be limited. | Considered Not Applicable at time of Publication | (BEAMS Note 1) The ERC for this item should be added to the total of the ERC of the other P&M items on the site and the Buildings ERC (where applicable) to enable the correct contract size adjustment to be made. ERC of P&M Items + ERC of Building Component’s = Total ERC (net figure rateable items only) to which contract size adjustment should be applied The 2023 Generic Contractors Test Spreadsheet has this facility built into the programme - it is recommended you undertake all contractors test valuations using this spreadsheet. (Details on the application of contract size adjustments can be found in the RCG 2023 Guidance notes). Where RV is calculated using the comparative method (rental method) the contract size adjustment should be made as follows: Select - SCAT code box ""P and M as an addition” within the 2023 Generic Contractors Test Spreadsheet facility. Or Where the spreadsheet is not used take the: Reciprocal of statutory de-capitalisation rate (i.e. 5% reciprocal = 20) multiply by rateable value of the buildings (before any overall end allowances are made and after making a notional deduction for the land value) and add to the ERC of P&M. Use resultant figure to calculate contract size adjustment. (Guidance Notes - Section 6) | If specific information is not known adopt 201D02 | Details to be taken 1. Pressure of system (BAR) 2. Cu m per hour 3. Age 4.Type | List of accessories 2.(v) coolers...purifying and other treatment apparatus.....separators, filters. | Must be used in conjunction with Class 1 item. | Air compressors, storage cylinders and vessels, (air receiver) mains pipework and filters . | It is assumed that the item forms part of an "average size industrial, commercial or office complex". Where it would be normal to find more than one item in such a hereditament the ERC stated has been adjusted to reflect any number / quantity, discount. These figures are NOT one off figures. | - | Air Dryer Complex air valves and drainage systems incorporated within the unit situated between the air compressor and the air receiver. Used to remove the water vapour from the system and thus prevent rusting in the pipes. Three types of Air Dryer (i) refrigerant (ii) desiccant (iii) desiccant drum type often painted light blue for compressed air Ochre coloured pipes are for natural gas Concrete foundations require separate recording. | - | 20010 |  | Each | - | NA | NA | NA | 7711.9902 | Option 3 | 10385.8554 | 34.67% | 4077.5937 | 3632.5132 | -52.9% | -65.02% | 3632.5132 | -52.9% | Indexed | NA | VOA_GPN_GOV_UK\7246041 | 2019-08-30 | Low | Amber | Medium | Risk taken from previous CG | - | - | NA | SPONS M | NA | (BEAMS Note 1) The ERC for this item should be added to the total of the ERC of the other P&M items on the site and the Buildings ERC (where applicable) to enable the correct contract size adjustment to be made. ERC of P&M Items + ERC of Building Component’s = Total ERC (net figure rateable items only) to which contract size adjustment should be applied The 2021 Generic Contractors Test Spreadsheet has this facility built into the programme - it is recommended you undertake all contractors test valuations using this spreadsheet. (Details on the application of contract size adjustments can be found in the RCG 2021 Guidance notes). Where RV is calculated using the comparative method (rental method) the contract size adjustment should be made as follows: Select - SCAT code box "P and M as an addition” within the 2021 Generic Contractors Test Spreadsheet facility. Or Where the spreadsheet is not used take the: Reciprocal of statutory de-capitalisation rate (i.e. 5% reciprocal = 20) multiply by rateable value of the buildings (before any overall end allowances are made and after making a notional deduction for the land value) and add to the ERC of P&M. Use resultant figure to calculate contract size adjustment. (Guidance Notes - Section 6) | Air Dryer Complex air valves and drainage systems incorporated within the unit situated between the air compressor and the air receiver. Used to remove the water vapour from the system and thus prevent rusting in the pipes. Three types of Air Dryer (i) refrigerant (ii) desiccant (iii) desiccant drum type often painted light blue for compressed air Ochre coloured pipes are for natural gas Concrete foundations require separate recording. | - | 1 | TRUE
172 | 201D23 | 3648 | 201D23 | Air | Dryers | Gas 7 bar | 2600m³ / hr | - | Air Dryers, 7 bar situated between the air compressor and the air receiver. The Air Dryer takes the moisture out of the compressed air. This helps to prevent rust forming in the air receiver and mild steel distribution pipes. There are 3 main types, refrigerant, desiccant and desiccant drum type. These units can be a variety of shapes and sizes. For high pressures or where large volumes of air are continuously required the units are larger and more complex in nature. The size of the air dryer is based on the amount of air cu m / hour that is passing through the system. For most industrial hereditaments (based on rental comparison) the smaller dryers will be found, as the air volumes required will be limited. | Considered Not Applicable at time of Publication | (BEAMS Note 1) The ERC for this item should be added to the total of the ERC of the other P&M items on the site and the Buildings ERC (where applicable) to enable the correct contract size adjustment to be made. ERC of P&M Items + ERC of Building Component’s = Total ERC (net figure rateable items only) to which contract size adjustment should be applied The 2023 Generic Contractors Test Spreadsheet has this facility built into the programme - it is recommended you undertake all contractors test valuations using this spreadsheet. (Details on the application of contract size adjustments can be found in the RCG 2023 Guidance notes). Where RV is calculated using the comparative method (rental method) the contract size adjustment should be made as follows: Select - SCAT code box ""P and M as an addition” within the 2023 Generic Contractors Test Spreadsheet facility. Or Where the spreadsheet is not used take the: Reciprocal of statutory de-capitalisation rate (i.e. 5% reciprocal = 20) multiply by rateable value of the buildings (before any overall end allowances are made and after making a notional deduction for the land value) and add to the ERC of P&M. Use resultant figure to calculate contract size adjustment. (Guidance Notes - Section 6) | If specific information is not known adopt 201D02 | Details to be taken 1. Pressure of system (BAR) 2. Cu m per hour 3. Age 4.Type | List of accessories 2.(v) coolers...purifying and other treatment apparatus.....separators, filters. | Must be used in conjunction with Class 1 item. | Air compressors, storage cylinders and vessels, (air receiver) mains pipework and filters . | It is assumed that the item forms part of an "average size industrial, commercial or office complex". Where it would be normal to find more than one item in such a hereditament the ERC stated has been adjusted to reflect any number / quantity, discount. These figures are NOT one off figures. | - | Air Dryer Complex air valves and drainage systems incorporated within the unit situated between the air compressor and the air receiver. Used to remove the water vapour from the system and thus prevent rusting in the pipes. Three types of Air Dryer (i) refrigerant (ii) desiccant (iii) desiccant drum type often painted light blue for compressed air Ochre coloured pipes are for natural gas Concrete foundations require separate recording. | - | 20010 |  | Each | - | NA | NA | NA | 24610.453 | Option 3 | 33143.2742 | 34.67% | 14933.5249 | 13303.49 | -45.94% | -59.86% | 13303.49 | -45.94% | Indexed | NA | VOA_GPN_GOV_UK\7246041 | 2019-08-30 | Low | Amber | Medium | Risk taken from previous CG | - | - | NA | SPONS M | NA | (BEAMS Note 1) The ERC for this item should be added to the total of the ERC of the other P&M items on the site and the Buildings ERC (where applicable) to enable the correct contract size adjustment to be made. ERC of P&M Items + ERC of Building Component’s = Total ERC (net figure rateable items only) to which contract size adjustment should be applied The 2021 Generic Contractors Test Spreadsheet has this facility built into the programme - it is recommended you undertake all contractors test valuations using this spreadsheet. (Details on the application of contract size adjustments can be found in the RCG 2021 Guidance notes). Where RV is calculated using the comparative method (rental method) the contract size adjustment should be made as follows: Select - SCAT code box "P and M as an addition” within the 2021 Generic Contractors Test Spreadsheet facility. Or Where the spreadsheet is not used take the: Reciprocal of statutory de-capitalisation rate (i.e. 5% reciprocal = 20) multiply by rateable value of the buildings (before any overall end allowances are made and after making a notional deduction for the land value) and add to the ERC of P&M. Use resultant figure to calculate contract size adjustment. (Guidance Notes - Section 6) | Air Dryer Complex air valves and drainage systems incorporated within the unit situated between the air compressor and the air receiver. Used to remove the water vapour from the system and thus prevent rusting in the pipes. Three types of Air Dryer (i) refrigerant (ii) desiccant (iii) desiccant drum type often painted light blue for compressed air Ochre coloured pipes are for natural gas Concrete foundations require separate recording. | - | 1 | TRUE
173 | 201E01 | 3660 | 201E01 | Air | Filters | 7 bar | 20m³ / hr | - | Air Filters Located between the air compressor and the air receiver. Fine particles of oil and metal can be found after compression and the Air Filter ensures the system is free from such impurities. The air filters usually have bleeding valves at the bottom to clear the filter of impurities. The very small filters unscrew and the filter is manually changed on a regular basis. These filters have to be manually replaced over a fixed maintenance period. Larger filters are to some degree self-cleansing when flows are reversed and the offending material is collected and drained out. These systems also require regular maintenance. | Considered Not Applicable at time of Publication | (BEAMS Note 1) The ERC for this item should be added to the total of the ERC of the other P&M items on the site and the Buildings ERC (where applicable) to enable the correct contract size adjustment to be made. ERC of P&M Items + ERC of Building Component’s = Total ERC (net figure rateable items only) to which contract size adjustment should be applied The 2023 Generic Contractors Test Spreadsheet has this facility built into the programme - it is recommended you undertake all contractors test valuations using this spreadsheet. (Details on the application of contract size adjustments can be found in the RCG 2023 Guidance notes). Where RV is calculated using the comparative method (rental method) the contract size adjustment should be made as follows: Select - SCAT code box ""P and M as an addition” within the 2023 Generic Contractors Test Spreadsheet facility. Or Where the spreadsheet is not used take the: Reciprocal of statutory de-capitalisation rate (i.e. 5% reciprocal = 20) multiply by rateable value of the buildings (before any overall end allowances are made and after making a notional deduction for the land value) and add to the ERC of P&M. Use resultant figure to calculate contract size adjustment. (Guidance Notes - Section 6) | In many cases there are no details in respect of the air filter just one or a series of " bottles " as part the air mains. In such cases adopt the costs as in 201E13. | The size of the air filter is based on the amount of air cu m / hour that is passing through the system. 1.The size / type 2.The cubic m / hour 3.The pressure of the system ( bar ) 4.The age | Class 1 Table 1 (I) Air compressors. [ Must be used in connection with ] List of Accessories 2 (v) separators, filters, coolers, Purifying and other | Must be used in conjunction with class 1 item. | Air compressors, storage cylinders & vessels and mains pipe work. | It is assumed that the item forms part of an "average size industrial, commercial or office complex". Where it would be normal to find more than one item in such a hereditament the ERC stated has been adjusted to reflect any number / quantity, discount. These figures are NOT one off figures. | - | Air Filters Note: Fine particles of oil and metal can be found after compression. | - | 20012 |  | Each | - | NA | NA | NA | 348.514 | Option 3 | 469.3492 | 34.67% | 296.5523 | 264.1828 | -24.2% | -43.71% | 264.1828 | -24.2% | Indexed | NA | VOA_GPN_GOV_UK\7246041 | 2019-08-30 | Low | Amber | Medium | Risk taken from previous CG | - | - | NA | SPONS M | NA | (BEAMS Note 1) The ERC for this item should be added to the total of the ERC of the other P&M items on the site and the Buildings ERC (where applicable) to enable the correct contract size adjustment to be made. ERC of P&M Items + ERC of Building Component’s = Total ERC (net figure rateable items only) to which contract size adjustment should be applied The 2021 Generic Contractors Test Spreadsheet has this facility built into the programme - it is recommended you undertake all contractors test valuations using this spreadsheet. (Details on the application of contract size adjustments can be found in the RCG 2021 Guidance notes). Where RV is calculated using the comparative method (rental method) the contract size adjustment should be made as follows: Select - SCAT code box "P and M as an addition” within the 2021 Generic Contractors Test Spreadsheet facility. Or Where the spreadsheet is not used take the: Reciprocal of statutory de-capitalisation rate (i.e. 5% reciprocal = 20) multiply by rateable value of the buildings (before any overall end allowances are made and after making a notional deduction for the land value) and add to the ERC of P&M. Use resultant figure to calculate contract size adjustment. (Guidance Notes - Section 6) | Air Filters Note: Fine particles of oil and metal can be found after compression. | - | 1 | TRUE
174 | 201E02 | 3661 | 201E02 | Air | Filters | 7 bar | 145m³ / hr | - | Air Filters Located between the air compressor and the air receiver. Fine particles of oil and metal can be found after compression and the Air Filter ensures the system is free from such impurities. The air filters usually have bleeding valves at the bottom to clear the filter of impurities. The very small filters unscrew and the filter is manually changed on a regular basis. These filters have to be manually replaced over a fixed maintenance period. Larger filters are to some degree self-cleansing when flows are reversed and the offending material is collected and drained out. These systems also require regular maintenance. | Considered Not Applicable at time of Publication | (BEAMS Note 1) The ERC for this item should be added to the total of the ERC of the other P&M items on the site and the Buildings ERC (where applicable) to enable the correct contract size adjustment to be made. ERC of P&M Items + ERC of Building Component’s = Total ERC (net figure rateable items only) to which contract size adjustment should be applied The 2023 Generic Contractors Test Spreadsheet has this facility built into the programme - it is recommended you undertake all contractors test valuations using this spreadsheet. (Details on the application of contract size adjustments can be found in the RCG 2023 Guidance notes). Where RV is calculated using the comparative method (rental method) the contract size adjustment should be made as follows: Select - SCAT code box ""P and M as an addition” within the 2023 Generic Contractors Test Spreadsheet facility. Or Where the spreadsheet is not used take the: Reciprocal of statutory de-capitalisation rate (i.e. 5% reciprocal = 20) multiply by rateable value of the buildings (before any overall end allowances are made and after making a notional deduction for the land value) and add to the ERC of P&M. Use resultant figure to calculate contract size adjustment. (Guidance Notes - Section 6) | In many cases there are no details in respect of the air filter just one or a series of " bottles " as part the air mains. In such cases adopt the costs as in 201E13. | The size of the air filter is based on the amount of air cu m / hour that is passing through the system. 1.The size / type 2.The cubic m / hour 3.The pressure of the system ( bar ) 4.The age | Class 1 Table 1 (I) Air compressors. [ Must be used in connection with ] List of Accessories 2 (v) separators, filters, coolers, Purifying and other | Must be used in conjunction with class 1 item. | Air compressors, storage cylinders & vessels and mains pipe work. | It is assumed that the item forms part of an "average size industrial, commercial or office complex". Where it would be normal to find more than one item in such a hereditament the ERC stated has been adjusted to reflect any number / quantity, discount. These figures are NOT one off figures. | - | Air Filters Note: Fine particles of oil and metal can be found after compression. | - | 20012 |  | Each | - | NA | NA | NA | 732.7731 | Option 3 | 986.8368 | 34.67% | 381.2815 | 339.6636 | -53.65% | -65.58% | 339.6636 | -53.65% | Indexed | NA | VOA_GPN_GOV_UK\7246041 | 2019-08-30 | Low | Amber | Medium | Risk taken from previous CG | - | - | NA | SPONS M | NA | (BEAMS Note 1) The ERC for this item should be added to the total of the ERC of the other P&M items on the site and the Buildings ERC (where applicable) to enable the correct contract size adjustment to be made. ERC of P&M Items + ERC of Building Component’s = Total ERC (net figure rateable items only) to which contract size adjustment should be applied The 2021 Generic Contractors Test Spreadsheet has this facility built into the programme - it is recommended you undertake all contractors test valuations using this spreadsheet. (Details on the application of contract size adjustments can be found in the RCG 2021 Guidance notes). Where RV is calculated using the comparative method (rental method) the contract size adjustment should be made as follows: Select - SCAT code box "P and M as an addition” within the 2021 Generic Contractors Test Spreadsheet facility. Or Where the spreadsheet is not used take the: Reciprocal of statutory de-capitalisation rate (i.e. 5% reciprocal = 20) multiply by rateable value of the buildings (before any overall end allowances are made and after making a notional deduction for the land value) and add to the ERC of P&M. Use resultant figure to calculate contract size adjustment. (Guidance Notes - Section 6) | Air Filters Note: Fine particles of oil and metal can be found after compression. | - | 1 | TRUE
175 | 201E03 | 3663 | 201E03 | Air | Filters | 7 bar | 170m³ / hr | - | Air Filters Located between the air compressor and the air receiver. Fine particles of oil and metal can be found after compression and the Air Filter ensures the system is free from such impurities. The air filters usually have bleeding valves at the bottom to clear the filter of impurities. The very small filters unscrew and the filter is manually changed on a regular basis. These filters have to be manually replaced over a fixed maintenance period. Larger filters are to some degree self-cleansing when flows are reversed and the offending material is collected and drained out. These systems also require regular maintenance. | Considered Not Applicable at time of Publication | (BEAMS Note 1) The ERC for this item should be added to the total of the ERC of the other P&M items on the site and the Buildings ERC (where applicable) to enable the correct contract size adjustment to be made. ERC of P&M Items + ERC of Building Component’s = Total ERC (net figure rateable items only) to which contract size adjustment should be applied The 2023 Generic Contractors Test Spreadsheet has this facility built into the programme - it is recommended you undertake all contractors test valuations using this spreadsheet. (Details on the application of contract size adjustments can be found in the RCG 2023 Guidance notes). Where RV is calculated using the comparative method (rental method) the contract size adjustment should be made as follows: Select - SCAT code box ""P and M as an addition” within the 2023 Generic Contractors Test Spreadsheet facility. Or Where the spreadsheet is not used take the: Reciprocal of statutory de-capitalisation rate (i.e. 5% reciprocal = 20) multiply by rateable value of the buildings (before any overall end allowances are made and after making a notional deduction for the land value) and add to the ERC of P&M. Use resultant figure to calculate contract size adjustment. (Guidance Notes - Section 6) | In many cases there are no details in respect of the air filter just one or a series of " bottles " as part the air mains. In such cases adopt the costs as in 201E13. | The size of the air filter is based on the amount of air cu m / hour that is passing through the system. 1.The size / type 2.The cubic m / hour 3.The pressure of the system ( bar ) 4.The age | Class 1 Table 1 (I) Air compressors. [ Must be used in connection with ] List of Accessories 2 (v) separators, filters, coolers, Purifying and other | Must be used in conjunction with class 1 item. | Air compressors, storage cylinders & vessels and mains pipe work. | It is assumed that the item forms part of an "average size industrial, commercial or office complex". Where it would be normal to find more than one item in such a hereditament the ERC stated has been adjusted to reflect any number / quantity, discount. These figures are NOT one off figures. | - | Air Filters Note: Fine particles of oil and metal can be found after compression. | - | 20012 |  | Each | - | NA | NA | NA | 795.3269 | Option 3 | 1071.0789 | 34.67% | 381.2815 | 339.6636 | -57.29% | -68.29% | 339.6636 | -57.29% | Indexed | NA | VOA_GPN_GOV_UK\7246041 | 2019-08-30 | Low | Amber | Medium | Risk taken from previous CG | - | - | NA | SPONS M | NA | (BEAMS Note 1) The ERC for this item should be added to the total of the ERC of the other P&M items on the site and the Buildings ERC (where applicable) to enable the correct contract size adjustment to be made. ERC of P&M Items + ERC of Building Component’s = Total ERC (net figure rateable items only) to which contract size adjustment should be applied The 2021 Generic Contractors Test Spreadsheet has this facility built into the programme - it is recommended you undertake all contractors test valuations using this spreadsheet. (Details on the application of contract size adjustments can be found in the RCG 2021 Guidance notes). Where RV is calculated using the comparative method (rental method) the contract size adjustment should be made as follows: Select - SCAT code box "P and M as an addition” within the 2021 Generic Contractors Test Spreadsheet facility. Or Where the spreadsheet is not used take the: Reciprocal of statutory de-capitalisation rate (i.e. 5% reciprocal = 20) multiply by rateable value of the buildings (before any overall end allowances are made and after making a notional deduction for the land value) and add to the ERC of P&M. Use resultant figure to calculate contract size adjustment. (Guidance Notes - Section 6) | Air Filters Note: Fine particles of oil and metal can be found after compression. | - | 1 | TRUE
176 | 201E04 | 3664 | 201E04 | Air | Filters | 7 bar | 400m³ / hr | - | Air Filters Located between the air compressor and the air receiver. Fine particles of oil and metal can be found after compression and the Air Filter ensures the system is free from such impurities. The air filters usually have bleeding valves at the bottom to clear the filter of impurities. The very small filters unscrew and the filter is manually changed on a regular basis. These filters have to be manually replaced over a fixed maintenance period. Larger filters are to some degree self-cleansing when flows are reversed and the offending material is collected and drained out. These systems also require regular maintenance. | Considered Not Applicable at time of Publication | (BEAMS Note 1) The ERC for this item should be added to the total of the ERC of the other P&M items on the site and the Buildings ERC (where applicable) to enable the correct contract size adjustment to be made. ERC of P&M Items + ERC of Building Component’s = Total ERC (net figure rateable items only) to which contract size adjustment should be applied The 2023 Generic Contractors Test Spreadsheet has this facility built into the programme - it is recommended you undertake all contractors test valuations using this spreadsheet. (Details on the application of contract size adjustments can be found in the RCG 2023 Guidance notes). Where RV is calculated using the comparative method (rental method) the contract size adjustment should be made as follows: Select - SCAT code box ""P and M as an addition” within the 2023 Generic Contractors Test Spreadsheet facility. Or Where the spreadsheet is not used take the: Reciprocal of statutory de-capitalisation rate (i.e. 5% reciprocal = 20) multiply by rateable value of the buildings (before any overall end allowances are made and after making a notional deduction for the land value) and add to the ERC of P&M. Use resultant figure to calculate contract size adjustment. (Guidance Notes - Section 6) | In many cases there are no details in respect of the air filter just one or a series of " bottles " as part the air mains. In such cases adopt the costs as in 201E13. | The size of the air filter is based on the amount of air cu m / hour that is passing through the system. 1.The size / type 2.The cubic m / hour 3.The pressure of the system ( bar ) 4.The age | Class 1 Table 1 (I) Air compressors. [ Must be used in connection with ] List of Accessories 2 (v) separators, filters, coolers, Purifying and other | Must be used in conjunction with class 1 item. | Air compressors, storage cylinders & vessels and mains pipe work. | It is assumed that the item forms part of an "average size industrial, commercial or office complex". Where it would be normal to find more than one item in such a hereditament the ERC stated has been adjusted to reflect any number / quantity, discount. These figures are NOT one off figures. | - | Air Filters Note: Fine particles of oil and metal can be found after compression. | - | 20012 |  | Each | - | NA | NA | NA | 1072.3509 | Option 3 | 1444.1514 | 34.67% | 413.0549 | 367.9689 | -65.69% | -74.52% | 367.9689 | -65.69% | Indexed | NA | VOA_GPN_GOV_UK\7246041 | 2019-08-30 | Low | Amber | Medium | Risk taken from previous CG | - | - | NA | SPONS M | NA | (BEAMS Note 1) The ERC for this item should be added to the total of the ERC of the other P&M items on the site and the Buildings ERC (where applicable) to enable the correct contract size adjustment to be made. ERC of P&M Items + ERC of Building Component’s = Total ERC (net figure rateable items only) to which contract size adjustment should be applied The 2021 Generic Contractors Test Spreadsheet has this facility built into the programme - it is recommended you undertake all contractors test valuations using this spreadsheet. (Details on the application of contract size adjustments can be found in the RCG 2021 Guidance notes). Where RV is calculated using the comparative method (rental method) the contract size adjustment should be made as follows: Select - SCAT code box "P and M as an addition” within the 2021 Generic Contractors Test Spreadsheet facility. Or Where the spreadsheet is not used take the: Reciprocal of statutory de-capitalisation rate (i.e. 5% reciprocal = 20) multiply by rateable value of the buildings (before any overall end allowances are made and after making a notional deduction for the land value) and add to the ERC of P&M. Use resultant figure to calculate contract size adjustment. (Guidance Notes - Section 6) | Air Filters Note: Fine particles of oil and metal can be found after compression. | - | 1 | TRUE
177 | 201E05 | 3666 | 201E05 | Air | Filters | 7 bar | 575m³ / hr | - | Air Filters Located between the air compressor and the air receiver. Fine particles of oil and metal can be found after compression and the Air Filter ensures the system is free from such impurities. The air filters usually have bleeding valves at the bottom to clear the filter of impurities. The very small filters unscrew and the filter is manually changed on a regular basis. These filters have to be manually replaced over a fixed maintenance period. Larger filters are to some degree self-cleansing when flows are reversed and the offending material is collected and drained out. These systems also require regular maintenance. | Considered Not Applicable at time of Publication | (BEAMS Note 1) The ERC for this item should be added to the total of the ERC of the other P&M items on the site and the Buildings ERC (where applicable) to enable the correct contract size adjustment to be made. ERC of P&M Items + ERC of Building Component’s = Total ERC (net figure rateable items only) to which contract size adjustment should be applied The 2023 Generic Contractors Test Spreadsheet has this facility built into the programme - it is recommended you undertake all contractors test valuations using this spreadsheet. (Details on the application of contract size adjustments can be found in the RCG 2023 Guidance notes). Where RV is calculated using the comparative method (rental method) the contract size adjustment should be made as follows: Select - SCAT code box ""P and M as an addition” within the 2023 Generic Contractors Test Spreadsheet facility. Or Where the spreadsheet is not used take the: Reciprocal of statutory de-capitalisation rate (i.e. 5% reciprocal = 20) multiply by rateable value of the buildings (before any overall end allowances are made and after making a notional deduction for the land value) and add to the ERC of P&M. Use resultant figure to calculate contract size adjustment. (Guidance Notes - Section 6) | In many cases there are no details in respect of the air filter just one or a series of " bottles " as part the air mains. In such cases adopt the costs as in 201E13. | The size of the air filter is based on the amount of air cu m / hour that is passing through the system. 1.The size / type 2.The cubic m / hour 3.The pressure of the system ( bar ) 4.The age | Class 1 Table 1 (I) Air compressors. [ Must be used in connection with ] List of Accessories 2 (v) separators, filters, coolers, Purifying and other | Must be used in conjunction with class 1 item. | Air compressors, storage cylinders & vessels and mains pipe work. | It is assumed that the item forms part of an "average size industrial, commercial or office complex". Where it would be normal to find more than one item in such a hereditament the ERC stated has been adjusted to reflect any number / quantity, discount. These figures are NOT one off figures. | - | Air Filters Note: Fine particles of oil and metal can be found after compression. | - | 20012 |  | Each | - | NA | NA | NA | 1251.076 | Option 3 | 1684.8433 | 34.67% | 619.5824 | 551.9533 | -55.88% | -67.24% | 551.9533 | -55.88% | Indexed | NA | VOA_GPN_GOV_UK\7246041 | 2019-08-30 | Low | Amber | Medium | Risk taken from previous CG | - | - | NA | SPONS M | NA | (BEAMS Note 1) The ERC for this item should be added to the total of the ERC of the other P&M items on the site and the Buildings ERC (where applicable) to enable the correct contract size adjustment to be made. ERC of P&M Items + ERC of Building Component’s = Total ERC (net figure rateable items only) to which contract size adjustment should be applied The 2021 Generic Contractors Test Spreadsheet has this facility built into the programme - it is recommended you undertake all contractors test valuations using this spreadsheet. (Details on the application of contract size adjustments can be found in the RCG 2021 Guidance notes). Where RV is calculated using the comparative method (rental method) the contract size adjustment should be made as follows: Select - SCAT code box "P and M as an addition” within the 2021 Generic Contractors Test Spreadsheet facility. Or Where the spreadsheet is not used take the: Reciprocal of statutory de-capitalisation rate (i.e. 5% reciprocal = 20) multiply by rateable value of the buildings (before any overall end allowances are made and after making a notional deduction for the land value) and add to the ERC of P&M. Use resultant figure to calculate contract size adjustment. (Guidance Notes - Section 6) | Air Filters Note: Fine particles of oil and metal can be found after compression. | - | 1 | TRUE
178 | 201E06 | 3667 | 201E06 | Air | Filters | 7 bar | 1700m³ / hr | - | Air Filters Located between the air compressor and the air receiver. Fine particles of oil and metal can be found after compression and the Air Filter ensures the system is free from such impurities. The air filters usually have bleeding valves at the bottom to clear the filter of impurities. The very small filters unscrew and the filter is manually changed on a regular basis. These filters have to be manually replaced over a fixed maintenance period. Larger filters are to some degree self-cleansing when flows are reversed and the offending material is collected and drained out. These systems also require regular maintenance. | Considered Not Applicable at time of Publication | (BEAMS Note 1) The ERC for this item should be added to the total of the ERC of the other P&M items on the site and the Buildings ERC (where applicable) to enable the correct contract size adjustment to be made. ERC of P&M Items + ERC of Building Component’s = Total ERC (net figure rateable items only) to which contract size adjustment should be applied The 2023 Generic Contractors Test Spreadsheet has this facility built into the programme - it is recommended you undertake all contractors test valuations using this spreadsheet. (Details on the application of contract size adjustments can be found in the RCG 2023 Guidance notes). Where RV is calculated using the comparative method (rental method) the contract size adjustment should be made as follows: Select - SCAT code box ""P and M as an addition” within the 2023 Generic Contractors Test Spreadsheet facility. Or Where the spreadsheet is not used take the: Reciprocal of statutory de-capitalisation rate (i.e. 5% reciprocal = 20) multiply by rateable value of the buildings (before any overall end allowances are made and after making a notional deduction for the land value) and add to the ERC of P&M. Use resultant figure to calculate contract size adjustment. (Guidance Notes - Section 6) | In many cases there are no details in respect of the air filter just one or a series of " bottles " as part the air mains. In such cases adopt the costs as in 201E13. | The size of the air filter is based on the amount of air cu m / hour that is passing through the system. 1.The size / type 2.The cubic m / hour 3.The pressure of the system ( bar ) 4.The age | Class 1 Table 1 (I) Air compressors. [ Must be used in connection with ] List of Accessories 2 (v) separators, filters, coolers, Purifying and other | Must be used in conjunction with class 1 item. | Air compressors, storage cylinders & vessels and mains pipe work. | It is assumed that the item forms part of an "average size industrial, commercial or office complex". Where it would be normal to find more than one item in such a hereditament the ERC stated has been adjusted to reflect any number / quantity, discount. These figures are NOT one off figures. | - | Air Filters Note: Fine particles of oil and metal can be found after compression. | - | 20012 |  | Each | - | NA | NA | NA | 2904.2837 | Option 3 | 3911.2433 | 34.67% | 953.2037 | 849.1589 | -70.76% | -78.29% | 849.1589 | -70.76% | Indexed | NA | VOA_GPN_GOV_UK\7246041 | 2019-08-30 | Low | Amber | Medium | Risk taken from previous CG | - | - | NA | SPONS M | NA | (BEAMS Note 1) The ERC for this item should be added to the total of the ERC of the other P&M items on the site and the Buildings ERC (where applicable) to enable the correct contract size adjustment to be made. ERC of P&M Items + ERC of Building Component’s = Total ERC (net figure rateable items only) to which contract size adjustment should be applied The 2021 Generic Contractors Test Spreadsheet has this facility built into the programme - it is recommended you undertake all contractors test valuations using this spreadsheet. (Details on the application of contract size adjustments can be found in the RCG 2021 Guidance notes). Where RV is calculated using the comparative method (rental method) the contract size adjustment should be made as follows: Select - SCAT code box "P and M as an addition” within the 2021 Generic Contractors Test Spreadsheet facility. Or Where the spreadsheet is not used take the: Reciprocal of statutory de-capitalisation rate (i.e. 5% reciprocal = 20) multiply by rateable value of the buildings (before any overall end allowances are made and after making a notional deduction for the land value) and add to the ERC of P&M. Use resultant figure to calculate contract size adjustment. (Guidance Notes - Section 6) | Air Filters Note: Fine particles of oil and metal can be found after compression. | - | 1 | TRUE
179 | 201E07 | 3669 | 201E07 | Air | Filters | 7 bar | 2100m³ / hr | - | Air Filters Located between the air compressor and the air receiver. Fine particles of oil and metal can be found after compression and the Air Filter ensures the system is free from such impurities. The air filters usually have bleeding valves at the bottom to clear the filter of impurities. The very small filters unscrew and the filter is manually changed on a regular basis. These filters have to be manually replaced over a fixed maintenance period. Larger filters are to some degree self-cleansing when flows are reversed and the offending material is collected and drained out. These systems also require regular maintenance. | Considered Not Applicable at time of Publication | (BEAMS Note 1) The ERC for this item should be added to the total of the ERC of the other P&M items on the site and the Buildings ERC (where applicable) to enable the correct contract size adjustment to be made. ERC of P&M Items + ERC of Building Component’s = Total ERC (net figure rateable items only) to which contract size adjustment should be applied The 2023 Generic Contractors Test Spreadsheet has this facility built into the programme - it is recommended you undertake all contractors test valuations using this spreadsheet. (Details on the application of contract size adjustments can be found in the RCG 2023 Guidance notes). Where RV is calculated using the comparative method (rental method) the contract size adjustment should be made as follows: Select - SCAT code box ""P and M as an addition” within the 2023 Generic Contractors Test Spreadsheet facility. Or Where the spreadsheet is not used take the: Reciprocal of statutory de-capitalisation rate (i.e. 5% reciprocal = 20) multiply by rateable value of the buildings (before any overall end allowances are made and after making a notional deduction for the land value) and add to the ERC of P&M. Use resultant figure to calculate contract size adjustment. (Guidance Notes - Section 6) | In many cases there are no details in respect of the air filter just one or a series of " bottles " as part the air mains. In such cases adopt the costs as in 201E13. | The size of the air filter is based on the amount of air cu m / hour that is passing through the system. 1.The size / type 2.The cubic m / hour 3.The pressure of the system ( bar ) 4.The age | Class 1 Table 1 (I) Air compressors. [ Must be used in connection with ] List of Accessories 2 (v) separators, filters, coolers, Purifying and other | Must be used in conjunction with class 1 item. | Air compressors, storage cylinders & vessels and mains pipe work. | It is assumed that the item forms part of an "average size industrial, commercial or office complex". Where it would be normal to find more than one item in such a hereditament the ERC stated has been adjusted to reflect any number / quantity, discount. These figures are NOT one off figures. | - | Air Filters Note: Fine particles of oil and metal can be found after compression. | - | 20012 |  | Each | - | NA | NA | NA | 3726.4193 | Option 3 | 5018.4261 | 34.67% | 1546.3083 | 1377.5245 | -63.03% | -72.55% | 1377.5245 | -63.03% | Indexed | NA | VOA_GPN_GOV_UK\7246041 | 2019-08-30 | Low | Amber | Medium | Risk taken from previous CG | - | - | NA | SPONS M | NA | (BEAMS Note 1) The ERC for this item should be added to the total of the ERC of the other P&M items on the site and the Buildings ERC (where applicable) to enable the correct contract size adjustment to be made. ERC of P&M Items + ERC of Building Component’s = Total ERC (net figure rateable items only) to which contract size adjustment should be applied The 2021 Generic Contractors Test Spreadsheet has this facility built into the programme - it is recommended you undertake all contractors test valuations using this spreadsheet. (Details on the application of contract size adjustments can be found in the RCG 2021 Guidance notes). Where RV is calculated using the comparative method (rental method) the contract size adjustment should be made as follows: Select - SCAT code box "P and M as an addition” within the 2021 Generic Contractors Test Spreadsheet facility. Or Where the spreadsheet is not used take the: Reciprocal of statutory de-capitalisation rate (i.e. 5% reciprocal = 20) multiply by rateable value of the buildings (before any overall end allowances are made and after making a notional deduction for the land value) and add to the ERC of P&M. Use resultant figure to calculate contract size adjustment. (Guidance Notes - Section 6) | Air Filters Note: Fine particles of oil and metal can be found after compression. | - | 1 | TRUE
180 | 201E08 | 3670 | 201E08 | Air | Filters | 7 bar | 2600m³ / hr | - | Air Filters Located between the air compressor and the air receiver. Fine particles of oil and metal can be found after compression and the Air Filter ensures the system is free from such impurities. The air filters usually have bleeding valves at the bottom to clear the filter of impurities. The very small filters unscrew and the filter is manually changed on a regular basis. These filters have to be manually replaced over a fixed maintenance period. Larger filters are to some degree self-cleansing when flows are reversed and the offending material is collected and drained out. These systems also require regular maintenance. | Considered Not Applicable at time of Publication | (BEAMS Note 1) The ERC for this item should be added to the total of the ERC of the other P&M items on the site and the Buildings ERC (where applicable) to enable the correct contract size adjustment to be made. ERC of P&M Items + ERC of Building Component’s = Total ERC (net figure rateable items only) to which contract size adjustment should be applied The 2023 Generic Contractors Test Spreadsheet has this facility built into the programme - it is recommended you undertake all contractors test valuations using this spreadsheet. (Details on the application of contract size adjustments can be found in the RCG 2023 Guidance notes). Where RV is calculated using the comparative method (rental method) the contract size adjustment should be made as follows: Select - SCAT code box ""P and M as an addition” within the 2023 Generic Contractors Test Spreadsheet facility. Or Where the spreadsheet is not used take the: Reciprocal of statutory de-capitalisation rate (i.e. 5% reciprocal = 20) multiply by rateable value of the buildings (before any overall end allowances are made and after making a notional deduction for the land value) and add to the ERC of P&M. Use resultant figure to calculate contract size adjustment. (Guidance Notes - Section 6) | In many cases there are no details in respect of the air filter just one or a series of " bottles " as part the air mains. In such cases adopt the costs as in 201E13. | The size of the air filter is based on the amount of air cu m / hour that is passing through the system. 1.The size / type 2.The cubic m / hour 3.The pressure of the system ( bar ) 4.The age | Class 1 Table 1 (I) Air compressors. [ Must be used in connection with ] List of Accessories 2 (v) separators, filters, coolers, Purifying and other | Must be used in conjunction with class 1 item. | Air compressors, storage cylinders & vessels and mains pipe work. | It is assumed that the item forms part of an "average size industrial, commercial or office complex". Where it would be normal to find more than one item in such a hereditament the ERC stated has been adjusted to reflect any number / quantity, discount. These figures are NOT one off figures. | - | Air Filters Note: Fine particles of oil and metal can be found after compression. | - | 20012 |  | Each | - | NA | NA | NA | 4977.4954 | Option 3 | 6703.2693 | 34.67% | 1546.3083 | 1377.5245 | -72.32% | -79.45% | 1377.5245 | -72.32% | Indexed | NA | VOA_GPN_GOV_UK\7246041 | 2019-08-30 | Low | Amber | Medium | Risk taken from previous CG | - | - | NA | SPONS M | NA | (BEAMS Note 1) The ERC for this item should be added to the total of the ERC of the other P&M items on the site and the Buildings ERC (where applicable) to enable the correct contract size adjustment to be made. ERC of P&M Items + ERC of Building Component’s = Total ERC (net figure rateable items only) to which contract size adjustment should be applied The 2021 Generic Contractors Test Spreadsheet has this facility built into the programme - it is recommended you undertake all contractors test valuations using this spreadsheet. (Details on the application of contract size adjustments can be found in the RCG 2021 Guidance notes). Where RV is calculated using the comparative method (rental method) the contract size adjustment should be made as follows: Select - SCAT code box "P and M as an addition” within the 2021 Generic Contractors Test Spreadsheet facility. Or Where the spreadsheet is not used take the: Reciprocal of statutory de-capitalisation rate (i.e. 5% reciprocal = 20) multiply by rateable value of the buildings (before any overall end allowances are made and after making a notional deduction for the land value) and add to the ERC of P&M. Use resultant figure to calculate contract size adjustment. (Guidance Notes - Section 6) | Air Filters Note: Fine particles of oil and metal can be found after compression. | - | 1 | TRUE
181 | 201E09 | 3671 | 201E09 | Air | Filters | 7 bar | 8500m³ / hr | - | Air Filters Located between the air compressor and the air receiver. Fine particles of oil and metal can be found after compression and the Air Filter ensures the system is free from such impurities. The air filters usually have bleeding valves at the bottom to clear the filter of impurities. The very small filters unscrew and the filter is manually changed on a regular basis. These filters have to be manually replaced over a fixed maintenance period. Larger filters are to some degree self-cleansing when flows are reversed and the offending material is collected and drained out. These systems also require regular maintenance. | Considered Not Applicable at time of Publication | (BEAMS Note 1) The ERC for this item should be added to the total of the ERC of the other P&M items on the site and the Buildings ERC (where applicable) to enable the correct contract size adjustment to be made. ERC of P&M Items + ERC of Building Component’s = Total ERC (net figure rateable items only) to which contract size adjustment should be applied The 2023 Generic Contractors Test Spreadsheet has this facility built into the programme - it is recommended you undertake all contractors test valuations using this spreadsheet. (Details on the application of contract size adjustments can be found in the RCG 2023 Guidance notes). Where RV is calculated using the comparative method (rental method) the contract size adjustment should be made as follows: Select - SCAT code box ""P and M as an addition” within the 2023 Generic Contractors Test Spreadsheet facility. Or Where the spreadsheet is not used take the: Reciprocal of statutory de-capitalisation rate (i.e. 5% reciprocal = 20) multiply by rateable value of the buildings (before any overall end allowances are made and after making a notional deduction for the land value) and add to the ERC of P&M. Use resultant figure to calculate contract size adjustment. (Guidance Notes - Section 6) | In many cases there are no details in respect of the air filter just one or a series of " bottles " as part the air mains. In such cases adopt the costs as in 201E13. | The size of the air filter is based on the amount of air cu m / hour that is passing through the system. 1.The size / type 2.The cubic m / hour 3.The pressure of the system ( bar ) 4.The age | Class 1 Table 1 (I) Air compressors. [ Must be used in connection with ] List of Accessories 2 (v) separators, filters, coolers, Purifying and other | Must be used in conjunction with class 1 item. | Air compressors, storage cylinders & vessels and mains pipe work. | It is assumed that the item forms part of an "average size industrial, commercial or office complex". Where it would be normal to find more than one item in such a hereditament the ERC stated has been adjusted to reflect any number / quantity, discount. These figures are NOT one off figures. | - | Air Filters Note: Fine particles of oil and metal can be found after compression. | - | 20012 |  | Each | - | NA | NA | NA | 16710.8014 | Option 3 | 22504.6924 | 34.67% | 5083.7532 | 4528.8477 | -72.9% | -79.88% | 4528.8477 | -72.9% | Indexed | NA | VOA_GPN_GOV_UK\7246041 | 2019-08-30 | Low | Amber | Medium | Risk taken from previous CG | - | - | NA | SPONS M | NA | (BEAMS Note 1) The ERC for this item should be added to the total of the ERC of the other P&M items on the site and the Buildings ERC (where applicable) to enable the correct contract size adjustment to be made. ERC of P&M Items + ERC of Building Component’s = Total ERC (net figure rateable items only) to which contract size adjustment should be applied The 2021 Generic Contractors Test Spreadsheet has this facility built into the programme - it is recommended you undertake all contractors test valuations using this spreadsheet. (Details on the application of contract size adjustments can be found in the RCG 2021 Guidance notes). Where RV is calculated using the comparative method (rental method) the contract size adjustment should be made as follows: Select - SCAT code box "P and M as an addition” within the 2021 Generic Contractors Test Spreadsheet facility. Or Where the spreadsheet is not used take the: Reciprocal of statutory de-capitalisation rate (i.e. 5% reciprocal = 20) multiply by rateable value of the buildings (before any overall end allowances are made and after making a notional deduction for the land value) and add to the ERC of P&M. Use resultant figure to calculate contract size adjustment. (Guidance Notes - Section 6) | Air Filters Note: Fine particles of oil and metal can be found after compression. | - | 1 | TRUE
182 | 201E13 | 3673 | 201E13 | Air | Filters | 7 bar | m³ / hr | - | Air Filters Located between the air compressor and the air receiver. Fine particles of oil and metal can be found after compression and the Air Filter ensures the system is free from such impurities. The air filters usually have bleeding valves at the bottom to clear the filter of impurities. The very small filters unscrew and the filter is manually changed on a regular basis. These filters have to be manually replaced over a fixed maintenance period. Larger filters are to some degree self-cleansing when flows are reversed and the offending material is collected and drained out. These systems also require regular maintenance. | Considered Not Applicable at time of Publication | (BEAMS Note 1) The ERC for this item should be added to the total of the ERC of the other P&M items on the site and the Buildings ERC (where applicable) to enable the correct contract size adjustment to be made. ERC of P&M Items + ERC of Building Component’s = Total ERC (net figure rateable items only) to which contract size adjustment should be applied The 2023 Generic Contractors Test Spreadsheet has this facility built into the programme - it is recommended you undertake all contractors test valuations using this spreadsheet. (Details on the application of contract size adjustments can be found in the RCG 2023 Guidance notes). Where RV is calculated using the comparative method (rental method) the contract size adjustment should be made as follows: Select - SCAT code box ""P and M as an addition” within the 2023 Generic Contractors Test Spreadsheet facility. Or Where the spreadsheet is not used take the: Reciprocal of statutory de-capitalisation rate (i.e. 5% reciprocal = 20) multiply by rateable value of the buildings (before any overall end allowances are made and after making a notional deduction for the land value) and add to the ERC of P&M. Use resultant figure to calculate contract size adjustment. (Guidance Notes - Section 6) | In many cases there are no details in respect of the air filter just one or a series of " bottles " as part the air mains. In such cases adopt the costs as in 201E13. | The size of the air filter is based on the amount of air cu m / hour that is passing through the system. 1.The size / type 2.The cubic m / hour 3.The pressure of the system ( bar ) 4.The age | Class 1 Table 1 (I) Air compressors. [ Must be used in connection with ] List of Accessories 2 (v) separators, filters, coolers, Purifying and other | Must be used in conjunction with class 1 item. | Air compressors, storage cylinders & vessels and mains pipe work. | It is assumed that the item forms part of an "average size industrial, commercial or office complex". Where it would be normal to find more than one item in such a hereditament the ERC stated has been adjusted to reflect any number / quantity, discount. These figures are NOT one off figures. | - | Air Filters Note: Fine particles of oil and metal can be found after compression. The Air Filter ensures the system is free from such impurities. Usually have bleeding valves at the bottom to clear the filter of impurities. The very small filters unscrew and the filter is manually changed on a regular basis. | - | 20012 |  | Each | - | NA | NA | NA | 2680.8772 | Option 3 | 3610.3785 | 34.67% | 953.2037 | 849.1589 | -68.33% | -76.48% | 849.1589 | -68.33% | Indexed | NA | VOA_GPN_GOV_UK\7246041 | 2019-08-30 | Low | Amber | Medium | Risk taken from previous CG | - | - | NA | SPONS M | NA | (BEAMS Note 1) The ERC for this item should be added to the total of the ERC of the other P&M items on the site and the Buildings ERC (where applicable) to enable the correct contract size adjustment to be made. ERC of P&M Items + ERC of Building Component’s = Total ERC (net figure rateable items only) to which contract size adjustment should be applied The 2021 Generic Contractors Test Spreadsheet has this facility built into the programme - it is recommended you undertake all contractors test valuations using this spreadsheet. (Details on the application of contract size adjustments can be found in the RCG 2021 Guidance notes). Where RV is calculated using the comparative method (rental method) the contract size adjustment should be made as follows: Select - SCAT code box "P and M as an addition” within the 2021 Generic Contractors Test Spreadsheet facility. Or Where the spreadsheet is not used take the: Reciprocal of statutory de-capitalisation rate (i.e. 5% reciprocal = 20) multiply by rateable value of the buildings (before any overall end allowances are made and after making a notional deduction for the land value) and add to the ERC of P&M. Use resultant figure to calculate contract size adjustment. (Guidance Notes - Section 6) | Air Filters Note: Fine particles of oil and metal can be found after compression. The Air Filter ensures the system is free from such impurities. Usually have bleeding valves at the bottom to clear the filter of impurities. The very small filters unscrew and the filter is manually changed on a regular basis. | - | 1 | TRUE
183 | 201C01 | 3823 | 201C01 | Air | Pipes | Compressor to Receiver | 100mm dam | Including valves | Air Pipes - Mains. Regard has to be had to the Class 1 pre- amble at (c) (iii). In the case of pneumatic power, the point where the mains supply ceases, excluding branch service piping connected with such main supply. The greater the distance from the air receiver the smaller the mains pipe becomes to avoid pressure loss i.e. it may reduce from 40 mm to 25 mm. Nevertheless this is still the main pipe. Branches are usually evident in that they are often flexible or non-steel pipes. Where systems are complex, runs are long and/or there are several off takes, non-return valves, etc., are fitted. | Considered Not Applicable at time of Publication | (BEAMS Note 1) The ERC for this item should be added to the total of the ERC of the other P&M items on the site and the Buildings ERC (where applicable) to enable the correct contract size adjustment to be made. ERC of P&M Items + ERC of Building Component’s = Total ERC (net figure rateable items only) to which contract size adjustment should be applied The 2023 Generic Contractors Test Spreadsheet has this facility built into the programme - it is recommended you undertake all contractors test valuations using this spreadsheet. (Details on the application of contract size adjustments can be found in the RCG 2023 Guidance notes). Where RV is calculated using the comparative method (rental method) the contract size adjustment should be made as follows: Select - SCAT code box ""P and M as an addition” within the 2023 Generic Contractors Test Spreadsheet facility. Or Where the spreadsheet is not used take the: Reciprocal of statutory de-capitalisation rate (i.e. 5% reciprocal = 20) multiply by rateable value of the buildings (before any overall end allowances are made and after making a notional deduction for the land value) and add to the ERC of P&M. Use resultant figure to calculate contract size adjustment. (Guidance Notes - Section 6) | It is likely that valves will be present in the larger mains round the air compressor and the receiver. No separate addition is required for small dia. bends but near air compressor where the pipe is 100 mm diam or greater, the cost is significant and details of the pipe dia. and number should be recorded. | The compressed air colour is light blue and where pipes are galvanised ( silver grey ). Often a light blue bandage is put round the pipe stating what is in the pipe and the direction of flow. Where return and flow valves are installed the costs take account of this. Where details of pipe runs are poor and the pipe is of 65mm/100mm diaMetre with basic strap supports adopt 201C20 / 201C21 and assume length of 250m. Mains pipe can be between air compressor and air dryer / air receiver or the air receiver and the flexible branch. 1.Pipe diaMetre. 2.Length of main. 3.Between what? i.e. air receiver and flexible branch. 4.If valves are within pipe. 5.Age. | List of Accessories 2(v) pipes, valves - if necessary to Class 1 or 2 rateable plant Class 1 (iii) up to and including the point where the main supply ends. | Class 1 (iii) any branch service piping connected with such main supply. Whole if not used in connection with Class 1 or 2 rateable plant. | Air compressor, air receiver, foundations, supports, pipe gantries. | It is assumed that the item forms part of an average size industrial, commercial or office complex. Where it would be normal to find more than one item in such a hereditament the ERC stated has been adjusted to reflect any number / quantity, discount. These figures are NOT one off figures. | - | Compressed Air Pipes (Mains) Notes: Whereas only the mains are rateable a reduction in diaMetre of the pipe does not indicate the end of the mains. It is usual to regard the end of the mains when the steel pipe changes to a flexible hose. Generally these pipes are colour coded light blue but they may be galvanised (silver grey) with a directional colour band at intervals. | The pictures indicate a mixture of mains diaMetre pipes typical of many installations. Where full details are not readily to hand to cost see item code 201C20 - 201C21 Where full details are known see 201C01 etc. | 20013 |  | M | per linear m | NA | NA | NA | 956.1795 | Option 3 | 1287.7017 | 34.67% | 593.1045 | 528.3656 | -44.74% | -58.97% | 528.3656 | -44.74% | Indexed | NA | VOA_GPN_GOV_UK\7246041 | 2019-08-30 | Low | Amber | Medium | Risk taken from previous CG | - | - | NA | SPONS M | NA | (BEAMS Note 1) The ERC for this item should be added to the total of the ERC of the other P&M items on the site and the Buildings ERC (where applicable) to enable the correct contract size adjustment to be made. ERC of P&M Items + ERC of Building Component’s = Total ERC (net figure rateable items only) to which contract size adjustment should be applied The 2021 Generic Contractors Test Spreadsheet has this facility built into the programme - it is recommended you undertake all contractors test valuations using this spreadsheet. (Details on the application of contract size adjustments can be found in the RCG 2021 Guidance notes). Where RV is calculated using the comparative method (rental method) the contract size adjustment should be made as follows: Select - SCAT code box "P and M as an addition” within the 2021 Generic Contractors Test Spreadsheet facility. Or Where the spreadsheet is not used take the: Reciprocal of statutory de-capitalisation rate (i.e. 5% reciprocal = 20) multiply by rateable value of the buildings (before any overall end allowances are made and after making a notional deduction for the land value) and add to the ERC of P&M. Use resultant figure to calculate contract size adjustment. (Guidance Notes - Section 6) | Compressed Air Pipes (Mains) Notes: Whereas only the mains are rateable a reduction in diaMetre of the pipe does not indicate the end of the mains. It is usual to regard the end of the mains when the steel pipe changes to a flexible hose. Generally these pipes are colour coded light blue but they may be galvanised (silver grey) with a directional colour band at intervals. | The pictures indicate a mixture of mains diaMetre pipes typical of many installations. Where full details are not readily to hand to cost see item code 201C20 - 201C21 Where full details are known see 201C01 etc. | 1 | TRUE
184 | 201C04 | 3825 | 201C04 | Air | Pipes | Compressor to Receiver | 150mm dam | Including valves | Air Pipes - Mains. Regard has to be had to the Class 1 pre- amble at (c) (iii). In the case of pneumatic power, the point where the mains supply ceases, excluding branch service piping connected with such main supply. The greater the distance from the air receiver the smaller the mains pipe becomes to avoid pressure loss i.e. it may reduce from 40 mm to 25 mm. Nevertheless this is still the main pipe. Branches are usually evident in that they are often flexible or non-steel pipes. Where systems are complex, runs are long and/or there are several off takes, non-return valves, etc., are fitted. | Considered Not Applicable at time of Publication | (BEAMS Note 1) The ERC for this item should be added to the total of the ERC of the other P&M items on the site and the Buildings ERC (where applicable) to enable the correct contract size adjustment to be made. ERC of P&M Items + ERC of Building Component’s = Total ERC (net figure rateable items only) to which contract size adjustment should be applied The 2023 Generic Contractors Test Spreadsheet has this facility built into the programme - it is recommended you undertake all contractors test valuations using this spreadsheet. (Details on the application of contract size adjustments can be found in the RCG 2023 Guidance notes). Where RV is calculated using the comparative method (rental method) the contract size adjustment should be made as follows: Select - SCAT code box ""P and M as an addition” within the 2023 Generic Contractors Test Spreadsheet facility. Or Where the spreadsheet is not used take the: Reciprocal of statutory de-capitalisation rate (i.e. 5% reciprocal = 20) multiply by rateable value of the buildings (before any overall end allowances are made and after making a notional deduction for the land value) and add to the ERC of P&M. Use resultant figure to calculate contract size adjustment. (Guidance Notes - Section 6) | It is likely that valves will be present in the larger mains round the air compressor and the receiver. No separate addition is required for small dia. bends but near air compressor where the pipe is 100 mm diam or greater, the cost is significant and details of the pipe dia. and number should be recorded. | The compressed air colour is light blue and where pipes are galvanised ( silver grey ). Often a light blue bandage is put round the pipe stating what is in the pipe and the direction of flow. Where return and flow valves are installed the costs take account of this. Where details of pipe runs are poor and the pipe is of 65mm/100mm diaMetre with basic strap supports adopt 201C20 / 201C21 and assume length of 250m. Mains pipe can be between air compressor and air dryer / air receiver or the air receiver and the flexible branch. 1.Pipe diaMetre. 2.Length of main. 3.Between what? i.e. air receiver and flexible branch. 4.If valves are within pipe. 5.Age. | List of Accessories 2(v) pipes, valves - if necessary to Class 1 or 2 rateable plant Class 1 (iii) up to and including the point where the main supply ends. | Class 1 (iii) any branch service piping connected with such main supply. Whole if not used in connection with Class 1 or 2 rateable plant. | Air compressor, air receiver, foundations, supports, pipe gantries. | It is assumed that the item forms part of an average size industrial, commercial or office complex. Where it would be normal to find more than one item in such a hereditament the ERC stated has been adjusted to reflect any number / quantity, discount. These figures are NOT one off figures. | - | Compressed Air Pipes (Mains) Notes: Whereas only the mains are rateable a reduction in diaMetre of the pipe does not indicate the end of the mains. It is usual to regard the end of the mains when the steel pipe changes to a flexible hose. Generally these pipes are colour coded light blue but they may be galvanised (silver grey) with a directional colour band at intervals. | The pictures indicate a mixture of mains diaMetre pipes typical of many installations. Where full details are not readily to hand to cost see item code 201C20 - 201C21 Where full details are known see 201C01 etc. | 20013 |  | M | per linear m | NA | NA | NA | 1456.61 | Option 3 | 1961.639 | 34.67% | 905.5435 | 806.701 | -44.62% | -58.88% | 806.701 | -44.62% | Indexed | NA | VOA_GPN_GOV_UK\7246041 | 2019-08-30 | Low | Amber | Medium | Risk taken from previous CG | - | - | NA | SPONS M | NA | (BEAMS Note 1) The ERC for this item should be added to the total of the ERC of the other P&M items on the site and the Buildings ERC (where applicable) to enable the correct contract size adjustment to be made. ERC of P&M Items + ERC of Building Component’s = Total ERC (net figure rateable items only) to which contract size adjustment should be applied The 2021 Generic Contractors Test Spreadsheet has this facility built into the programme - it is recommended you undertake all contractors test valuations using this spreadsheet. (Details on the application of contract size adjustments can be found in the RCG 2021 Guidance notes). Where RV is calculated using the comparative method (rental method) the contract size adjustment should be made as follows: Select - SCAT code box "P and M as an addition” within the 2021 Generic Contractors Test Spreadsheet facility. Or Where the spreadsheet is not used take the: Reciprocal of statutory de-capitalisation rate (i.e. 5% reciprocal = 20) multiply by rateable value of the buildings (before any overall end allowances are made and after making a notional deduction for the land value) and add to the ERC of P&M. Use resultant figure to calculate contract size adjustment. (Guidance Notes - Section 6) | Compressed Air Pipes (Mains) Notes: Whereas only the mains are rateable a reduction in diaMetre of the pipe does not indicate the end of the mains. It is usual to regard the end of the mains when the steel pipe changes to a flexible hose. Generally these pipes are colour coded light blue but they may be galvanised (silver grey) with a directional colour band at intervals. | The pictures indicate a mixture of mains diaMetre pipes typical of many installations. Where full details are not readily to hand to cost see item code 201C20 - 201C21 Where full details are known see 201C01 etc. | 1 | TRUE
185 | 201C07 | 3827 | 201C07 | Air | Pipes | Compressor to Receiver | 200mm dam | Including valves | Air Pipes - Mains. Regard has to be had to the Class 1 pre- amble at (c) (iii). In the case of pneumatic power, the point where the mains supply ceases, excluding branch service piping connected with such main supply. The greater the distance from the air receiver the smaller the mains pipe becomes to avoid pressure loss i.e. it may reduce from 40 mm to 25 mm. Nevertheless this is still the main pipe. Branches are usually evident in that they are often flexible or non-steel pipes. Where systems are complex, runs are long and/or there are several off takes, non-return valves, etc., are fitted. | Considered Not Applicable at time of Publication | (BEAMS Note 1) The ERC for this item should be added to the total of the ERC of the other P&M items on the site and the Buildings ERC (where applicable) to enable the correct contract size adjustment to be made. ERC of P&M Items + ERC of Building Component’s = Total ERC (net figure rateable items only) to which contract size adjustment should be applied The 2023 Generic Contractors Test Spreadsheet has this facility built into the programme - it is recommended you undertake all contractors test valuations using this spreadsheet. (Details on the application of contract size adjustments can be found in the RCG 2023 Guidance notes). Where RV is calculated using the comparative method (rental method) the contract size adjustment should be made as follows: Select - SCAT code box ""P and M as an addition” within the 2023 Generic Contractors Test Spreadsheet facility. Or Where the spreadsheet is not used take the: Reciprocal of statutory de-capitalisation rate (i.e. 5% reciprocal = 20) multiply by rateable value of the buildings (before any overall end allowances are made and after making a notional deduction for the land value) and add to the ERC of P&M. Use resultant figure to calculate contract size adjustment. (Guidance Notes - Section 6) | It is likely that valves will be present in the larger mains round the air compressor and the receiver. No separate addition is required for small dia. bends but near air compressor where the pipe is 100 mm diam or greater, the cost is significant and details of the pipe dia. and number should be recorded. | The compressed air colour is light blue and where pipes are galvanised ( silver grey ). Often a light blue bandage is put round the pipe stating what is in the pipe and the direction of flow. Where return and flow valves are installed the costs take account of this. Where details of pipe runs are poor and the pipe is of 65mm/100mm diaMetre with basic strap supports adopt 201C20 / 201C21 and assume length of 250m. Mains pipe can be between air compressor and air dryer / air receiver or the air receiver and the flexible branch. 1.Pipe diaMetre. 2.Length of main. 3.Between what? i.e. air receiver and flexible branch. 4.If valves are within pipe. 5.Age. | List of Accessories 2(v) pipes, valves - if necessary to Class 1 or 2 rateable plant Class 1 (iii) up to and including the point where the main supply ends. | Class 1 (iii) any branch service piping connected with such main supply. Whole if not used in connection with Class 1 or 2 rateable plant. | Air compressor, air receiver, foundations, supports, pipe gantries. | It is assumed that the item forms part of an average size industrial, commercial or office complex. Where it would be normal to find more than one item in such a hereditament the ERC stated has been adjusted to reflect any number / quantity, discount. These figures are NOT one off figures. | - | Compressed Air Pipes (Mains) Notes: Whereas only the mains are rateable a reduction in diaMetre of the pipe does not indicate the end of the mains. It is usual to regard the end of the mains when the steel pipe changes to a flexible hose. Generally these pipes are colour coded light blue but they may be galvanised (silver grey) with a directional colour band at intervals. | The pictures indicate a mixture of mains diaMetre pipes typical of many installations. Where full details are not readily to hand to cost see item code 201C20 - 201C21 Where full details are known see 201C01 etc. | 20013 |  | M | per linear m | NA | NA | NA | 1483.4187 | Option 3 | 1997.7427 | 34.67% | 921.4303 | 820.8536 | -44.66% | -58.91% | 820.8536 | -44.66% | Indexed | NA | VOA_GPN_GOV_UK\7246041 | 2019-08-30 | Low | Amber | Medium | Risk taken from previous CG | - | - | NA | SPONS M | NA | (BEAMS Note 1) The ERC for this item should be added to the total of the ERC of the other P&M items on the site and the Buildings ERC (where applicable) to enable the correct contract size adjustment to be made. ERC of P&M Items + ERC of Building Component’s = Total ERC (net figure rateable items only) to which contract size adjustment should be applied The 2021 Generic Contractors Test Spreadsheet has this facility built into the programme - it is recommended you undertake all contractors test valuations using this spreadsheet. (Details on the application of contract size adjustments can be found in the RCG 2021 Guidance notes). Where RV is calculated using the comparative method (rental method) the contract size adjustment should be made as follows: Select - SCAT code box "P and M as an addition” within the 2021 Generic Contractors Test Spreadsheet facility. Or Where the spreadsheet is not used take the: Reciprocal of statutory de-capitalisation rate (i.e. 5% reciprocal = 20) multiply by rateable value of the buildings (before any overall end allowances are made and after making a notional deduction for the land value) and add to the ERC of P&M. Use resultant figure to calculate contract size adjustment. (Guidance Notes - Section 6) | Compressed Air Pipes (Mains) Notes: Whereas only the mains are rateable a reduction in diaMetre of the pipe does not indicate the end of the mains. It is usual to regard the end of the mains when the steel pipe changes to a flexible hose. Generally these pipes are colour coded light blue but they may be galvanised (silver grey) with a directional colour band at intervals. | The pictures indicate a mixture of mains diaMetre pipes typical of many installations. Where full details are not readily to hand to cost see item code 201C20 - 201C21 Where full details are known see 201C01 etc. | 1 | TRUE
186 | 201C10 | 3829 | 201C10 | Air | Pipes | Compressor to Receiver | 250mm dam | includes check valves | Air Pipes - Mains. Regard has to be had to the Class 1 pre- amble at (c) (iii). In the case of pneumatic power, the point where the mains supply ceases, excluding branch service piping connected with such main supply. The greater the distance from the air receiver the smaller the mains pipe becomes to avoid pressure loss i.e. it may reduce from 40 mm to 25 mm. Nevertheless this is still the main pipe. Branches are usually evident in that they are often flexible or non-steel pipes. Where systems are complex, runs are long and/or there are several off takes, non-return valves, etc., are fitted. | Considered Not Applicable at time of Publication | (BEAMS Note 1) The ERC for this item should be added to the total of the ERC of the other P&M items on the site and the Buildings ERC (where applicable) to enable the correct contract size adjustment to be made. ERC of P&M Items + ERC of Building Component’s = Total ERC (net figure rateable items only) to which contract size adjustment should be applied The 2023 Generic Contractors Test Spreadsheet has this facility built into the programme - it is recommended you undertake all contractors test valuations using this spreadsheet. (Details on the application of contract size adjustments can be found in the RCG 2023 Guidance notes). Where RV is calculated using the comparative method (rental method) the contract size adjustment should be made as follows: Select - SCAT code box ""P and M as an addition” within the 2023 Generic Contractors Test Spreadsheet facility. Or Where the spreadsheet is not used take the: Reciprocal of statutory de-capitalisation rate (i.e. 5% reciprocal = 20) multiply by rateable value of the buildings (before any overall end allowances are made and after making a notional deduction for the land value) and add to the ERC of P&M. Use resultant figure to calculate contract size adjustment. (Guidance Notes - Section 6) | It is likely that valves will be present in the larger mains round the air compressor and the receiver. No separate addition is required for small dia. bends but near air compressor where the pipe is 100 mm diam or greater, the cost is significant and details of the pipe dia. and number should be recorded. | The compressed air colour is light blue and where pipes are galvanised ( silver grey ). Often a light blue bandage is put round the pipe stating what is in the pipe and the direction of flow. Where return and flow valves are installed the costs take account of this. Where details of pipe runs are poor and the pipe is of 65mm/100mm diaMetre with basic strap supports adopt 201C20 / 201C21 and assume length of 250m. Mains pipe can be between air compressor and air dryer / air receiver or the air receiver and the flexible branch. 1.Pipe diaMetre. 2.Length of main. 3.Between what? i.e. air receiver and flexible branch. 4.If valves are within pipe. 5.Age. | List of Accessories 2(v) pipes, valves - if necessary to Class 1 or 2 rateable plant Class 1 (iii) up to and including the point where the main supply ends. | Class 1 (iii) any branch service piping connected with such main supply. Whole if not used in connection with Class 1 or 2 rateable plant. | Air compressor, air receiver, foundations, supports, pipe gantries. | It is assumed that the item forms part of an average size industrial, commercial or office complex. Where it would be normal to find more than one item in such a hereditament the ERC stated has been adjusted to reflect any number / quantity, discount. These figures are NOT one off figures. | - | Compressed Air Pipes (Mains) Notes: Whereas only the mains are rateable a reduction in diaMetre of the pipe does not indicate the end of the mains. It is usual to regard the end of the mains when the steel pipe changes to a flexible hose. Generally these pipes are colour coded light blue but they may be galvanised (silver grey) with a directional colour band at intervals. | The pictures indicate a mixture of mains diaMetre pipes typical of many installations. Where full details are not readily to hand to cost see item code 201C20 - 201C21 Where full details are known see 201C01 etc. | 20013 |  | M | per linear m | NA | NA | NA | 2091.0842 | Option 3 | 2816.0952 | 34.67% | 1297.4162 | 1155.7997 | -44.73% | -58.96% | 1155.7997 | -44.73% | Indexed | NA | VOA_GPN_GOV_UK\7246041 | 2019-08-30 | Low | Amber | Medium | Risk taken from previous CG | - | - | NA | SPONS M | NA | (BEAMS Note 1) The ERC for this item should be added to the total of the ERC of the other P&M items on the site and the Buildings ERC (where applicable) to enable the correct contract size adjustment to be made. ERC of P&M Items + ERC of Building Component’s = Total ERC (net figure rateable items only) to which contract size adjustment should be applied The 2021 Generic Contractors Test Spreadsheet has this facility built into the programme - it is recommended you undertake all contractors test valuations using this spreadsheet. (Details on the application of contract size adjustments can be found in the RCG 2021 Guidance notes). Where RV is calculated using the comparative method (rental method) the contract size adjustment should be made as follows: Select - SCAT code box "P and M as an addition” within the 2021 Generic Contractors Test Spreadsheet facility. Or Where the spreadsheet is not used take the: Reciprocal of statutory de-capitalisation rate (i.e. 5% reciprocal = 20) multiply by rateable value of the buildings (before any overall end allowances are made and after making a notional deduction for the land value) and add to the ERC of P&M. Use resultant figure to calculate contract size adjustment. (Guidance Notes - Section 6) | Compressed Air Pipes (Mains) Notes: Whereas only the mains are rateable a reduction in diaMetre of the pipe does not indicate the end of the mains. It is usual to regard the end of the mains when the steel pipe changes to a flexible hose. Generally these pipes are colour coded light blue but they may be galvanised (silver grey) with a directional colour band at intervals. | The pictures indicate a mixture of mains diaMetre pipes typical of many installations. Where full details are not readily to hand to cost see item code 201C20 - 201C21 Where full details are known see 201C01 etc. | 1 | TRUE
187 | 201C20 | 3831 | 201C20 | Air | Pipes | General pipework | 65mm dam | excludes internal valves | Air Pipes - Mains. Regard has to be had to the Class 1 pre- amble at (c) (iii). In the case of pneumatic power, the point where the mains supply ceases, excluding branch service piping connected with such main supply. The greater the distance from the air receiver the smaller the mains pipe becomes to avoid pressure loss i.e. it may reduce from 40 mm to 25 mm. Nevertheless this is still the main pipe. Branches are usually evident in that they are often flexible or non-steel pipes. Where systems are complex, runs are long and/or there are several off takes, non-return valves, etc., are fitted. | Considered Not Applicable at time of Publication | (BEAMS Note 1) The ERC for this item should be added to the total of the ERC of the other P&M items on the site and the Buildings ERC (where applicable) to enable the correct contract size adjustment to be made. ERC of P&M Items + ERC of Building Component’s = Total ERC (net figure rateable items only) to which contract size adjustment should be applied The 2023 Generic Contractors Test Spreadsheet has this facility built into the programme - it is recommended you undertake all contractors test valuations using this spreadsheet. (Details on the application of contract size adjustments can be found in the RCG 2023 Guidance notes). Where RV is calculated using the comparative method (rental method) the contract size adjustment should be made as follows: Select - SCAT code box ""P and M as an addition” within the 2023 Generic Contractors Test Spreadsheet facility. Or Where the spreadsheet is not used take the: Reciprocal of statutory de-capitalisation rate (i.e. 5% reciprocal = 20) multiply by rateable value of the buildings (before any overall end allowances are made and after making a notional deduction for the land value) and add to the ERC of P&M. Use resultant figure to calculate contract size adjustment. (Guidance Notes - Section 6) | It is likely that valves will be present in the larger mains round the air compressor and the receiver. No separate addition is required for small dia. bends but near air compressor where the pipe is 100 mm diam or greater, the cost is significant and details of the pipe dia. and number should be recorded. | The compressed air colour is light blue and where pipes are galvanised ( silver grey ). Often a light blue bandage is put round the pipe stating what is in the pipe and the direction of flow. Where return and flow valves are installed the costs take account of this. Where details of pipe runs are poor and the pipe is of 65mm/100mm diaMetre with basic strap supports adopt 201C20 / 201C21 and assume length of 250m. Mains pipe can be between air compressor and air dryer / air receiver or the air receiver and the flexible branch. 1.Pipe diaMetre. 2.Length of main. 3.Between what? i.e. air receiver and flexible branch. 4.If valves are within pipe. 5.Age. | List of Accessories 2(v) pipes, valves - if necessary to Class 1 or 2 rateable plant Class 1 (iii) up to and including the point where the main supply ends. | Class 1 (iii) any branch service piping connected with such main supply. Whole if not used in connection with Class 1 or 2 rateable plant. | Air compressor, air receiver, foundations, supports, pipe gantries. | It is assumed that the item forms part of an average size industrial, commercial or office complex. Where it would be normal to find more than one item in such a hereditament the ERC stated has been adjusted to reflect any number / quantity, discount. These figures are NOT one off figures. | - | Compressed Air Pipes (Mains) Notes: Whereas only the mains are rateable a reduction in diaMetre of the pipe does not indicate the end of the mains. It is usual to regard the end of the mains when the steel pipe changes to a flexible hose. Generally these pipes are colour coded light blue but they may be galvanised (silver grey) with a directional colour band at intervals. | The pictures indicate a mixture of mains diaMetre pipes typical of many installations. Where full details are not readily to hand to cost see item code 201C20 - 201C21 Where full details are known see 201C01 etc. | 20013 |  | M | per linear m | NA | NA | NA | 80.4263 | Option 3 | 108.3114 | 34.67% | 49.7784 | 44.345 | -44.86% | -59.06% | 44.345 | -44.86% | Indexed | NA | VOA_GPN_GOV_UK\7246041 | 2019-08-30 | Low | Amber | Medium | Risk taken from previous CG | - | - | NA | SPONS M | NA | (BEAMS Note 1) The ERC for this item should be added to the total of the ERC of the other P&M items on the site and the Buildings ERC (where applicable) to enable the correct contract size adjustment to be made. ERC of P&M Items + ERC of Building Component’s = Total ERC (net figure rateable items only) to which contract size adjustment should be applied The 2021 Generic Contractors Test Spreadsheet has this facility built into the programme - it is recommended you undertake all contractors test valuations using this spreadsheet. (Details on the application of contract size adjustments can be found in the RCG 2021 Guidance notes). Where RV is calculated using the comparative method (rental method) the contract size adjustment should be made as follows: Select - SCAT code box "P and M as an addition” within the 2021 Generic Contractors Test Spreadsheet facility. Or Where the spreadsheet is not used take the: Reciprocal of statutory de-capitalisation rate (i.e. 5% reciprocal = 20) multiply by rateable value of the buildings (before any overall end allowances are made and after making a notional deduction for the land value) and add to the ERC of P&M. Use resultant figure to calculate contract size adjustment. (Guidance Notes - Section 6) | Compressed Air Pipes (Mains) Notes: Whereas only the mains are rateable a reduction in diaMetre of the pipe does not indicate the end of the mains. It is usual to regard the end of the mains when the steel pipe changes to a flexible hose. Generally these pipes are colour coded light blue but they may be galvanised (silver grey) with a directional colour band at intervals. | The pictures indicate a mixture of mains diaMetre pipes typical of many installations. Where full details are not readily to hand to cost see item code 201C20 - 201C21 Where full details are known see 201C01 etc. | 1 | TRUE
188 | 201C21 | 3832 | 201C21 | Air | Pipes | General pipework | 100mm dam | excludes internal valves | Air Pipes - Mains. Regard has to be had to the Class 1 pre- amble at (c) (iii). In the case of pneumatic power, the point where the mains supply ceases, excluding branch service piping connected with such main supply. The greater the distance from the air receiver the smaller the mains pipe becomes to avoid pressure loss i.e. it may reduce from 40 mm to 25 mm. Nevertheless this is still the main pipe. Branches are usually evident in that they are often flexible or non-steel pipes. Where systems are complex, runs are long and/or there are several off takes, non-return valves, etc., are fitted. | Considered Not Applicable at time of Publication | (BEAMS Note 1) The ERC for this item should be added to the total of the ERC of the other P&M items on the site and the Buildings ERC (where applicable) to enable the correct contract size adjustment to be made. ERC of P&M Items + ERC of Building Component’s = Total ERC (net figure rateable items only) to which contract size adjustment should be applied The 2023 Generic Contractors Test Spreadsheet has this facility built into the programme - it is recommended you undertake all contractors test valuations using this spreadsheet. (Details on the application of contract size adjustments can be found in the RCG 2023 Guidance notes). Where RV is calculated using the comparative method (rental method) the contract size adjustment should be made as follows: Select - SCAT code box ""P and M as an addition” within the 2023 Generic Contractors Test Spreadsheet facility. Or Where the spreadsheet is not used take the: Reciprocal of statutory de-capitalisation rate (i.e. 5% reciprocal = 20) multiply by rateable value of the buildings (before any overall end allowances are made and after making a notional deduction for the land value) and add to the ERC of P&M. Use resultant figure to calculate contract size adjustment. (Guidance Notes - Section 6) | It is likely that valves will be present in the larger mains round the air compressor and the receiver. No separate addition is required for small dia. bends but near air compressor where the pipe is 100 mm diam or greater, the cost is significant and details of the pipe dia. and number should be recorded. | The compressed air colour is light blue and where pipes are galvanised ( silver grey ). Often a light blue bandage is put round the pipe stating what is in the pipe and the direction of flow. Where return and flow valves are installed the costs take account of this. Where details of pipe runs are poor and the pipe is of 65mm/100mm diaMetre with basic strap supports adopt 201C20 / 201C21 and assume length of 250m. Mains pipe can be between air compressor and air dryer / air receiver or the air receiver and the flexible branch. 1.Pipe diaMetre. 2.Length of main. 3.Between what? i.e. air receiver and flexible branch. 4.If valves are within pipe. 5.Age. | List of Accessories 2(v) pipes, valves - if necessary to Class 1 or 2 rateable plant Class 1 (iii) up to and including the point where the main supply ends. | Class 1 (iii) any branch service piping connected with such main supply. Whole if not used in connection with Class 1 or 2 rateable plant. | Air compressor, air receiver, foundations, supports, pipe gantries. | It is assumed that the item forms part of an average size industrial, commercial or office complex. Where it would be normal to find more than one item in such a hereditament the ERC stated has been adjusted to reflect any number / quantity, discount. These figures are NOT one off figures. | - | Compressed Air Pipes (Mains) Notes: Whereas only the mains are rateable a reduction in diaMetre of the pipe does not indicate the end of the mains. It is usual to regard the end of the mains when the steel pipe changes to a flexible hose. Generally these pipes are colour coded light blue but they may be galvanised (silver grey) with a directional colour band at intervals. | The pictures indicate a mixture of mains diaMetre pipes typical of many installations. Where full details are not readily to hand to cost see item code 201C20 - 201C21 Where full details are known see 201C01 etc. | 20013 |  | M | per linear m | NA | NA | NA | 125.1076 | Option 3 | 168.4843 | 34.67% | 77.3154 | 68.8762 | -44.95% | -59.12% | 68.8762 | -44.95% | Indexed | NA | VOA_GPN_GOV_UK\7246041 | 2019-08-30 | Low | Amber | Medium | Risk taken from previous CG | - | - | NA | SPONS M | NA | (BEAMS Note 1) The ERC for this item should be added to the total of the ERC of the other P&M items on the site and the Buildings ERC (where applicable) to enable the correct contract size adjustment to be made. ERC of P&M Items + ERC of Building Component’s = Total ERC (net figure rateable items only) to which contract size adjustment should be applied The 2021 Generic Contractors Test Spreadsheet has this facility built into the programme - it is recommended you undertake all contractors test valuations using this spreadsheet. (Details on the application of contract size adjustments can be found in the RCG 2021 Guidance notes). Where RV is calculated using the comparative method (rental method) the contract size adjustment should be made as follows: Select - SCAT code box "P and M as an addition” within the 2021 Generic Contractors Test Spreadsheet facility. Or Where the spreadsheet is not used take the: Reciprocal of statutory de-capitalisation rate (i.e. 5% reciprocal = 20) multiply by rateable value of the buildings (before any overall end allowances are made and after making a notional deduction for the land value) and add to the ERC of P&M. Use resultant figure to calculate contract size adjustment. (Guidance Notes - Section 6) | Compressed Air Pipes (Mains) Notes: Whereas only the mains are rateable a reduction in diaMetre of the pipe does not indicate the end of the mains. It is usual to regard the end of the mains when the steel pipe changes to a flexible hose. Generally these pipes are colour coded light blue but they may be galvanised (silver grey) with a directional colour band at intervals. | The pictures indicate a mixture of mains diaMetre pipes typical of many installations. Where full details are not readily to hand to cost see item code 201C20 - 201C21 Where full details are known see 201C01 etc. | 1 | TRUE
189 | 201C02 | 3824 | 201C02 | Air | Pipes | Receiver to Factory | 100mm dam | includes check valves | Air Pipes - Mains. Regard has to be had to the Class 1 pre- amble at (c) (iii). In the case of pneumatic power, the point where the mains supply ceases, excluding branch service piping connected with such main supply. The greater the distance from the air receiver the smaller the mains pipe becomes to avoid pressure loss i.e. it may reduce from 40 mm to 25 mm. Nevertheless this is still the main pipe. Branches are usually evident in that they are often flexible or non-steel pipes. Where systems are complex, runs are long and/or there are several off takes, non-return valves, etc., are fitted. | Considered Not Applicable at time of Publication | (BEAMS Note 1) The ERC for this item should be added to the total of the ERC of the other P&M items on the site and the Buildings ERC (where applicable) to enable the correct contract size adjustment to be made. ERC of P&M Items + ERC of Building Component’s = Total ERC (net figure rateable items only) to which contract size adjustment should be applied The 2023 Generic Contractors Test Spreadsheet has this facility built into the programme - it is recommended you undertake all contractors test valuations using this spreadsheet. (Details on the application of contract size adjustments can be found in the RCG 2023 Guidance notes). Where RV is calculated using the comparative method (rental method) the contract size adjustment should be made as follows: Select - SCAT code box ""P and M as an addition” within the 2023 Generic Contractors Test Spreadsheet facility. Or Where the spreadsheet is not used take the: Reciprocal of statutory de-capitalisation rate (i.e. 5% reciprocal = 20) multiply by rateable value of the buildings (before any overall end allowances are made and after making a notional deduction for the land value) and add to the ERC of P&M. Use resultant figure to calculate contract size adjustment. (Guidance Notes - Section 6) | It is likely that valves will be present in the larger mains round the air compressor and the receiver. No separate addition is required for small dia. bends but near air compressor where the pipe is 100 mm diam or greater, the cost is significant and details of the pipe dia. and number should be recorded. | The compressed air colour is light blue and where pipes are galvanised ( silver grey ). Often a light blue bandage is put round the pipe stating what is in the pipe and the direction of flow. Where return and flow valves are installed the costs take account of this. Where details of pipe runs are poor and the pipe is of 65mm/100mm diaMetre with basic strap supports adopt 201C20 / 201C21 and assume length of 250m. Mains pipe can be between air compressor and air dryer / air receiver or the air receiver and the flexible branch. 1.Pipe diaMetre. 2.Length of main. 3.Between what? i.e. air receiver and flexible branch. 4.If valves are within pipe. 5.Age. | List of Accessories 2(v) pipes, valves - if necessary to Class 1 or 2 rateable plant Class 1 (iii) up to and including the point where the main supply ends. | Class 1 (iii) any branch service piping connected with such main supply. Whole if not used in connection with Class 1 or 2 rateable plant. | Air compressor, air receiver, foundations, supports, pipe gantries. | It is assumed that the item forms part of an average size industrial, commercial or office complex. Where it would be normal to find more than one item in such a hereditament the ERC stated has been adjusted to reflect any number / quantity, discount. These figures are NOT one off figures. | - | Compressed Air Pipes (Mains) Notes: Whereas only the mains are rateable a reduction in diaMetre of the pipe does not indicate the end of the mains. It is usual to regard the end of the mains when the steel pipe changes to a flexible hose. Generally these pipes are colour coded light blue but they may be galvanised (silver grey) with a directional colour band at intervals. | The pictures indicate a mixture of mains diaMetre pipes typical of many installations. Where full details are not readily to hand to cost see item code 201C20 - 201C21 Where full details are known see 201C01 etc. | 20013 |  | M | per linear m | NA | NA | NA | 178.7251 | Option 3 | 240.6919 | 34.67% | 111.2071 | 99.0685 | -44.57% | -58.84% | 99.0685 | -44.57% | Indexed | NA | VOA_GPN_GOV_UK\7246041 | 2019-08-30 | Low | Amber | Medium | Risk taken from previous CG | - | - | NA | SPONS M | NA | (BEAMS Note 1) The ERC for this item should be added to the total of the ERC of the other P&M items on the site and the Buildings ERC (where applicable) to enable the correct contract size adjustment to be made. ERC of P&M Items + ERC of Building Component’s = Total ERC (net figure rateable items only) to which contract size adjustment should be applied The 2021 Generic Contractors Test Spreadsheet has this facility built into the programme - it is recommended you undertake all contractors test valuations using this spreadsheet. (Details on the application of contract size adjustments can be found in the RCG 2021 Guidance notes). Where RV is calculated using the comparative method (rental method) the contract size adjustment should be made as follows: Select - SCAT code box "P and M as an addition” within the 2021 Generic Contractors Test Spreadsheet facility. Or Where the spreadsheet is not used take the: Reciprocal of statutory de-capitalisation rate (i.e. 5% reciprocal = 20) multiply by rateable value of the buildings (before any overall end allowances are made and after making a notional deduction for the land value) and add to the ERC of P&M. Use resultant figure to calculate contract size adjustment. (Guidance Notes - Section 6) | Compressed Air Pipes (Mains) Notes: Whereas only the mains are rateable a reduction in diaMetre of the pipe does not indicate the end of the mains. It is usual to regard the end of the mains when the steel pipe changes to a flexible hose. Generally these pipes are colour coded light blue but they may be galvanised (silver grey) with a directional colour band at intervals. | The pictures indicate a mixture of mains diaMetre pipes typical of many installations. Where full details are not readily to hand to cost see item code 201C20 - 201C21 Where full details are known see 201C01 etc. | 1 | TRUE
190 | 201C05 | 3826 | 201C05 | Air | Pipes | Receiver to Factory | 150mm dam | includes check valves | Air Pipes - Mains. Regard has to be had to the Class 1 pre- amble at (c) (iii). In the case of pneumatic power, the point where the mains supply ceases, excluding branch service piping connected with such main supply. The greater the distance from the air receiver the smaller the mains pipe becomes to avoid pressure loss i.e. it may reduce from 40 mm to 25 mm. Nevertheless this is still the main pipe. Branches are usually evident in that they are often flexible or non-steel pipes. Where systems are complex, runs are long and/or there are several off takes, non-return valves, etc., are fitted. | Considered Not Applicable at time of Publication | (BEAMS Note 1) The ERC for this item should be added to the total of the ERC of the other P&M items on the site and the Buildings ERC (where applicable) to enable the correct contract size adjustment to be made. ERC of P&M Items + ERC of Building Component’s = Total ERC (net figure rateable items only) to which contract size adjustment should be applied The 2023 Generic Contractors Test Spreadsheet has this facility built into the programme - it is recommended you undertake all contractors test valuations using this spreadsheet. (Details on the application of contract size adjustments can be found in the RCG 2023 Guidance notes). Where RV is calculated using the comparative method (rental method) the contract size adjustment should be made as follows: Select - SCAT code box ""P and M as an addition” within the 2023 Generic Contractors Test Spreadsheet facility. Or Where the spreadsheet is not used take the: Reciprocal of statutory de-capitalisation rate (i.e. 5% reciprocal = 20) multiply by rateable value of the buildings (before any overall end allowances are made and after making a notional deduction for the land value) and add to the ERC of P&M. Use resultant figure to calculate contract size adjustment. (Guidance Notes - Section 6) | It is likely that valves will be present in the larger mains round the air compressor and the receiver. No separate addition is required for small dia. bends but near air compressor where the pipe is 100 mm diam or greater, the cost is significant and details of the pipe dia. and number should be recorded. | The compressed air colour is light blue and where pipes are galvanised ( silver grey ). Often a light blue bandage is put round the pipe stating what is in the pipe and the direction of flow. Where return and flow valves are installed the costs take account of this. Where details of pipe runs are poor and the pipe is of 65mm/100mm diaMetre with basic strap supports adopt 201C20 / 201C21 and assume length of 250m. Mains pipe can be between air compressor and air dryer / air receiver or the air receiver and the flexible branch. 1.Pipe diaMetre. 2.Length of main. 3.Between what? i.e. air receiver and flexible branch. 4.If valves are within pipe. 5.Age. | List of Accessories 2(v) pipes, valves - if necessary to Class 1 or 2 rateable plant Class 1 (iii) up to and including the point where the main supply ends. | Class 1 (iii) any branch service piping connected with such main supply. Whole if not used in connection with Class 1 or 2 rateable plant. | Air compressor, air receiver, foundations, supports, pipe gantries. | It is assumed that the item forms part of an average size industrial, commercial or office complex. Where it would be normal to find more than one item in such a hereditament the ERC stated has been adjusted to reflect any number / quantity, discount. These figures are NOT one off figures. | - | Compressed Air Pipes (Mains) Notes: Whereas only the mains are rateable a reduction in diaMetre of the pipe does not indicate the end of the mains. It is usual to regard the end of the mains when the steel pipe changes to a flexible hose. Generally these pipes are colour coded light blue but they may be galvanised (silver grey) with a directional colour band at intervals. | The pictures indicate a mixture of mains diaMetre pipes typical of many installations. Where full details are not readily to hand to cost see item code 201C20 - 201C21 Where full details are known see 201C01 etc. | 20013 |  | M | per linear m | NA | NA | NA | 232.3427 | Option 3 | 312.8995 | 34.67% | 142.9806 | 127.3738 | -45.18% | -59.29% | 127.3738 | -45.18% | Indexed | NA | VOA_GPN_GOV_UK\7246041 | 2019-08-30 | Low | Amber | Medium | Risk taken from previous CG | - | - | NA | SPONS M | NA | (BEAMS Note 1) The ERC for this item should be added to the total of the ERC of the other P&M items on the site and the Buildings ERC (where applicable) to enable the correct contract size adjustment to be made. ERC of P&M Items + ERC of Building Component’s = Total ERC (net figure rateable items only) to which contract size adjustment should be applied The 2021 Generic Contractors Test Spreadsheet has this facility built into the programme - it is recommended you undertake all contractors test valuations using this spreadsheet. (Details on the application of contract size adjustments can be found in the RCG 2021 Guidance notes). Where RV is calculated using the comparative method (rental method) the contract size adjustment should be made as follows: Select - SCAT code box "P and M as an addition” within the 2021 Generic Contractors Test Spreadsheet facility. Or Where the spreadsheet is not used take the: Reciprocal of statutory de-capitalisation rate (i.e. 5% reciprocal = 20) multiply by rateable value of the buildings (before any overall end allowances are made and after making a notional deduction for the land value) and add to the ERC of P&M. Use resultant figure to calculate contract size adjustment. (Guidance Notes - Section 6) | Compressed Air Pipes (Mains) Notes: Whereas only the mains are rateable a reduction in diaMetre of the pipe does not indicate the end of the mains. It is usual to regard the end of the mains when the steel pipe changes to a flexible hose. Generally these pipes are colour coded light blue but they may be galvanised (silver grey) with a directional colour band at intervals. | The pictures indicate a mixture of mains diaMetre pipes typical of many installations. Where full details are not readily to hand to cost see item code 201C20 - 201C21 Where full details are known see 201C01 etc. | 1 | TRUE
191 | 201C08 | 3828 | 201C08 | Air | Pipes | Receiver to Factory | 200mm dam | includes check valves | Air Pipes - Mains. Regard has to be had to the Class 1 pre- amble at (c) (iii). In the case of pneumatic power, the point where the mains supply ceases, excluding branch service piping connected with such main supply. The greater the distance from the air receiver the smaller the mains pipe becomes to avoid pressure loss i.e. it may reduce from 40 mm to 25 mm. Nevertheless this is still the main pipe. Branches are usually evident in that they are often flexible or non-steel pipes. Where systems are complex, runs are long and/or there are several off takes, non-return valves, etc., are fitted. | Considered Not Applicable at time of Publication | (BEAMS Note 1) The ERC for this item should be added to the total of the ERC of the other P&M items on the site and the Buildings ERC (where applicable) to enable the correct contract size adjustment to be made. ERC of P&M Items + ERC of Building Component’s = Total ERC (net figure rateable items only) to which contract size adjustment should be applied The 2023 Generic Contractors Test Spreadsheet has this facility built into the programme - it is recommended you undertake all contractors test valuations using this spreadsheet. (Details on the application of contract size adjustments can be found in the RCG 2023 Guidance notes). Where RV is calculated using the comparative method (rental method) the contract size adjustment should be made as follows: Select - SCAT code box ""P and M as an addition” within the 2023 Generic Contractors Test Spreadsheet facility. Or Where the spreadsheet is not used take the: Reciprocal of statutory de-capitalisation rate (i.e. 5% reciprocal = 20) multiply by rateable value of the buildings (before any overall end allowances are made and after making a notional deduction for the land value) and add to the ERC of P&M. Use resultant figure to calculate contract size adjustment. (Guidance Notes - Section 6) | It is likely that valves will be present in the larger mains round the air compressor and the receiver. No separate addition is required for small dia. bends but near air compressor where the pipe is 100 mm diam or greater, the cost is significant and details of the pipe dia. and number should be recorded. | The compressed air colour is light blue and where pipes are galvanised ( silver grey ). Often a light blue bandage is put round the pipe stating what is in the pipe and the direction of flow. Where return and flow valves are installed the costs take account of this. Where details of pipe runs are poor and the pipe is of 65mm/100mm diaMetre with basic strap supports adopt 201C20 / 201C21 and assume length of 250m. Mains pipe can be between air compressor and air dryer / air receiver or the air receiver and the flexible branch. 1.Pipe diaMetre. 2.Length of main. 3.Between what? i.e. air receiver and flexible branch. 4.If valves are within pipe. 5.Age. | List of Accessories 2(v) pipes, valves - if necessary to Class 1 or 2 rateable plant Class 1 (iii) up to and including the point where the main supply ends. | Class 1 (iii) any branch service piping connected with such main supply. Whole if not used in connection with Class 1 or 2 rateable plant. | Air compressor, air receiver, foundations, supports, pipe gantries. | It is assumed that the item forms part of an average size industrial, commercial or office complex. Where it would be normal to find more than one item in such a hereditament the ERC stated has been adjusted to reflect any number / quantity, discount. These figures are NOT one off figures. | - | Compressed Air Pipes (Mains) Notes: Whereas only the mains are rateable a reduction in diaMetre of the pipe does not indicate the end of the mains. It is usual to regard the end of the mains when the steel pipe changes to a flexible hose. Generally these pipes are colour coded light blue but they may be galvanised (silver grey) with a directional colour band at intervals. | The pictures indicate a mixture of mains diaMetre pipes typical of many installations. Where full details are not readily to hand to cost see item code 201C20 - 201C21 Where full details are known see 201C01 etc. | 20013 |  | M | per linear m | NA | NA | NA | 285.9602 | Option 3 | 385.107 | 34.67% | 174.754 | 155.6791 | -45.56% | -59.58% | 155.6791 | -45.56% | Indexed | NA | VOA_GPN_GOV_UK\7246041 | 2019-08-30 | Low | Amber | Medium | Risk taken from previous CG | - | - | NA | SPONS M | NA | (BEAMS Note 1) The ERC for this item should be added to the total of the ERC of the other P&M items on the site and the Buildings ERC (where applicable) to enable the correct contract size adjustment to be made. ERC of P&M Items + ERC of Building Component’s = Total ERC (net figure rateable items only) to which contract size adjustment should be applied The 2021 Generic Contractors Test Spreadsheet has this facility built into the programme - it is recommended you undertake all contractors test valuations using this spreadsheet. (Details on the application of contract size adjustments can be found in the RCG 2021 Guidance notes). Where RV is calculated using the comparative method (rental method) the contract size adjustment should be made as follows: Select - SCAT code box "P and M as an addition” within the 2021 Generic Contractors Test Spreadsheet facility. Or Where the spreadsheet is not used take the: Reciprocal of statutory de-capitalisation rate (i.e. 5% reciprocal = 20) multiply by rateable value of the buildings (before any overall end allowances are made and after making a notional deduction for the land value) and add to the ERC of P&M. Use resultant figure to calculate contract size adjustment. (Guidance Notes - Section 6) | Compressed Air Pipes (Mains) Notes: Whereas only the mains are rateable a reduction in diaMetre of the pipe does not indicate the end of the mains. It is usual to regard the end of the mains when the steel pipe changes to a flexible hose. Generally these pipes are colour coded light blue but they may be galvanised (silver grey) with a directional colour band at intervals. | The pictures indicate a mixture of mains diaMetre pipes typical of many installations. Where full details are not readily to hand to cost see item code 201C20 - 201C21 Where full details are known see 201C01 etc. | 1 | TRUE
192 | 201C11 | 3830 | 201C11 | Air | Pipes | Receiver to Factory | 250mm dam | includes check valves | Air Pipes - Mains. Regard has to be had to the Class 1 pre- amble at (c) (iii). In the case of pneumatic power, the point where the mains supply ceases, excluding branch service piping connected with such main supply. The greater the distance from the air receiver the smaller the mains pipe becomes to avoid pressure loss i.e. it may reduce from 40 mm to 25 mm. Nevertheless this is still the main pipe. Branches are usually evident in that they are often flexible or non-steel pipes. Where systems are complex, runs are long and/or there are several off takes, non-return valves, etc., are fitted. | Considered Not Applicable at time of Publication | (BEAMS Note 1) The ERC for this item should be added to the total of the ERC of the other P&M items on the site and the Buildings ERC (where applicable) to enable the correct contract size adjustment to be made. ERC of P&M Items + ERC of Building Component’s = Total ERC (net figure rateable items only) to which contract size adjustment should be applied The 2023 Generic Contractors Test Spreadsheet has this facility built into the programme - it is recommended you undertake all contractors test valuations using this spreadsheet. (Details on the application of contract size adjustments can be found in the RCG 2023 Guidance notes). Where RV is calculated using the comparative method (rental method) the contract size adjustment should be made as follows: Select - SCAT code box ""P and M as an addition” within the 2023 Generic Contractors Test Spreadsheet facility. Or Where the spreadsheet is not used take the: Reciprocal of statutory de-capitalisation rate (i.e. 5% reciprocal = 20) multiply by rateable value of the buildings (before any overall end allowances are made and after making a notional deduction for the land value) and add to the ERC of P&M. Use resultant figure to calculate contract size adjustment. (Guidance Notes - Section 6) | It is likely that valves will be present in the larger mains round the air compressor and the receiver. No separate addition is required for small dia. bends but near air compressor where the pipe is 100 mm diam or greater, the cost is significant and details of the pipe dia. and number should be recorded. | The compressed air colour is light blue and where pipes are galvanised ( silver grey ). Often a light blue bandage is put round the pipe stating what is in the pipe and the direction of flow. Where return and flow valves are installed the costs take account of this. Where details of pipe runs are poor and the pipe is of 65mm/100mm diaMetre with basic strap supports adopt 201C20 / 201C21 and assume length of 250m. Mains pipe can be between air compressor and air dryer / air receiver or the air receiver and the flexible branch. 1.Pipe diaMetre. 2.Length of main. 3.Between what? i.e. air receiver and flexible branch. 4.If valves are within pipe. 5.Age. | List of Accessories 2(v) pipes, valves - if necessary to Class 1 or 2 rateable plant Class 1 (iii) up to and including the point where the main supply ends. | Class 1 (iii) any branch service piping connected with such main supply. Whole if not used in connection with Class 1 or 2 rateable plant. | Air compressor, air receiver, foundations, supports, pipe gantries. | It is assumed that the item forms part of an average size industrial, commercial or office complex. Where it would be normal to find more than one item in such a hereditament the ERC stated has been adjusted to reflect any number / quantity, discount. These figures are NOT one off figures. | - | Compressed Air Pipes (Mains) Notes: Whereas only the mains are rateable a reduction in diaMetre of the pipe does not indicate the end of the mains. It is usual to regard the end of the mains when the steel pipe changes to a flexible hose. Generally these pipes are colour coded light blue but they may be galvanised (silver grey) with a directional colour band at intervals. | The pictures indicate a mixture of mains diaMetre pipes typical of many installations. Where full details are not readily to hand to cost see item code 201C20 - 201C21 Where full details are known see 201C01 etc. | 20013 |  | M | per linear m | NA | NA | NA | 384.2591 | Option 3 | 517.4876 | 34.67% | 238.3009 | 212.2897 | -44.75% | -58.98% | 212.2897 | -44.75% | Indexed | NA | VOA_GPN_GOV_UK\7246041 | 2019-08-30 | Low | Amber | Medium | Risk taken from previous CG | - | - | NA | SPONS M | NA | (BEAMS Note 1) The ERC for this item should be added to the total of the ERC of the other P&M items on the site and the Buildings ERC (where applicable) to enable the correct contract size adjustment to be made. ERC of P&M Items + ERC of Building Component’s = Total ERC (net figure rateable items only) to which contract size adjustment should be applied The 2021 Generic Contractors Test Spreadsheet has this facility built into the programme - it is recommended you undertake all contractors test valuations using this spreadsheet. (Details on the application of contract size adjustments can be found in the RCG 2021 Guidance notes). Where RV is calculated using the comparative method (rental method) the contract size adjustment should be made as follows: Select - SCAT code box "P and M as an addition” within the 2021 Generic Contractors Test Spreadsheet facility. Or Where the spreadsheet is not used take the: Reciprocal of statutory de-capitalisation rate (i.e. 5% reciprocal = 20) multiply by rateable value of the buildings (before any overall end allowances are made and after making a notional deduction for the land value) and add to the ERC of P&M. Use resultant figure to calculate contract size adjustment. (Guidance Notes - Section 6) | Compressed Air Pipes (Mains) Notes: Whereas only the mains are rateable a reduction in diaMetre of the pipe does not indicate the end of the mains. It is usual to regard the end of the mains when the steel pipe changes to a flexible hose. Generally these pipes are colour coded light blue but they may be galvanised (silver grey) with a directional colour band at intervals. | The pictures indicate a mixture of mains diaMetre pipes typical of many installations. Where full details are not readily to hand to cost see item code 201C20 - 201C21 Where full details are known see 201C01 etc. | 1 | TRUE
193 | 201C8A | 3833 | 201C8A | Air | Pipes | Receiver to Factory | 200mm dam | Excluding valves | Air Pipes - Mains. Regard has to be had to the Class 1 pre- amble at (c) (iii). In the case of pneumatic power, the point where the mains supply ceases, excluding branch service piping connected with such main supply. The greater the distance from the air receiver the smaller the mains pipe becomes to avoid pressure loss i.e. it may reduce from 40 mm to 25 mm. Nevertheless this is still the main pipe. Branches are usually evident in that they are often flexible or non-steel pipes. Where systems are complex, runs are long and/or there are several off takes, non-return valves, etc., are fitted. | Considered Not Applicable at time of Publication | (BEAMS Note 1) The ERC for this item should be added to the total of the ERC of the other P&M items on the site and the Buildings ERC (where applicable) to enable the correct contract size adjustment to be made. ERC of P&M Items + ERC of Building Component’s = Total ERC (net figure rateable items only) to which contract size adjustment should be applied The 2023 Generic Contractors Test Spreadsheet has this facility built into the programme - it is recommended you undertake all contractors test valuations using this spreadsheet. (Details on the application of contract size adjustments can be found in the RCG 2023 Guidance notes). Where RV is calculated using the comparative method (rental method) the contract size adjustment should be made as follows: Select - SCAT code box ""P and M as an addition” within the 2023 Generic Contractors Test Spreadsheet facility. Or Where the spreadsheet is not used take the: Reciprocal of statutory de-capitalisation rate (i.e. 5% reciprocal = 20) multiply by rateable value of the buildings (before any overall end allowances are made and after making a notional deduction for the land value) and add to the ERC of P&M. Use resultant figure to calculate contract size adjustment. (Guidance Notes - Section 6) | It is likely that valves will be present in the larger mains round the air compressor and the receiver. No separate addition is required for small dia. bends but near air compressor where the pipe is 100 mm diam or greater, the cost is significant and details of the pipe dia. and number should be recorded. | The compressed air colour is light blue and where pipes are galvanised ( silver grey ). Often a light blue bandage is put round the pipe stating what is in the pipe and the direction of flow. Where return and flow valves are installed the costs take account of this. Where details of pipe runs are poor and the pipe is of 65mm/100mm diaMetre with basic strap supports adopt 201C20 / 201C21 and assume length of 250m. Mains pipe can be between air compressor and air dryer / air receiver or the air receiver and the flexible branch. 1.Pipe diaMetre. 2.Length of main. 3.Between what? i.e. air receiver and flexible branch. 4.If valves are within pipe. 5.Age. | List of Accessories 2(v) pipes, valves - if necessary to Class 1 or 2 rateable plant Class 1 (iii) up to and including the point where the main supply ends. | Class 1 (iii) any branch service piping connected with such main supply. Whole if not used in connection with Class 1 or 2 rateable plant. | Air compressor, air receiver, foundations, supports, pipe gantries. | It is assumed that the item forms part of an average size industrial, commercial or office complex. Where it would be normal to find more than one item in such a hereditament the ERC stated has been adjusted to reflect any number / quantity, discount. These figures are NOT one off figures. | - | Compressed Air Pipes (Mains) Notes: Whereas only the mains are rateable a reduction in diaMetre of the pipe does not indicate the end of the mains. It is usual to regard the end of the mains when the steel pipe changes to a flexible hose. Generally these pipes are colour coded light blue but they may be galvanised (silver grey) with a directional colour band at intervals. | The pictures indicate a mixture of mains diaMetre pipes typical of many installations. Where full details are not readily to hand to cost see item code 201C20 - 201C21 Where full details are known see 201C01 etc. | 20013 |  | M | per linear m | NA | NA | NA | 241.279 | Option 3 | 324.9341 | 34.67% | 148.2761 | 132.0914 | -45.25% | -59.35% | 132.0914 | -45.25% | Indexed | NA | VOA_GPN_GOV_UK\7246041 | 2019-08-30 | Low | Amber | Medium | Risk taken from previous CG | - | - | NA | SPONS M | NA | (BEAMS Note 1) The ERC for this item should be added to the total of the ERC of the other P&M items on the site and the Buildings ERC (where applicable) to enable the correct contract size adjustment to be made. ERC of P&M Items + ERC of Building Component’s = Total ERC (net figure rateable items only) to which contract size adjustment should be applied The 2021 Generic Contractors Test Spreadsheet has this facility built into the programme - it is recommended you undertake all contractors test valuations using this spreadsheet. (Details on the application of contract size adjustments can be found in the RCG 2021 Guidance notes). Where RV is calculated using the comparative method (rental method) the contract size adjustment should be made as follows: Select - SCAT code box "P and M as an addition” within the 2021 Generic Contractors Test Spreadsheet facility. Or Where the spreadsheet is not used take the: Reciprocal of statutory de-capitalisation rate (i.e. 5% reciprocal = 20) multiply by rateable value of the buildings (before any overall end allowances are made and after making a notional deduction for the land value) and add to the ERC of P&M. Use resultant figure to calculate contract size adjustment. (Guidance Notes - Section 6) | Compressed Air Pipes (Mains) Notes: Whereas only the mains are rateable a reduction in diaMetre of the pipe does not indicate the end of the mains. It is usual to regard the end of the mains when the steel pipe changes to a flexible hose. Generally these pipes are colour coded light blue but they may be galvanised (silver grey) with a directional colour band at intervals. | The pictures indicate a mixture of mains diaMetre pipes typical of many installations. Where full details are not readily to hand to cost see item code 201C20 - 201C21 Where full details are known see 201C01 etc. | 1 | TRUE
194 | 201CA1 | 3834 | 201CA1 | Air | Pipes | Receiver to Factory | 100mm dam | Excluding valves | Air Pipes - Mains. Regard has to be had to the Class 1 pre- amble at (c) (iii). In the case of pneumatic power, the point where the mains supply ceases, excluding branch service piping connected with such main supply. The greater the distance from the air receiver the smaller the mains pipe becomes to avoid pressure loss i.e. it may reduce from 40 mm to 25 mm. Nevertheless this is still the main pipe. Branches are usually evident in that they are often flexible or non-steel pipes. Where systems are complex, runs are long and/or there are several off takes, non-return valves, etc., are fitted. | Considered Not Applicable at time of Publication | (BEAMS Note 1) The ERC for this item should be added to the total of the ERC of the other P&M items on the site and the Buildings ERC (where applicable) to enable the correct contract size adjustment to be made. ERC of P&M Items + ERC of Building Component’s = Total ERC (net figure rateable items only) to which contract size adjustment should be applied The 2023 Generic Contractors Test Spreadsheet has this facility built into the programme - it is recommended you undertake all contractors test valuations using this spreadsheet. (Details on the application of contract size adjustments can be found in the RCG 2023 Guidance notes). Where RV is calculated using the comparative method (rental method) the contract size adjustment should be made as follows: Select - SCAT code box ""P and M as an addition” within the 2023 Generic Contractors Test Spreadsheet facility. Or Where the spreadsheet is not used take the: Reciprocal of statutory de-capitalisation rate (i.e. 5% reciprocal = 20) multiply by rateable value of the buildings (before any overall end allowances are made and after making a notional deduction for the land value) and add to the ERC of P&M. Use resultant figure to calculate contract size adjustment. (Guidance Notes - Section 6) | It is likely that valves will be present in the larger mains round the air compressor and the receiver. No separate addition is required for small dia. bends but near air compressor where the pipe is 100 mm diam or greater, the cost is significant and details of the pipe dia. and number should be recorded. | The compressed air colour is light blue and where pipes are galvanised ( silver grey ). Often a light blue bandage is put round the pipe stating what is in the pipe and the direction of flow. Where return and flow valves are installed the costs take account of this. Where details of pipe runs are poor and the pipe is of 65mm/100mm diaMetre with basic strap supports adopt 201C20 / 201C21 and assume length of 250m. Mains pipe can be between air compressor and air dryer / air receiver or the air receiver and the flexible branch. 1.Pipe diaMetre. 2.Length of main. 3.Between what? i.e. air receiver and flexible branch. 4.If valves are within pipe. 5.Age. | List of Accessories 2(v) pipes, valves - if necessary to Class 1 or 2 rateable plant Class 1 (iii) up to and including the point where the main supply ends. | Class 1 (iii) any branch service piping connected with such main supply. Whole if not used in connection with Class 1 or 2 rateable plant. | Air compressor, air receiver, foundations, supports, pipe gantries. | It is assumed that the item forms part of an average size industrial, commercial or office complex. Where it would be normal to find more than one item in such a hereditament the ERC stated has been adjusted to reflect any number / quantity, discount. These figures are NOT one off figures. | - | Compressed Air Pipes (Mains) Notes: Whereas only the mains are rateable a reduction in diaMetre of the pipe does not indicate the end of the mains. It is usual to regard the end of the mains when the steel pipe changes to a flexible hose. Generally these pipes are colour coded light blue but they may be galvanised (silver grey) with a directional colour band at intervals. | The pictures indicate a mixture of mains diaMetre pipes typical of many installations. Where full details are not readily to hand to cost see item code 201C20 - 201C21 Where full details are known see 201C01 etc. | 20013 |  | M | per linear m | NA | NA | NA | 142.9801 | Option 3 | 192.5535 | 34.67% | 90.0248 | 80.1983 | -43.91% | -58.35% | 80.1983 | -43.91% | Indexed | NA | VOA_GPN_GOV_UK\7246041 | 2019-08-30 | Low | Amber | Medium | Risk taken from previous CG | - | - | NA | SPONS M | NA | (BEAMS Note 1) The ERC for this item should be added to the total of the ERC of the other P&M items on the site and the Buildings ERC (where applicable) to enable the correct contract size adjustment to be made. ERC of P&M Items + ERC of Building Component’s = Total ERC (net figure rateable items only) to which contract size adjustment should be applied The 2021 Generic Contractors Test Spreadsheet has this facility built into the programme - it is recommended you undertake all contractors test valuations using this spreadsheet. (Details on the application of contract size adjustments can be found in the RCG 2021 Guidance notes). Where RV is calculated using the comparative method (rental method) the contract size adjustment should be made as follows: Select - SCAT code box "P and M as an addition” within the 2021 Generic Contractors Test Spreadsheet facility. Or Where the spreadsheet is not used take the: Reciprocal of statutory de-capitalisation rate (i.e. 5% reciprocal = 20) multiply by rateable value of the buildings (before any overall end allowances are made and after making a notional deduction for the land value) and add to the ERC of P&M. Use resultant figure to calculate contract size adjustment. (Guidance Notes - Section 6) | Compressed Air Pipes (Mains) Notes: Whereas only the mains are rateable a reduction in diaMetre of the pipe does not indicate the end of the mains. It is usual to regard the end of the mains when the steel pipe changes to a flexible hose. Generally these pipes are colour coded light blue but they may be galvanised (silver grey) with a directional colour band at intervals. | The pictures indicate a mixture of mains diaMetre pipes typical of many installations. Where full details are not readily to hand to cost see item code 201C20 - 201C21 Where full details are known see 201C01 etc. | 1 | TRUE
195 | 201CA11 | 3835 | 201CA11 | Air | Pipes | Receiver to Factory | 250mm dam | Excluding valves | Air Pipes - Mains. Regard has to be had to the Class 1 pre- amble at (c) (iii). In the case of pneumatic power, the point where the mains supply ceases, excluding branch service piping connected with such main supply. The greater the distance from the air receiver the smaller the mains pipe becomes to avoid pressure loss i.e. it may reduce from 40 mm to 25 mm. Nevertheless this is still the main pipe. Branches are usually evident in that they are often flexible or non-steel pipes. Where systems are complex, runs are long and/or there are several off takes, non-return valves, etc., are fitted. | Considered Not Applicable at time of Publication | (BEAMS Note 1) The ERC for this item should be added to the total of the ERC of the other P&M items on the site and the Buildings ERC (where applicable) to enable the correct contract size adjustment to be made. ERC of P&M Items + ERC of Building Component’s = Total ERC (net figure rateable items only) to which contract size adjustment should be applied The 2023 Generic Contractors Test Spreadsheet has this facility built into the programme - it is recommended you undertake all contractors test valuations using this spreadsheet. (Details on the application of contract size adjustments can be found in the RCG 2023 Guidance notes). Where RV is calculated using the comparative method (rental method) the contract size adjustment should be made as follows: Select - SCAT code box ""P and M as an addition” within the 2023 Generic Contractors Test Spreadsheet facility. Or Where the spreadsheet is not used take the: Reciprocal of statutory de-capitalisation rate (i.e. 5% reciprocal = 20) multiply by rateable value of the buildings (before any overall end allowances are made and after making a notional deduction for the land value) and add to the ERC of P&M. Use resultant figure to calculate contract size adjustment. (Guidance Notes - Section 6) | It is likely that valves will be present in the larger mains round the air compressor and the receiver. No separate addition is required for small dia. bends but near air compressor where the pipe is 100 mm diam or greater, the cost is significant and details of the pipe dia. and number should be recorded. | The compressed air colour is light blue and where pipes are galvanised ( silver grey ). Often a light blue bandage is put round the pipe stating what is in the pipe and the direction of flow. Where return and flow valves are installed the costs take account of this. Where details of pipe runs are poor and the pipe is of 65mm/100mm diaMetre with basic strap supports adopt 201C20 / 201C21 and assume length of 250m. Mains pipe can be between air compressor and air dryer / air receiver or the air receiver and the flexible branch. 1.Pipe diaMetre. 2.Length of main. 3.Between what? i.e. air receiver and flexible branch. 4.If valves are within pipe. 5.Age. | List of Accessories 2(v) pipes, valves - if necessary to Class 1 or 2 rateable plant Class 1 (iii) up to and including the point where the main supply ends. | Class 1 (iii) any branch service piping connected with such main supply. Whole if not used in connection with Class 1 or 2 rateable plant. | Air compressor, air receiver, foundations, supports, pipe gantries. | It is assumed that the item forms part of an average size industrial, commercial or office complex. Where it would be normal to find more than one item in such a hereditament the ERC stated has been adjusted to reflect any number / quantity, discount. These figures are NOT one off figures. | - | Compressed Air Pipes (Mains) Notes: Whereas only the mains are rateable a reduction in diaMetre of the pipe does not indicate the end of the mains. It is usual to regard the end of the mains when the steel pipe changes to a flexible hose. Generally these pipes are colour coded light blue but they may be galvanised (silver grey) with a directional colour band at intervals. | The pictures indicate a mixture of mains diaMetre pipes typical of many installations. Where full details are not readily to hand to cost see item code 201C20 - 201C21 Where full details are known see 201C01 etc. | 20013 |  | M | per linear m | NA | NA | NA | 312.769 | Option 3 | 421.2108 | 34.67% | 190.6407 | 169.8318 | -45.7% | -59.68% | 169.8318 | -45.7% | Indexed | NA | VOA_GPN_GOV_UK\7246041 | 2019-08-30 | Low | Amber | Medium | Risk taken from previous CG | - | - | NA | SPONS M | NA | (BEAMS Note 1) The ERC for this item should be added to the total of the ERC of the other P&M items on the site and the Buildings ERC (where applicable) to enable the correct contract size adjustment to be made. ERC of P&M Items + ERC of Building Component’s = Total ERC (net figure rateable items only) to which contract size adjustment should be applied The 2021 Generic Contractors Test Spreadsheet has this facility built into the programme - it is recommended you undertake all contractors test valuations using this spreadsheet. (Details on the application of contract size adjustments can be found in the RCG 2021 Guidance notes). Where RV is calculated using the comparative method (rental method) the contract size adjustment should be made as follows: Select - SCAT code box "P and M as an addition” within the 2021 Generic Contractors Test Spreadsheet facility. Or Where the spreadsheet is not used take the: Reciprocal of statutory de-capitalisation rate (i.e. 5% reciprocal = 20) multiply by rateable value of the buildings (before any overall end allowances are made and after making a notional deduction for the land value) and add to the ERC of P&M. Use resultant figure to calculate contract size adjustment. (Guidance Notes - Section 6) | Compressed Air Pipes (Mains) Notes: Whereas only the mains are rateable a reduction in diaMetre of the pipe does not indicate the end of the mains. It is usual to regard the end of the mains when the steel pipe changes to a flexible hose. Generally these pipes are colour coded light blue but they may be galvanised (silver grey) with a directional colour band at intervals. | The pictures indicate a mixture of mains diaMetre pipes typical of many installations. Where full details are not readily to hand to cost see item code 201C20 - 201C21 Where full details are known see 201C01 etc. | 1 | TRUE
196 | 201CA5 | 3908 | 201CA5 | Air | Pipes | Receiver to Factory | 150mm dam | Excluding valves | Air Pipes - Mains. Regard has to be had to the Class 1 pre- amble at (c) (iii). In the case of pneumatic power, the point where the mains supply ceases, excluding branch service piping connected with such main supply. The greater the distance from the air receiver the smaller the mains pipe becomes to avoid pressure loss i.e. it may reduce from 40 mm to 25 mm. Nevertheless this is still the main pipe. Branches are usually evident in that they are often flexible or non-steel pipes. Where systems are complex, runs are long and/or there are several off takes, non-return valves, etc., are fitted. | Considered Not Applicable at time of Publication | (BEAMS Note 1) The ERC for this item should be added to the total of the ERC of the other P&M items on the site and the Buildings ERC (where applicable) to enable the correct contract size adjustment to be made. ERC of P&M Items + ERC of Building Component’s = Total ERC (net figure rateable items only) to which contract size adjustment should be applied The 2023 Generic Contractors Test Spreadsheet has this facility built into the programme - it is recommended you undertake all contractors test valuations using this spreadsheet. (Details on the application of contract size adjustments can be found in the RCG 2023 Guidance notes). Where RV is calculated using the comparative method (rental method) the contract size adjustment should be made as follows: Select - SCAT code box ""P and M as an addition” within the 2023 Generic Contractors Test Spreadsheet facility. Or Where the spreadsheet is not used take the: Reciprocal of statutory de-capitalisation rate (i.e. 5% reciprocal = 20) multiply by rateable value of the buildings (before any overall end allowances are made and after making a notional deduction for the land value) and add to the ERC of P&M. Use resultant figure to calculate contract size adjustment. (Guidance Notes - Section 6) | It is likely that valves will be present in the larger mains round the air compressor and the receiver. No separate addition is required for small dia. bends but near air compressor where the pipe is 100 mm diam or greater, the cost is significant and details of the pipe dia. and number should be recorded. | The compressed air colour is light blue and where pipes are galvanised ( silver grey ). Often a light blue bandage is put round the pipe stating what is in the pipe and the direction of flow. Where return and flow valves are installed the costs take account of this. Where details of pipe runs are poor and the pipe is of 65mm/100mm diaMetre with basic strap supports adopt 201C20 / 201C21 and assume length of 250m. Mains pipe can be between air compressor and air dryer / air receiver or the air receiver and the flexible branch. 1.Pipe diaMetre. 2.Length of main. 3.Between what? i.e. air receiver and flexible branch. 4.If valves are within pipe. 5.Age. | List of Accessories 2(v) pipes, valves - if necessary to Class 1 or 2 rateable plant Class 1 (iii) up to and including the point where the main supply ends. | Class 1 (iii) any branch service piping connected with such main supply. Whole if not used in connection with Class 1 or 2 rateable plant. | Air compressor, air receiver, foundations, supports, pipe gantries. | It is assumed that the item forms part of an average size industrial, commercial or office complex. Where it would be normal to find more than one item in such a hereditament the ERC stated has been adjusted to reflect any number / quantity, discount. These figures are NOT one off figures. | - | Compressed Air Pipes (Mains) Notes: Whereas only the mains are rateable a reduction in diaMetre of the pipe does not indicate the end of the mains. It is usual to regard the end of the mains when the steel pipe changes to a flexible hose. Generally these pipes are colour coded light blue but they may be galvanised (silver grey) with a directional colour band at intervals. | The pictures indicate a mixture of mains diaMetre pipes typical of many installations. Where full details are not readily to hand to cost see item code 201C20 - 201C21 Where full details are known see 201C01 etc. | 20013 |  | M | per linear m | NA | NA | NA | 178.7251 | Option 3 | 240.6919 | 34.67% | 111.2071 | 99.0685 | -44.57% | -58.84% | 99.0685 | -44.57% | Indexed | NA | VOA_GPN_GOV_UK\7246041 | 2019-08-30 | Low | Amber | Medium | Risk taken from previous CG | - | - | NA | SPONS M | NA | (BEAMS Note 1) The ERC for this item should be added to the total of the ERC of the other P&M items on the site and the Buildings ERC (where applicable) to enable the correct contract size adjustment to be made. ERC of P&M Items + ERC of Building Component’s = Total ERC (net figure rateable items only) to which contract size adjustment should be applied The 2021 Generic Contractors Test Spreadsheet has this facility built into the programme - it is recommended you undertake all contractors test valuations using this spreadsheet. (Details on the application of contract size adjustments can be found in the RCG 2021 Guidance notes). Where RV is calculated using the comparative method (rental method) the contract size adjustment should be made as follows: Select - SCAT code box "P and M as an addition” within the 2021 Generic Contractors Test Spreadsheet facility. Or Where the spreadsheet is not used take the: Reciprocal of statutory de-capitalisation rate (i.e. 5% reciprocal = 20) multiply by rateable value of the buildings (before any overall end allowances are made and after making a notional deduction for the land value) and add to the ERC of P&M. Use resultant figure to calculate contract size adjustment. (Guidance Notes - Section 6) | Compressed Air Pipes (Mains) Notes: Whereas only the mains are rateable a reduction in diaMetre of the pipe does not indicate the end of the mains. It is usual to regard the end of the mains when the steel pipe changes to a flexible hose. Generally these pipes are colour coded light blue but they may be galvanised (silver grey) with a directional colour band at intervals. | The pictures indicate a mixture of mains diaMetre pipes typical of many installations. Where full details are not readily to hand to cost see item code 201C20 - 201C21 Where full details are known see 201C01 etc. | 1 | TRUE
197 | 201C03 | 3973 | 201C03 | Air | Pipes | Weld bends | 100mm dam | includes check valves | Air Pipes - Mains. Regard has to be had to the Class 1 pre- amble at (c) (iii). In the case of pneumatic power, the point where the mains supply ceases, excluding branch service piping connected with such main supply. The greater the distance from the air receiver the smaller the mains pipe becomes to avoid pressure loss i.e. it may reduce from 40 mm to 25 mm. Nevertheless this is still the main pipe. Branches are usually evident in that they are often flexible or non-steel pipes. Where systems are complex, runs are long and/or there are several off takes, non-return valves, etc., are fitted. | Considered Not Applicable at time of Publication | (BEAMS Note 1) The ERC for this item should be added to the total of the ERC of the other P&M items on the site and the Buildings ERC (where applicable) to enable the correct contract size adjustment to be made. ERC of P&M Items + ERC of Building Component’s = Total ERC (net figure rateable items only) to which contract size adjustment should be applied The 2023 Generic Contractors Test Spreadsheet has this facility built into the programme - it is recommended you undertake all contractors test valuations using this spreadsheet. (Details on the application of contract size adjustments can be found in the RCG 2023 Guidance notes). Where RV is calculated using the comparative method (rental method) the contract size adjustment should be made as follows: Select - SCAT code box ""P and M as an addition” within the 2023 Generic Contractors Test Spreadsheet facility. Or Where the spreadsheet is not used take the: Reciprocal of statutory de-capitalisation rate (i.e. 5% reciprocal = 20) multiply by rateable value of the buildings (before any overall end allowances are made and after making a notional deduction for the land value) and add to the ERC of P&M. Use resultant figure to calculate contract size adjustment. (Guidance Notes - Section 6) | It is likely that valves will be present in the larger mains round the air compressor and the receiver. No separate addition is required for small dia. bends but near air compressor where the pipe is 100 mm diam or greater, the cost is significant and details of the pipe dia. and number should be recorded. | The compressed air colour is light blue and where pipes are galvanised ( silver grey ). Often a light blue bandage is put round the pipe stating what is in the pipe and the direction of flow. Where return and flow valves are installed the costs take account of this. Where details of pipe runs are poor and the pipe is of 65mm/100mm diaMetre with basic strap supports adopt 201C20 / 201C21 and assume length of 250m. Mains pipe can be between air compressor and air dryer / air receiver or the air receiver and the flexible branch. 1.Pipe diaMetre. 2.Length of main. 3.Between what? i.e. air receiver and flexible branch. 4.If valves are within pipe. 5.Age. | List of Accessories 2(v) pipes, valves - if necessary to Class 1 or 2 rateable plant Class 1 (iii) up to and including the point where the main supply ends. | Class 1 (iii) any branch service piping connected with such main supply. Whole if not used in connection with Class 1 or 2 rateable plant. | Air compressor, air receiver, foundations, supports, pipe gantries. | It is assumed that the item forms part of an average size industrial, commercial or office complex. Where it would be normal to find more than one item in such a hereditament the ERC stated has been adjusted to reflect any number / quantity, discount. These figures are NOT one off figures. | - | Compressed Air Pipes (Mains) Notes: Whereas only the mains are rateable a reduction in diaMetre of the pipe does not indicate the end of the mains. It is usual to regard the end of the mains when the steel pipe changes to a flexible hose. Generally these pipes are colour coded light blue but they may be galvanised (silver grey) with a directional colour band at intervals. | The pictures indicate a mixture of mains diaMetre pipes typical of many installations. Where full details are not readily to hand to cost see item code 201C20 - 201C21 Where full details are known see 201C01 etc. | 20013 |  | Each | per linear m | NA | NA | NA | 250.2152 | Option 3 | 336.9687 | 34.67% | 153.5717 | 136.8089 | -45.32% | -59.4% | 136.8089 | -45.32% | Indexed | NA | VOA_GPN_GOV_UK\7246041 | 2019-08-30 | Low | Amber | Medium | Risk taken from previous CG | - | - | NA | SPONS M | NA | (BEAMS Note 1) The ERC for this item should be added to the total of the ERC of the other P&M items on the site and the Buildings ERC (where applicable) to enable the correct contract size adjustment to be made. ERC of P&M Items + ERC of Building Component’s = Total ERC (net figure rateable items only) to which contract size adjustment should be applied The 2021 Generic Contractors Test Spreadsheet has this facility built into the programme - it is recommended you undertake all contractors test valuations using this spreadsheet. (Details on the application of contract size adjustments can be found in the RCG 2021 Guidance notes). Where RV is calculated using the comparative method (rental method) the contract size adjustment should be made as follows: Select - SCAT code box "P and M as an addition” within the 2021 Generic Contractors Test Spreadsheet facility. Or Where the spreadsheet is not used take the: Reciprocal of statutory de-capitalisation rate (i.e. 5% reciprocal = 20) multiply by rateable value of the buildings (before any overall end allowances are made and after making a notional deduction for the land value) and add to the ERC of P&M. Use resultant figure to calculate contract size adjustment. (Guidance Notes - Section 6) | Compressed Air Pipes (Mains) Notes: Whereas only the mains are rateable a reduction in diaMetre of the pipe does not indicate the end of the mains. It is usual to regard the end of the mains when the steel pipe changes to a flexible hose. Generally these pipes are colour coded light blue but they may be galvanised (silver grey) with a directional colour band at intervals. | The pictures indicate a mixture of mains diaMetre pipes typical of many installations. Where full details are not readily to hand to cost see item code 201C20 - 201C21 Where full details are known see 201C01 etc. | 1 | TRUE
198 | 201C06 | 3806 | 201C06 | Air | Pipes | Weld bends | 150mm dam | includes check valves | Air Pipes - Mains. Regard has to be had to the Class 1 pre- amble at (c) (iii). In the case of pneumatic power, the point where the mains supply ceases, excluding branch service piping connected with such main supply. The greater the distance from the air receiver the smaller the mains pipe becomes to avoid pressure loss i.e. it may reduce from 40 mm to 25 mm. Nevertheless this is still the main pipe. Branches are usually evident in that they are often flexible or non-steel pipes. Where systems are complex, runs are long and/or there are several off takes, non-return valves, etc., are fitted. | Considered Not Applicable at time of Publication | (BEAMS Note 1) The ERC for this item should be added to the total of the ERC of the other P&M items on the site and the Buildings ERC (where applicable) to enable the correct contract size adjustment to be made. ERC of P&M Items + ERC of Building Component’s = Total ERC (net figure rateable items only) to which contract size adjustment should be applied The 2023 Generic Contractors Test Spreadsheet has this facility built into the programme - it is recommended you undertake all contractors test valuations using this spreadsheet. (Details on the application of contract size adjustments can be found in the RCG 2023 Guidance notes). Where RV is calculated using the comparative method (rental method) the contract size adjustment should be made as follows: Select - SCAT code box ""P and M as an addition” within the 2023 Generic Contractors Test Spreadsheet facility. Or Where the spreadsheet is not used take the: Reciprocal of statutory de-capitalisation rate (i.e. 5% reciprocal = 20) multiply by rateable value of the buildings (before any overall end allowances are made and after making a notional deduction for the land value) and add to the ERC of P&M. Use resultant figure to calculate contract size adjustment. (Guidance Notes - Section 6) | It is likely that valves will be present in the larger mains round the air compressor and the receiver. No separate addition is required for small dia. bends but near air compressor where the pipe is 100 mm diam or greater, the cost is significant and details of the pipe dia. and number should be recorded. | The compressed air colour is light blue and where pipes are galvanised ( silver grey ). Often a light blue bandage is put round the pipe stating what is in the pipe and the direction of flow. Where return and flow valves are installed the costs take account of this. Where details of pipe runs are poor and the pipe is of 65mm/100mm diaMetre with basic strap supports adopt 201C20 / 201C21 and assume length of 250m. Mains pipe can be between air compressor and air dryer / air receiver or the air receiver and the flexible branch. 1.Pipe diaMetre. 2.Length of main. 3.Between what? i.e. air receiver and flexible branch. 4.If valves are within pipe. 5.Age. | List of Accessories 2(v) pipes, valves - if necessary to Class 1 or 2 rateable plant Class 1 (iii) up to and including the point where the main supply ends. | Class 1 (iii) any branch service piping connected with such main supply. Whole if not used in connection with Class 1 or 2 rateable plant. | Air compressor, air receiver, foundations, supports, pipe gantries. | It is assumed that the item forms part of an average size industrial, commercial or office complex. Where it would be normal to find more than one item in such a hereditament the ERC stated has been adjusted to reflect any number / quantity, discount. These figures are NOT one off figures. | - | Compressed Air Pipes (Mains) Notes: Whereas only the mains are rateable a reduction in diaMetre of the pipe does not indicate the end of the mains. It is usual to regard the end of the mains when the steel pipe changes to a flexible hose. Generally these pipes are colour coded light blue but they may be galvanised (silver grey) with a directional colour band at intervals. | The pictures indicate a mixture of mains diaMetre pipes typical of many installations. Where full details are not readily to hand to cost see item code 201C20 - 201C21 Where full details are known see 201C01 etc. | 20013 |  | M | per linear m | NA | NA | NA | 348.514 | Option 3 | 469.3492 | 34.67% | 217.1186 | 193.4195 | -44.5% | -58.79% | 193.4195 | -44.5% | Indexed | NA | VOA_GPN_GOV_UK\7246041 | 2019-08-30 | Low | Amber | Medium | Risk taken from previous CG | - | - | NA | SPONS M | NA | (BEAMS Note 1) The ERC for this item should be added to the total of the ERC of the other P&M items on the site and the Buildings ERC (where applicable) to enable the correct contract size adjustment to be made. ERC of P&M Items + ERC of Building Component’s = Total ERC (net figure rateable items only) to which contract size adjustment should be applied The 2021 Generic Contractors Test Spreadsheet has this facility built into the programme - it is recommended you undertake all contractors test valuations using this spreadsheet. (Details on the application of contract size adjustments can be found in the RCG 2021 Guidance notes). Where RV is calculated using the comparative method (rental method) the contract size adjustment should be made as follows: Select - SCAT code box "P and M as an addition” within the 2021 Generic Contractors Test Spreadsheet facility. Or Where the spreadsheet is not used take the: Reciprocal of statutory de-capitalisation rate (i.e. 5% reciprocal = 20) multiply by rateable value of the buildings (before any overall end allowances are made and after making a notional deduction for the land value) and add to the ERC of P&M. Use resultant figure to calculate contract size adjustment. (Guidance Notes - Section 6) | Compressed Air Pipes (Mains) Notes: Whereas only the mains are rateable a reduction in diaMetre of the pipe does not indicate the end of the mains. It is usual to regard the end of the mains when the steel pipe changes to a flexible hose. Generally these pipes are colour coded light blue but they may be galvanised (silver grey) with a directional colour band at intervals. | The pictures indicate a mixture of mains diaMetre pipes typical of many installations. Where full details are not readily to hand to cost see item code 201C20 - 201C21 Where full details are known see 201C01 etc. | 1 | TRUE
199 | 201C09 | 3922 | 201C09 | Air | Pipes | Weld bends | 200mm dam | includes check valves | Air Pipes - Mains. Regard has to be had to the Class 1 pre- amble at (c) (iii). In the case of pneumatic power, the point where the mains supply ceases, excluding branch service piping connected with such main supply. The greater the distance from the air receiver the smaller the mains pipe becomes to avoid pressure loss i.e. it may reduce from 40 mm to 25 mm. Nevertheless this is still the main pipe. Branches are usually evident in that they are often flexible or non-steel pipes. Where systems are complex, runs are long and/or there are several off takes, non-return valves, etc., are fitted. | Considered Not Applicable at time of Publication | (BEAMS Note 1) The ERC for this item should be added to the total of the ERC of the other P&M items on the site and the Buildings ERC (where applicable) to enable the correct contract size adjustment to be made. ERC of P&M Items + ERC of Building Component’s = Total ERC (net figure rateable items only) to which contract size adjustment should be applied The 2023 Generic Contractors Test Spreadsheet has this facility built into the programme - it is recommended you undertake all contractors test valuations using this spreadsheet. (Details on the application of contract size adjustments can be found in the RCG 2023 Guidance notes). Where RV is calculated using the comparative method (rental method) the contract size adjustment should be made as follows: Select - SCAT code box ""P and M as an addition” within the 2023 Generic Contractors Test Spreadsheet facility. Or Where the spreadsheet is not used take the: Reciprocal of statutory de-capitalisation rate (i.e. 5% reciprocal = 20) multiply by rateable value of the buildings (before any overall end allowances are made and after making a notional deduction for the land value) and add to the ERC of P&M. Use resultant figure to calculate contract size adjustment. (Guidance Notes - Section 6) | It is likely that valves will be present in the larger mains round the air compressor and the receiver. No separate addition is required for small dia. bends but near air compressor where the pipe is 100 mm diam or greater, the cost is significant and details of the pipe dia. and number should be recorded. | The compressed air colour is light blue and where pipes are galvanised ( silver grey ). Often a light blue bandage is put round the pipe stating what is in the pipe and the direction of flow. Where return and flow valves are installed the costs take account of this. Where details of pipe runs are poor and the pipe is of 65mm/100mm diaMetre with basic strap supports adopt 201C20 / 201C21 and assume length of 250m. Mains pipe can be between air compressor and air dryer / air receiver or the air receiver and the flexible branch. 1.Pipe diaMetre. 2.Length of main. 3.Between what? i.e. air receiver and flexible branch. 4.If valves are within pipe. 5.Age. | List of Accessories 2(v) pipes, valves - if necessary to Class 1 or 2 rateable plant Class 1 (iii) up to and including the point where the main supply ends. | Class 1 (iii) any branch service piping connected with such main supply. Whole if not used in connection with Class 1 or 2 rateable plant. | Air compressor, air receiver, foundations, supports, pipe gantries. | It is assumed that the item forms part of an average size industrial, commercial or office complex. Where it would be normal to find more than one item in such a hereditament the ERC stated has been adjusted to reflect any number / quantity, discount. These figures are NOT one off figures. | - | Compressed Air Pipes (Mains) Notes: Whereas only the mains are rateable a reduction in diaMetre of the pipe does not indicate the end of the mains. It is usual to regard the end of the mains when the steel pipe changes to a flexible hose. Generally these pipes are colour coded light blue but they may be galvanised (silver grey) with a directional colour band at intervals. | The pictures indicate a mixture of mains diaMetre pipes typical of many installations. Where full details are not readily to hand to cost see item code 201C20 - 201C21 Where full details are known see 201C01 etc. | 20013 |  | M | per linear m | NA | NA | NA | 482.5579 | Option 3 | 649.8681 | 34.67% | 296.5523 | 264.1828 | -45.25% | -59.35% | 264.1828 | -45.25% | Indexed | NA | VOA_GPN_GOV_UK\7246041 | 2019-08-30 | Low | Amber | Medium | Risk taken from previous CG | - | - | NA | SPONS M | NA | (BEAMS Note 1) The ERC for this item should be added to the total of the ERC of the other P&M items on the site and the Buildings ERC (where applicable) to enable the correct contract size adjustment to be made. ERC of P&M Items + ERC of Building Component’s = Total ERC (net figure rateable items only) to which contract size adjustment should be applied The 2021 Generic Contractors Test Spreadsheet has this facility built into the programme - it is recommended you undertake all contractors test valuations using this spreadsheet. (Details on the application of contract size adjustments can be found in the RCG 2021 Guidance notes). Where RV is calculated using the comparative method (rental method) the contract size adjustment should be made as follows: Select - SCAT code box "P and M as an addition” within the 2021 Generic Contractors Test Spreadsheet facility. Or Where the spreadsheet is not used take the: Reciprocal of statutory de-capitalisation rate (i.e. 5% reciprocal = 20) multiply by rateable value of the buildings (before any overall end allowances are made and after making a notional deduction for the land value) and add to the ERC of P&M. Use resultant figure to calculate contract size adjustment. (Guidance Notes - Section 6) | Compressed Air Pipes (Mains) Notes: Whereas only the mains are rateable a reduction in diaMetre of the pipe does not indicate the end of the mains. It is usual to regard the end of the mains when the steel pipe changes to a flexible hose. Generally these pipes are colour coded light blue but they may be galvanised (silver grey) with a directional colour band at intervals. | The pictures indicate a mixture of mains diaMetre pipes typical of many installations. Where full details are not readily to hand to cost see item code 201C20 - 201C21 Where full details are known see 201C01 etc. | 1 | TRUE
200 | 201C12 | 3923 | 201C12 | Air | Pipes | Weld bends | 250mm dam | includes check valves | Air Pipes - Mains. Regard has to be had to the Class 1 pre- amble at (c) (iii). In the case of pneumatic power, the point where the mains supply ceases, excluding branch service piping connected with such main supply. The greater the distance from the air receiver the smaller the mains pipe becomes to avoid pressure loss i.e. it may reduce from 40 mm to 25 mm. Nevertheless this is still the main pipe. Branches are usually evident in that they are often flexible or non-steel pipes. Where systems are complex, runs are long and/or there are several off takes, non-return valves, etc., are fitted. | Considered Not Applicable at time of Publication | (BEAMS Note 1) The ERC for this item should be added to the total of the ERC of the other P&M items on the site and the Buildings ERC (where applicable) to enable the correct contract size adjustment to be made. ERC of P&M Items + ERC of Building Component’s = Total ERC (net figure rateable items only) to which contract size adjustment should be applied The 2023 Generic Contractors Test Spreadsheet has this facility built into the programme - it is recommended you undertake all contractors test valuations using this spreadsheet. (Details on the application of contract size adjustments can be found in the RCG 2023 Guidance notes). Where RV is calculated using the comparative method (rental method) the contract size adjustment should be made as follows: Select - SCAT code box ""P and M as an addition” within the 2023 Generic Contractors Test Spreadsheet facility. Or Where the spreadsheet is not used take the: Reciprocal of statutory de-capitalisation rate (i.e. 5% reciprocal = 20) multiply by rateable value of the buildings (before any overall end allowances are made and after making a notional deduction for the land value) and add to the ERC of P&M. Use resultant figure to calculate contract size adjustment. (Guidance Notes - Section 6) | It is likely that valves will be present in the larger mains round the air compressor and the receiver. No separate addition is required for small dia. bends but near air compressor where the pipe is 100 mm diam or greater, the cost is significant and details of the pipe dia. and number should be recorded. | The compressed air colour is light blue and where pipes are galvanised ( silver grey ). Often a light blue bandage is put round the pipe stating what is in the pipe and the direction of flow. Where return and flow valves are installed the costs take account of this. Where details of pipe runs are poor and the pipe is of 65mm/100mm diaMetre with basic strap supports adopt 201C20 / 201C21 and assume length of 250m. Mains pipe can be between air compressor and air dryer / air receiver or the air receiver and the flexible branch. 1.Pipe diaMetre. 2.Length of main. 3.Between what? i.e. air receiver and flexible branch. 4.If valves are within pipe. 5.Age. | List of Accessories 2(v) pipes, valves - if necessary to Class 1 or 2 rateable plant Class 1 (iii) up to and including the point where the main supply ends. | Class 1 (iii) any branch service piping connected with such main supply. Whole if not used in connection with Class 1 or 2 rateable plant. | Air compressor, air receiver, foundations, supports, pipe gantries. | It is assumed that the item forms part of an average size industrial, commercial or office complex. Where it would be normal to find more than one item in such a hereditament the ERC stated has been adjusted to reflect any number / quantity, discount. These figures are NOT one off figures. | - | Compressed Air Pipes (Mains) Notes: Whereas only the mains are rateable a reduction in diaMetre of the pipe does not indicate the end of the mains. It is usual to regard the end of the mains when the steel pipe changes to a flexible hose. Generally these pipes are colour coded light blue but they may be galvanised (silver grey) with a directional colour band at intervals. | The pictures indicate a mixture of mains diaMetre pipes typical of many installations. Where full details are not readily to hand to cost see item code 201C20 - 201C21 Where full details are known see 201C01 etc. | 20013 |  | M | per linear m | NA | NA | NA | 679.1556 | Option 3 | 914.6292 | 34.67% | 423.6461 | 377.404 | -44.43% | -58.74% | 377.404 | -44.43% | Indexed | NA | VOA_GPN_GOV_UK\7246041 | 2019-08-30 | Low | Amber | Medium | Risk taken from previous CG | - | - | NA | SPONS M | NA | (BEAMS Note 1) The ERC for this item should be added to the total of the ERC of the other P&M items on the site and the Buildings ERC (where applicable) to enable the correct contract size adjustment to be made. ERC of P&M Items + ERC of Building Component’s = Total ERC (net figure rateable items only) to which contract size adjustment should be applied The 2021 Generic Contractors Test Spreadsheet has this facility built into the programme - it is recommended you undertake all contractors test valuations using this spreadsheet. (Details on the application of contract size adjustments can be found in the RCG 2021 Guidance notes). Where RV is calculated using the comparative method (rental method) the contract size adjustment should be made as follows: Select - SCAT code box "P and M as an addition” within the 2021 Generic Contractors Test Spreadsheet facility. Or Where the spreadsheet is not used take the: Reciprocal of statutory de-capitalisation rate (i.e. 5% reciprocal = 20) multiply by rateable value of the buildings (before any overall end allowances are made and after making a notional deduction for the land value) and add to the ERC of P&M. Use resultant figure to calculate contract size adjustment. (Guidance Notes - Section 6) | Compressed Air Pipes (Mains) Notes: Whereas only the mains are rateable a reduction in diaMetre of the pipe does not indicate the end of the mains. It is usual to regard the end of the mains when the steel pipe changes to a flexible hose. Generally these pipes are colour coded light blue but they may be galvanised (silver grey) with a directional colour band at intervals. | The pictures indicate a mixture of mains diaMetre pipes typical of many installations. Where full details are not readily to hand to cost see item code 201C20 - 201C21 Where full details are known see 201C01 etc. | 1 | TRUE
201 | 201B02 | 3807 | 201B02 | Air | Receivers | 10 bar | 210 litres | 0.457 dam 1.2 ht | Air Receivers List of Accessories 2 (ii) storage cylinders and vessels, (v) tanks Used for the storage of air between a compressor and the use i.e.: to drive a machine or part of the process of producing goods. Often the shape of a cigar tube, which may be located adjacent to the compressor or some distance away. These items are made from thick steel and are heavy thus usually sitting on large reinforced concrete foundations. In a few cases the old Lancashire type boiler (with steam pipes removed) is used mainly in older works. Dial giving the pressure ( bar ) is attached and safe working pressure (SWP) is usually painted on the tank psig (more frequently BAR is used). Usually require regular statutory inspection as to their suitability to withstand the specified pressure. Some systems now LINE PACK which means there is no requirement for an air receiver as the pressure is contained in the pipes and the compressor maintains a constant pressure. This system although removing the requirement of the storage cylinder is not commonly found. | Considered Not Applicable at time of Publication | (BEAMS Note 1) The ERC for this item should be added to the total of the ERC of the other P&M items on the site and the Buildings ERC (where applicable) to enable the correct contract size adjustment to be made. ERC of P&M Items + ERC of Building Component’s = Total ERC (net figure rateable items only) to which contract size adjustment should be applied The 2023 Generic Contractors Test Spreadsheet has this facility built into the programme - it is recommended you undertake all contractors test valuations using this spreadsheet. (Details on the application of contract size adjustments can be found in the RCG 2023 Guidance notes). Where RV is calculated using the comparative method (rental method) the contract size adjustment should be made as follows: Select - SCAT code box ""P and M as an addition” within the 2023 Generic Contractors Test Spreadsheet facility. Or Where the spreadsheet is not used take the: Reciprocal of statutory de-capitalisation rate (i.e. 5% reciprocal = 20) multiply by rateable value of the buildings (before any overall end allowances are made and after making a notional deduction for the land value) and add to the ERC of P&M. Use resultant figure to calculate contract size adjustment. (Guidance Notes - Section 6) | - | Size does not matter as they are rated under List of accessories 2 ( ii) or (v) 1.Pressure ( bar ) 2.Dia. and ht. 3.Age. Record attached dials and concrete foundation if isolated base is provided. 1000 litres = 1 cubic metre volume= m3 or litres. | Class 1 List of Accessories 2 (ii) storage cylinder (Receiver) Class 1 List of Accessories 2 (v) tank (Receiver)Class 4 Table 4 - gas holders | When used for process - Class 2 proviso | Air Compressors, foundations, settings, dryers. Class 1 (List of Accessories) (iii) main supply pipe: (up to the point where the main supply ceases). | It is assumed that the item forms part of an average size industrial, commercial or office complex. Where it would be normal to find more than one item in such a hereditament the ERC stated has been adjusted to reflect any number / quantity, discount. These figures are NOT one off figures. | Assume painted finish, add 15% to cost for galvanised tanks. | Air Receivers Notes: Storage cylinder are made of pressure gauge steel which is heavy and thus the item is associated with extra foundation pad. Usually coloured light blue and having plates fixed giving max pressure (psig or bar), total volume, and age of tank. There is often a pressure gauge attached. | - | 20014 |  | Each | - | NA | NA | NA | 1286.8211 | Option 3 | 1732.9817 | 34.67% | 804.9276 | 717.0675 | -44.28% | -58.62% | 717.0675 | -44.28% | Indexed | NA | VOA_GPN_GOV_UK\7246041 | 2019-08-30 | Low | Amber | Medium | Risk taken from previous CG | - | - | NA | SPONS M | NA | (BEAMS Note 1) The ERC for this item should be added to the total of the ERC of the other P&M items on the site and the Buildings ERC (where applicable) to enable the correct contract size adjustment to be made. ERC of P&M Items + ERC of Building Component’s = Total ERC (net figure rateable items only) to which contract size adjustment should be applied The 2021 Generic Contractors Test Spreadsheet has this facility built into the programme - it is recommended you undertake all contractors test valuations using this spreadsheet. (Details on the application of contract size adjustments can be found in the RCG 2021 Guidance notes). Where RV is calculated using the comparative method (rental method) the contract size adjustment should be made as follows: Select - SCAT code box "P and M as an addition” within the 2021 Generic Contractors Test Spreadsheet facility. Or Where the spreadsheet is not used take the: Reciprocal of statutory de-capitalisation rate (i.e. 5% reciprocal = 20) multiply by rateable value of the buildings (before any overall end allowances are made and after making a notional deduction for the land value) and add to the ERC of P&M. Use resultant figure to calculate contract size adjustment. (Guidance Notes - Section 6) | Air Receivers Notes: Storage cylinder are made of pressure gauge steel which is heavy and thus the item is associated with extra foundation pad. Usually coloured light blue and having plates fixed giving max pressure (psig or bar), total volume, and age of tank. There is often a pressure gauge attached. | - | 1 | TRUE
202 | 201B04 | 3809 | 201B04 | Air | Receivers | 10 bar | 500 litres | 0.61 dam 1.52 ht | Air Receivers List of Accessories 2 (ii) storage cylinders and vessels, (v) tanks Used for the storage of air between a compressor and the use i.e.: to drive a machine or part of the process of producing goods. Often the shape of a cigar tube, which may be located adjacent to the compressor or some distance away. These items are made from thick steel and are heavy thus usually sitting on large reinforced concrete foundations. In a few cases the old Lancashire type boiler (with steam pipes removed) is used mainly in older works. Dial giving the pressure ( bar ) is attached and safe working pressure (SWP) is usually painted on the tank psig (more frequently BAR is used). Usually require regular statutory inspection as to their suitability to withstand the specified pressure. Some systems now LINE PACK which means there is no requirement for an air receiver as the pressure is contained in the pipes and the compressor maintains a constant pressure. This system although removing the requirement of the storage cylinder is not commonly found. | Considered Not Applicable at time of Publication | (BEAMS Note 1) The ERC for this item should be added to the total of the ERC of the other P&M items on the site and the Buildings ERC (where applicable) to enable the correct contract size adjustment to be made. ERC of P&M Items + ERC of Building Component’s = Total ERC (net figure rateable items only) to which contract size adjustment should be applied The 2023 Generic Contractors Test Spreadsheet has this facility built into the programme - it is recommended you undertake all contractors test valuations using this spreadsheet. (Details on the application of contract size adjustments can be found in the RCG 2023 Guidance notes). Where RV is calculated using the comparative method (rental method) the contract size adjustment should be made as follows: Select - SCAT code box ""P and M as an addition” within the 2023 Generic Contractors Test Spreadsheet facility. Or Where the spreadsheet is not used take the: Reciprocal of statutory de-capitalisation rate (i.e. 5% reciprocal = 20) multiply by rateable value of the buildings (before any overall end allowances are made and after making a notional deduction for the land value) and add to the ERC of P&M. Use resultant figure to calculate contract size adjustment. (Guidance Notes - Section 6) | - | Size does not matter as they are rated under List of accessories 2 ( ii) or (v) 1.Pressure ( bar ) 2.Dia. and ht. 3.Age. Record attached dials and concrete foundation if isolated base is provided. 1000 litres = 1 cubic metre volume= m3 or litres. | Class 1 List of Accessories 2 (ii) storage cylinder (Receiver) Class 1 List of Accessories 2 (v) tank (Receiver)Class 4 Table 4 - gas holders | When used for process - Class 2 proviso | Air Compressors, foundations, settings, dryers. Class 1 (List of Accessories) (iii) main supply pipe: (up to the point where the main supply ceases). | It is assumed that the item forms part of an average size industrial, commercial or office complex. Where it would be normal to find more than one item in such a hereditament the ERC stated has been adjusted to reflect any number / quantity, discount. These figures are NOT one off figures. | Assume painted finish, add 15% to cost for galvanised tanks. | Air Receivers Notes: Storage cylinder are made of pressure gauge steel which is heavy and thus the item is associated with extra foundation pad. Usually coloured light blue and having plates fixed giving max pressure (psig or bar), total volume, and age of tank. There is often a pressure gauge attached. | - | 20014 |  | Each | - | NA | NA | NA | 1626.3989 | Option 3 | 2190.2963 | 34.67% | 1270.9383 | 1132.2119 | -30.39% | -48.31% | 1132.2119 | -30.39% | Indexed | NA | VOA_GPN_GOV_UK\7246041 | 2019-08-30 | Low | Amber | Medium | Risk taken from previous CG | - | - | NA | SPONS M | NA | (BEAMS Note 1) The ERC for this item should be added to the total of the ERC of the other P&M items on the site and the Buildings ERC (where applicable) to enable the correct contract size adjustment to be made. ERC of P&M Items + ERC of Building Component’s = Total ERC (net figure rateable items only) to which contract size adjustment should be applied The 2021 Generic Contractors Test Spreadsheet has this facility built into the programme - it is recommended you undertake all contractors test valuations using this spreadsheet. (Details on the application of contract size adjustments can be found in the RCG 2021 Guidance notes). Where RV is calculated using the comparative method (rental method) the contract size adjustment should be made as follows: Select - SCAT code box "P and M as an addition” within the 2021 Generic Contractors Test Spreadsheet facility. Or Where the spreadsheet is not used take the: Reciprocal of statutory de-capitalisation rate (i.e. 5% reciprocal = 20) multiply by rateable value of the buildings (before any overall end allowances are made and after making a notional deduction for the land value) and add to the ERC of P&M. Use resultant figure to calculate contract size adjustment. (Guidance Notes - Section 6) | Air Receivers Notes: Storage cylinder are made of pressure gauge steel which is heavy and thus the item is associated with extra foundation pad. Usually coloured light blue and having plates fixed giving max pressure (psig or bar), total volume, and age of tank. There is often a pressure gauge attached. | - | 1 | TRUE
203 | 201B06 | 3811 | 201B06 | Air | Receivers | 10 bar | 875 litres | 0.76 dam 1.68 ht | Air Receivers List of Accessories 2 (ii) storage cylinders and vessels, (v) tanks Used for the storage of air between a compressor and the use i.e.: to drive a machine or part of the process of producing goods. Often the shape of a cigar tube, which may be located adjacent to the compressor or some distance away. These items are made from thick steel and are heavy thus usually sitting on large reinforced concrete foundations. In a few cases the old Lancashire type boiler (with steam pipes removed) is used mainly in older works. Dial giving the pressure ( bar ) is attached and safe working pressure (SWP) is usually painted on the tank psig (more frequently BAR is used). Usually require regular statutory inspection as to their suitability to withstand the specified pressure. Some systems now LINE PACK which means there is no requirement for an air receiver as the pressure is contained in the pipes and the compressor maintains a constant pressure. This system although removing the requirement of the storage cylinder is not commonly found. | Considered Not Applicable at time of Publication | (BEAMS Note 1) The ERC for this item should be added to the total of the ERC of the other P&M items on the site and the Buildings ERC (where applicable) to enable the correct contract size adjustment to be made. ERC of P&M Items + ERC of Building Component’s = Total ERC (net figure rateable items only) to which contract size adjustment should be applied The 2023 Generic Contractors Test Spreadsheet has this facility built into the programme - it is recommended you undertake all contractors test valuations using this spreadsheet. (Details on the application of contract size adjustments can be found in the RCG 2023 Guidance notes). Where RV is calculated using the comparative method (rental method) the contract size adjustment should be made as follows: Select - SCAT code box ""P and M as an addition” within the 2023 Generic Contractors Test Spreadsheet facility. Or Where the spreadsheet is not used take the: Reciprocal of statutory de-capitalisation rate (i.e. 5% reciprocal = 20) multiply by rateable value of the buildings (before any overall end allowances are made and after making a notional deduction for the land value) and add to the ERC of P&M. Use resultant figure to calculate contract size adjustment. (Guidance Notes - Section 6) | - | Size does not matter as they are rated under List of accessories 2 ( ii) or (v) 1.Pressure ( bar ) 2.Dia. and ht. 3.Age. Record attached dials and concrete foundation if isolated base is provided. 1000 litres = 1 cubic metre volume= m3 or litres. | Class 1 List of Accessories 2 (ii) storage cylinder (Receiver) Class 1 List of Accessories 2 (v) tank (Receiver)Class 4 Table 4 - gas holders | When used for process - Class 2 proviso | Air Compressors, foundations, settings, dryers. Class 1 (List of Accessories) (iii) main supply pipe: (up to the point where the main supply ceases). | It is assumed that the item forms part of an average size industrial, commercial or office complex. Where it would be normal to find more than one item in such a hereditament the ERC stated has been adjusted to reflect any number / quantity, discount. These figures are NOT one off figures. | Assume painted finish, add 15% to cost for galvanised tanks. | Air Receivers Notes: Storage cylinder are made of pressure gauge steel which is heavy and thus the item is associated with extra foundation pad. Usually coloured light blue and having plates fixed giving max pressure (psig or bar), total volume, and age of tank. There is often a pressure gauge attached. | - | 20014 |  | Each | - | NA | NA | NA | 2663.0047 | Option 3 | 3586.3093 | 34.67% | 1959.3632 | 1745.4934 | -34.45% | -51.33% | 1745.4934 | -34.45% | Indexed | NA | VOA_GPN_GOV_UK\7246041 | 2019-08-30 | Low | Amber | Medium | Risk taken from previous CG | - | - | NA | SPONS M | NA | (BEAMS Note 1) The ERC for this item should be added to the total of the ERC of the other P&M items on the site and the Buildings ERC (where applicable) to enable the correct contract size adjustment to be made. ERC of P&M Items + ERC of Building Component’s = Total ERC (net figure rateable items only) to which contract size adjustment should be applied The 2021 Generic Contractors Test Spreadsheet has this facility built into the programme - it is recommended you undertake all contractors test valuations using this spreadsheet. (Details on the application of contract size adjustments can be found in the RCG 2021 Guidance notes). Where RV is calculated using the comparative method (rental method) the contract size adjustment should be made as follows: Select - SCAT code box "P and M as an addition” within the 2021 Generic Contractors Test Spreadsheet facility. Or Where the spreadsheet is not used take the: Reciprocal of statutory de-capitalisation rate (i.e. 5% reciprocal = 20) multiply by rateable value of the buildings (before any overall end allowances are made and after making a notional deduction for the land value) and add to the ERC of P&M. Use resultant figure to calculate contract size adjustment. (Guidance Notes - Section 6) | Air Receivers Notes: Storage cylinder are made of pressure gauge steel which is heavy and thus the item is associated with extra foundation pad. Usually coloured light blue and having plates fixed giving max pressure (psig or bar), total volume, and age of tank. There is often a pressure gauge attached. | - | 1 | TRUE
204 | 201B08 | 3813 | 201B08 | Air | Receivers | 10 bar | 2000 litres | 1.076 dam 1.98 ht | Air Receivers List of Accessories 2 (ii) storage cylinders and vessels, (v) tanks Used for the storage of air between a compressor and the use i.e.: to drive a machine or part of the process of producing goods. Often the shape of a cigar tube, which may be located adjacent to the compressor or some distance away. These items are made from thick steel and are heavy thus usually sitting on large reinforced concrete foundations. In a few cases the old Lancashire type boiler (with steam pipes removed) is used mainly in older works. Dial giving the pressure ( bar ) is attached and safe working pressure (SWP) is usually painted on the tank psig (more frequently BAR is used). Usually require regular statutory inspection as to their suitability to withstand the specified pressure. Some systems now LINE PACK which means there is no requirement for an air receiver as the pressure is contained in the pipes and the compressor maintains a constant pressure. This system although removing the requirement of the storage cylinder is not commonly found. | Considered Not Applicable at time of Publication | (BEAMS Note 1) The ERC for this item should be added to the total of the ERC of the other P&M items on the site and the Buildings ERC (where applicable) to enable the correct contract size adjustment to be made. ERC of P&M Items + ERC of Building Component’s = Total ERC (net figure rateable items only) to which contract size adjustment should be applied The 2023 Generic Contractors Test Spreadsheet has this facility built into the programme - it is recommended you undertake all contractors test valuations using this spreadsheet. (Details on the application of contract size adjustments can be found in the RCG 2023 Guidance notes). Where RV is calculated using the comparative method (rental method) the contract size adjustment should be made as follows: Select - SCAT code box ""P and M as an addition” within the 2023 Generic Contractors Test Spreadsheet facility. Or Where the spreadsheet is not used take the: Reciprocal of statutory de-capitalisation rate (i.e. 5% reciprocal = 20) multiply by rateable value of the buildings (before any overall end allowances are made and after making a notional deduction for the land value) and add to the ERC of P&M. Use resultant figure to calculate contract size adjustment. (Guidance Notes - Section 6) | - | Size does not matter as they are rated under List of accessories 2 ( ii) or (v) 1.Pressure ( bar ) 2.Dia. and ht. 3.Age. Record attached dials and concrete foundation if isolated base is provided. 1000 litres = 1 cubic metre volume= m3 or litres. | Class 1 List of Accessories 2 (ii) storage cylinder (Receiver) Class 1 List of Accessories 2 (v) tank (Receiver)Class 4 Table 4 - gas holders | When used for process - Class 2 proviso | Air Compressors, foundations, settings, dryers. Class 1 (List of Accessories) (iii) main supply pipe: (up to the point where the main supply ceases). | It is assumed that the item forms part of an average size industrial, commercial or office complex. Where it would be normal to find more than one item in such a hereditament the ERC stated has been adjusted to reflect any number / quantity, discount. These figures are NOT one off figures. | Assume painted finish, add 15% to cost for galvanised tanks. | Air Receivers Notes: Storage cylinder are made of pressure gauge steel which is heavy and thus the item is associated with extra foundation pad. Usually coloured light blue and having plates fixed giving max pressure (psig or bar), total volume, and age of tank. There is often a pressure gauge attached. | - | 20014 |  | Each | - | NA | NA | NA | 4798.7702 | Option 3 | 6462.5774 | 34.67% | 3283.2573 | 2924.8808 | -39.05% | -54.74% | 2924.8808 | -39.05% | Indexed | NA | VOA_GPN_GOV_UK\7246041 | 2019-08-30 | Low | Amber | Medium | Risk taken from previous CG | - | - | NA | SPONS M | NA | (BEAMS Note 1) The ERC for this item should be added to the total of the ERC of the other P&M items on the site and the Buildings ERC (where applicable) to enable the correct contract size adjustment to be made. ERC of P&M Items + ERC of Building Component’s = Total ERC (net figure rateable items only) to which contract size adjustment should be applied The 2021 Generic Contractors Test Spreadsheet has this facility built into the programme - it is recommended you undertake all contractors test valuations using this spreadsheet. (Details on the application of contract size adjustments can be found in the RCG 2021 Guidance notes). Where RV is calculated using the comparative method (rental method) the contract size adjustment should be made as follows: Select - SCAT code box "P and M as an addition” within the 2021 Generic Contractors Test Spreadsheet facility. Or Where the spreadsheet is not used take the: Reciprocal of statutory de-capitalisation rate (i.e. 5% reciprocal = 20) multiply by rateable value of the buildings (before any overall end allowances are made and after making a notional deduction for the land value) and add to the ERC of P&M. Use resultant figure to calculate contract size adjustment. (Guidance Notes - Section 6) | Air Receivers Notes: Storage cylinder are made of pressure gauge steel which is heavy and thus the item is associated with extra foundation pad. Usually coloured light blue and having plates fixed giving max pressure (psig or bar), total volume, and age of tank. There is often a pressure gauge attached. | - | 1 | TRUE
205 | 201B10 | 3815 | 201B10 | Air | Receivers | 10 bar | 3880 litres | 1.219 dam 3.00 ht | Air Receivers List of Accessories 2 (ii) storage cylinders and vessels, (v) tanks Used for the storage of air between a compressor and the use i.e.: to drive a machine or part of the process of producing goods. Often the shape of a cigar tube, which may be located adjacent to the compressor or some distance away. These items are made from thick steel and are heavy thus usually sitting on large reinforced concrete foundations. In a few cases the old Lancashire type boiler (with steam pipes removed) is used mainly in older works. Dial giving the pressure ( bar ) is attached and safe working pressure (SWP) is usually painted on the tank psig (more frequently BAR is used). Usually require regular statutory inspection as to their suitability to withstand the specified pressure. Some systems now LINE PACK which means there is no requirement for an air receiver as the pressure is contained in the pipes and the compressor maintains a constant pressure. This system although removing the requirement of the storage cylinder is not commonly found. | Considered Not Applicable at time of Publication | (BEAMS Note 1) The ERC for this item should be added to the total of the ERC of the other P&M items on the site and the Buildings ERC (where applicable) to enable the correct contract size adjustment to be made. ERC of P&M Items + ERC of Building Component’s = Total ERC (net figure rateable items only) to which contract size adjustment should be applied The 2023 Generic Contractors Test Spreadsheet has this facility built into the programme - it is recommended you undertake all contractors test valuations using this spreadsheet. (Details on the application of contract size adjustments can be found in the RCG 2023 Guidance notes). Where RV is calculated using the comparative method (rental method) the contract size adjustment should be made as follows: Select - SCAT code box ""P and M as an addition” within the 2023 Generic Contractors Test Spreadsheet facility. Or Where the spreadsheet is not used take the: Reciprocal of statutory de-capitalisation rate (i.e. 5% reciprocal = 20) multiply by rateable value of the buildings (before any overall end allowances are made and after making a notional deduction for the land value) and add to the ERC of P&M. Use resultant figure to calculate contract size adjustment. (Guidance Notes - Section 6) | - | Size does not matter as they are rated under List of accessories 2 ( ii) or (v) 1.Pressure ( bar ) 2.Dia. and ht. 3.Age. Record attached dials and concrete foundation if isolated base is provided. 1000 litres = 1 cubic metre volume= m3 or litres. | Class 1 List of Accessories 2 (ii) storage cylinder (Receiver) Class 1 List of Accessories 2 (v) tank (Receiver)Class 4 Table 4 - gas holders | When used for process - Class 2 proviso | Air Compressors, foundations, settings, dryers. Class 1 (List of Accessories) (iii) main supply pipe: (up to the point where the main supply ceases). | It is assumed that the item forms part of an average size industrial, commercial or office complex. Where it would be normal to find more than one item in such a hereditament the ERC stated has been adjusted to reflect any number / quantity, discount. These figures are NOT one off figures. | Assume painted finish, add 15% to cost for galvanised tanks. | Air Receivers Notes: Storage cylinder are made of pressure gauge steel which is heavy and thus the item is associated with extra foundation pad. Usually coloured light blue and having plates fixed giving max pressure (psig or bar), total volume, and age of tank. There is often a pressure gauge attached. | - | 20014 |  | Each | - | NA | NA | NA | 6237.5077 | Option 3 | 8400.1472 | 34.67% | 4766.0186 | 4245.7947 | -31.93% | -49.46% | 4245.7947 | -31.93% | Indexed | NA | VOA_GPN_GOV_UK\7246041 | 2019-08-30 | Low | Amber | Medium | Risk taken from previous CG | - | - | NA | SPONS M | NA | (BEAMS Note 1) The ERC for this item should be added to the total of the ERC of the other P&M items on the site and the Buildings ERC (where applicable) to enable the correct contract size adjustment to be made. ERC of P&M Items + ERC of Building Component’s = Total ERC (net figure rateable items only) to which contract size adjustment should be applied The 2021 Generic Contractors Test Spreadsheet has this facility built into the programme - it is recommended you undertake all contractors test valuations using this spreadsheet. (Details on the application of contract size adjustments can be found in the RCG 2021 Guidance notes). Where RV is calculated using the comparative method (rental method) the contract size adjustment should be made as follows: Select - SCAT code box "P and M as an addition” within the 2021 Generic Contractors Test Spreadsheet facility. Or Where the spreadsheet is not used take the: Reciprocal of statutory de-capitalisation rate (i.e. 5% reciprocal = 20) multiply by rateable value of the buildings (before any overall end allowances are made and after making a notional deduction for the land value) and add to the ERC of P&M. Use resultant figure to calculate contract size adjustment. (Guidance Notes - Section 6) | Air Receivers Notes: Storage cylinder are made of pressure gauge steel which is heavy and thus the item is associated with extra foundation pad. Usually coloured light blue and having plates fixed giving max pressure (psig or bar), total volume, and age of tank. There is often a pressure gauge attached. | - | 1 | TRUE
206 | 201B12 | 3816 | 201B12 | Air | Receivers | 10 bar | 5650 litres | 1.332 dam 3.50 ht | Air Receivers List of Accessories 2 (ii) storage cylinders and vessels, (v) tanks Used for the storage of air between a compressor and the use i.e.: to drive a machine or part of the process of producing goods. Often the shape of a cigar tube, which may be located adjacent to the compressor or some distance away. These items are made from thick steel and are heavy thus usually sitting on large reinforced concrete foundations. In a few cases the old Lancashire type boiler (with steam pipes removed) is used mainly in older works. Dial giving the pressure ( bar ) is attached and safe working pressure (SWP) is usually painted on the tank psig (more frequently BAR is used). Usually require regular statutory inspection as to their suitability to withstand the specified pressure. Some systems now LINE PACK which means there is no requirement for an air receiver as the pressure is contained in the pipes and the compressor maintains a constant pressure. This system although removing the requirement of the storage cylinder is not commonly found. | Considered Not Applicable at time of Publication | (BEAMS Note 1) The ERC for this item should be added to the total of the ERC of the other P&M items on the site and the Buildings ERC (where applicable) to enable the correct contract size adjustment to be made. ERC of P&M Items + ERC of Building Component’s = Total ERC (net figure rateable items only) to which contract size adjustment should be applied The 2023 Generic Contractors Test Spreadsheet has this facility built into the programme - it is recommended you undertake all contractors test valuations using this spreadsheet. (Details on the application of contract size adjustments can be found in the RCG 2023 Guidance notes). Where RV is calculated using the comparative method (rental method) the contract size adjustment should be made as follows: Select - SCAT code box ""P and M as an addition” within the 2023 Generic Contractors Test Spreadsheet facility. Or Where the spreadsheet is not used take the: Reciprocal of statutory de-capitalisation rate (i.e. 5% reciprocal = 20) multiply by rateable value of the buildings (before any overall end allowances are made and after making a notional deduction for the land value) and add to the ERC of P&M. Use resultant figure to calculate contract size adjustment. (Guidance Notes - Section 6) | - | Size does not matter as they are rated under List of accessories 2 ( ii) or (v) 1.Pressure ( bar ) 2.Dia. and ht. 3.Age. Record attached dials and concrete foundation if isolated base is provided. 1000 litres = 1 cubic metre volume= m3 or litres. | Class 1 List of Accessories 2 (ii) storage cylinder (Receiver) Class 1 List of Accessories 2 (v) tank (Receiver)Class 4 Table 4 - gas holders | When used for process - Class 2 proviso | Air Compressors, foundations, settings, dryers. Class 1 (List of Accessories) (iii) main supply pipe: (up to the point where the main supply ceases). | It is assumed that the item forms part of an average size industrial, commercial or office complex. Where it would be normal to find more than one item in such a hereditament the ERC stated has been adjusted to reflect any number / quantity, discount. These figures are NOT one off figures. | Assume painted finish, add 15% to cost for galvanised tanks. | Air Receivers Notes: Storage cylinder are made of pressure gauge steel which is heavy and thus the item is associated with extra foundation pad. Usually coloured light blue and having plates fixed giving max pressure (psig or bar), total volume, and age of tank. There is often a pressure gauge attached. | - | 20014 |  | Each | - | NA | NA | NA | 10812.8715 | Option 3 | 14561.8598 | 34.67% | 8419.9662 | 7500.9039 | -30.63% | -48.49% | 7500.9039 | -30.63% | Indexed | NA | VOA_GPN_GOV_UK\7246041 | 2019-08-30 | Low | Amber | Medium | Risk taken from previous CG | - | - | NA | SPONS M | NA | (BEAMS Note 1) The ERC for this item should be added to the total of the ERC of the other P&M items on the site and the Buildings ERC (where applicable) to enable the correct contract size adjustment to be made. ERC of P&M Items + ERC of Building Component’s = Total ERC (net figure rateable items only) to which contract size adjustment should be applied The 2021 Generic Contractors Test Spreadsheet has this facility built into the programme - it is recommended you undertake all contractors test valuations using this spreadsheet. (Details on the application of contract size adjustments can be found in the RCG 2021 Guidance notes). Where RV is calculated using the comparative method (rental method) the contract size adjustment should be made as follows: Select - SCAT code box "P and M as an addition” within the 2021 Generic Contractors Test Spreadsheet facility. Or Where the spreadsheet is not used take the: Reciprocal of statutory de-capitalisation rate (i.e. 5% reciprocal = 20) multiply by rateable value of the buildings (before any overall end allowances are made and after making a notional deduction for the land value) and add to the ERC of P&M. Use resultant figure to calculate contract size adjustment. (Guidance Notes - Section 6) | Air Receivers Notes: Storage cylinder are made of pressure gauge steel which is heavy and thus the item is associated with extra foundation pad. Usually coloured light blue and having plates fixed giving max pressure (psig or bar), total volume, and age of tank. There is often a pressure gauge attached. | - | 1 | TRUE
207 | 201B14 | 3818 | 201B14 | Air | Receivers | 10 bar | 9600 litres | 1.676 dam 4.00 ht | Air Receivers List of Accessories 2 (ii) storage cylinders and vessels, (v) tanks Used for the storage of air between a compressor and the use i.e.: to drive a machine or part of the process of producing goods. Often the shape of a cigar tube, which may be located adjacent to the compressor or some distance away. These items are made from thick steel and are heavy thus usually sitting on large reinforced concrete foundations. In a few cases the old Lancashire type boiler (with steam pipes removed) is used mainly in older works. Dial giving the pressure ( bar ) is attached and safe working pressure (SWP) is usually painted on the tank psig (more frequently BAR is used). Usually require regular statutory inspection as to their suitability to withstand the specified pressure. Some systems now LINE PACK which means there is no requirement for an air receiver as the pressure is contained in the pipes and the compressor maintains a constant pressure. This system although removing the requirement of the storage cylinder is not commonly found. | Considered Not Applicable at time of Publication | (BEAMS Note 1) The ERC for this item should be added to the total of the ERC of the other P&M items on the site and the Buildings ERC (where applicable) to enable the correct contract size adjustment to be made. ERC of P&M Items + ERC of Building Component’s = Total ERC (net figure rateable items only) to which contract size adjustment should be applied The 2023 Generic Contractors Test Spreadsheet has this facility built into the programme - it is recommended you undertake all contractors test valuations using this spreadsheet. (Details on the application of contract size adjustments can be found in the RCG 2023 Guidance notes). Where RV is calculated using the comparative method (rental method) the contract size adjustment should be made as follows: Select - SCAT code box ""P and M as an addition” within the 2023 Generic Contractors Test Spreadsheet facility. Or Where the spreadsheet is not used take the: Reciprocal of statutory de-capitalisation rate (i.e. 5% reciprocal = 20) multiply by rateable value of the buildings (before any overall end allowances are made and after making a notional deduction for the land value) and add to the ERC of P&M. Use resultant figure to calculate contract size adjustment. (Guidance Notes - Section 6) | - | Size does not matter as they are rated under List of accessories 2 ( ii) or (v) 1.Pressure ( bar ) 2.Dia. and ht. 3.Age. Record attached dials and concrete foundation if isolated base is provided. 1000 litres = 1 cubic metre volume= m3 or litres. | Class 1 List of Accessories 2 (ii) storage cylinder (Receiver) Class 1 List of Accessories 2 (v) tank (Receiver)Class 4 Table 4 - gas holders | When used for process - Class 2 proviso | Air Compressors, foundations, settings, dryers. Class 1 (List of Accessories) (iii) main supply pipe: (up to the point where the main supply ceases). | It is assumed that the item forms part of an average size industrial, commercial or office complex. Where it would be normal to find more than one item in such a hereditament the ERC stated has been adjusted to reflect any number / quantity, discount. These figures are NOT one off figures. | Assume painted finish, add 15% to cost for galvanised tanks. | Air Receivers Notes: Storage cylinder are made of pressure gauge steel which is heavy and thus the item is associated with extra foundation pad. Usually coloured light blue and having plates fixed giving max pressure (psig or bar), total volume, and age of tank. There is often a pressure gauge attached. | - | 20014 |  | Each | - | NA | NA | NA | 16183.5622 | Option 3 | 21794.6513 | 34.67% | 12073.9138 | 10756.0132 | -33.54% | -50.65% | 10756.0132 | -33.54% | Indexed | NA | VOA_GPN_GOV_UK\7246041 | 2019-08-30 | Low | Amber | Medium | Risk taken from previous CG | - | - | NA | SPONS M | NA | (BEAMS Note 1) The ERC for this item should be added to the total of the ERC of the other P&M items on the site and the Buildings ERC (where applicable) to enable the correct contract size adjustment to be made. ERC of P&M Items + ERC of Building Component’s = Total ERC (net figure rateable items only) to which contract size adjustment should be applied The 2021 Generic Contractors Test Spreadsheet has this facility built into the programme - it is recommended you undertake all contractors test valuations using this spreadsheet. (Details on the application of contract size adjustments can be found in the RCG 2021 Guidance notes). Where RV is calculated using the comparative method (rental method) the contract size adjustment should be made as follows: Select - SCAT code box "P and M as an addition” within the 2021 Generic Contractors Test Spreadsheet facility. Or Where the spreadsheet is not used take the: Reciprocal of statutory de-capitalisation rate (i.e. 5% reciprocal = 20) multiply by rateable value of the buildings (before any overall end allowances are made and after making a notional deduction for the land value) and add to the ERC of P&M. Use resultant figure to calculate contract size adjustment. (Guidance Notes - Section 6) | Air Receivers Notes: Storage cylinder are made of pressure gauge steel which is heavy and thus the item is associated with extra foundation pad. Usually coloured light blue and having plates fixed giving max pressure (psig or bar), total volume, and age of tank. There is often a pressure gauge attached. | - | 1 | TRUE
208 | 201B16 | 3820 | 201B16 | Air | Receivers | 10 bar | 16670 litres | 1.83 dam 6.00 ht | Air Receivers List of Accessories 2 (ii) storage cylinders and vessels, (v) tanks Used for the storage of air between a compressor and the use i.e.: to drive a machine or part of the process of producing goods. Often the shape of a cigar tube, which may be located adjacent to the compressor or some distance away. These items are made from thick steel and are heavy thus usually sitting on large reinforced concrete foundations. In a few cases the old Lancashire type boiler (with steam pipes removed) is used mainly in older works. Dial giving the pressure ( bar ) is attached and safe working pressure (SWP) is usually painted on the tank psig (more frequently BAR is used). Usually require regular statutory inspection as to their suitability to withstand the specified pressure. Some systems now LINE PACK which means there is no requirement for an air receiver as the pressure is contained in the pipes and the compressor maintains a constant pressure. This system although removing the requirement of the storage cylinder is not commonly found. | Considered Not Applicable at time of Publication | (BEAMS Note 1) The ERC for this item should be added to the total of the ERC of the other P&M items on the site and the Buildings ERC (where applicable) to enable the correct contract size adjustment to be made. ERC of P&M Items + ERC of Building Component’s = Total ERC (net figure rateable items only) to which contract size adjustment should be applied The 2023 Generic Contractors Test Spreadsheet has this facility built into the programme - it is recommended you undertake all contractors test valuations using this spreadsheet. (Details on the application of contract size adjustments can be found in the RCG 2023 Guidance notes). Where RV is calculated using the comparative method (rental method) the contract size adjustment should be made as follows: Select - SCAT code box ""P and M as an addition” within the 2023 Generic Contractors Test Spreadsheet facility. Or Where the spreadsheet is not used take the: Reciprocal of statutory de-capitalisation rate (i.e. 5% reciprocal = 20) multiply by rateable value of the buildings (before any overall end allowances are made and after making a notional deduction for the land value) and add to the ERC of P&M. Use resultant figure to calculate contract size adjustment. (Guidance Notes - Section 6) | - | Size does not matter as they are rated under List of accessories 2 ( ii) or (v) 1.Pressure ( bar ) 2.Dia. and ht. 3.Age. Record attached dials and concrete foundation if isolated base is provided. 1000 litres = 1 cubic metre volume= m3 or litres. | Class 1 List of Accessories 2 (ii) storage cylinder (Receiver) Class 1 List of Accessories 2 (v) tank (Receiver)Class 4 Table 4 - gas holders | When used for process - Class 2 proviso | Air Compressors, foundations, settings, dryers. Class 1 (List of Accessories) (iii) main supply pipe: (up to the point where the main supply ceases). | It is assumed that the item forms part of an average size industrial, commercial or office complex. Where it would be normal to find more than one item in such a hereditament the ERC stated has been adjusted to reflect any number / quantity, discount. These figures are NOT one off figures. | Assume painted finish, add 15% to cost for galvanised tanks. | Air Receivers Notes: Storage cylinder are made of pressure gauge steel which is heavy and thus the item is associated with extra foundation pad. Usually coloured light blue and having plates fixed giving max pressure (psig or bar), total volume, and age of tank. There is often a pressure gauge attached. | - | 20014 |  | Each | - | NA | NA | NA | 30436.8928 | Option 3 | 40989.8301 | 34.67% | 22718.022 | 20238.288 | -33.51% | -50.63% | 20238.288 | -33.51% | Indexed | NA | VOA_GPN_GOV_UK\7246041 | 2019-08-30 | Low | Amber | Medium | Risk taken from previous CG | - | - | NA | SPONS M | NA | (BEAMS Note 1) The ERC for this item should be added to the total of the ERC of the other P&M items on the site and the Buildings ERC (where applicable) to enable the correct contract size adjustment to be made. ERC of P&M Items + ERC of Building Component’s = Total ERC (net figure rateable items only) to which contract size adjustment should be applied The 2021 Generic Contractors Test Spreadsheet has this facility built into the programme - it is recommended you undertake all contractors test valuations using this spreadsheet. (Details on the application of contract size adjustments can be found in the RCG 2021 Guidance notes). Where RV is calculated using the comparative method (rental method) the contract size adjustment should be made as follows: Select - SCAT code box "P and M as an addition” within the 2021 Generic Contractors Test Spreadsheet facility. Or Where the spreadsheet is not used take the: Reciprocal of statutory de-capitalisation rate (i.e. 5% reciprocal = 20) multiply by rateable value of the buildings (before any overall end allowances are made and after making a notional deduction for the land value) and add to the ERC of P&M. Use resultant figure to calculate contract size adjustment. (Guidance Notes - Section 6) | Air Receivers Notes: Storage cylinder are made of pressure gauge steel which is heavy and thus the item is associated with extra foundation pad. Usually coloured light blue and having plates fixed giving max pressure (psig or bar), total volume, and age of tank. There is often a pressure gauge attached. | - | 1 | TRUE
209 | 201B18 | 3822 | 201B18 | Air | Receivers | 10 bar | 26000 litres | 2.29 dam 6.00 ht | Air Receivers List of Accessories 2 (ii) storage cylinders and vessels, (v) tanks Used for the storage of air between a compressor and the use i.e.: to drive a machine or part of the process of producing goods. Often the shape of a cigar tube, which may be located adjacent to the compressor or some distance away. These items are made from thick steel and are heavy thus usually sitting on large reinforced concrete foundations. In a few cases the old Lancashire type boiler (with steam pipes removed) is used mainly in older works. Dial giving the pressure ( bar ) is attached and safe working pressure (SWP) is usually painted on the tank psig (more frequently BAR is used). Usually require regular statutory inspection as to their suitability to withstand the specified pressure. Some systems now LINE PACK which means there is no requirement for an air receiver as the pressure is contained in the pipes and the compressor maintains a constant pressure. This system although removing the requirement of the storage cylinder is not commonly found. | Considered Not Applicable at time of Publication | (BEAMS Note 1) The ERC for this item should be added to the total of the ERC of the other P&M items on the site and the Buildings ERC (where applicable) to enable the correct contract size adjustment to be made. ERC of P&M Items + ERC of Building Component’s = Total ERC (net figure rateable items only) to which contract size adjustment should be applied The 2023 Generic Contractors Test Spreadsheet has this facility built into the programme - it is recommended you undertake all contractors test valuations using this spreadsheet. (Details on the application of contract size adjustments can be found in the RCG 2023 Guidance notes). Where RV is calculated using the comparative method (rental method) the contract size adjustment should be made as follows: Select - SCAT code box ""P and M as an addition” within the 2023 Generic Contractors Test Spreadsheet facility. Or Where the spreadsheet is not used take the: Reciprocal of statutory de-capitalisation rate (i.e. 5% reciprocal = 20) multiply by rateable value of the buildings (before any overall end allowances are made and after making a notional deduction for the land value) and add to the ERC of P&M. Use resultant figure to calculate contract size adjustment. (Guidance Notes - Section 6) | - | Size does not matter as they are rated under List of accessories 2 ( ii) or (v) 1.Pressure ( bar ) 2.Dia. and ht. 3.Age. Record attached dials and concrete foundation if isolated base is provided. 1000 litres = 1 cubic metre volume= m3 or litres. | Class 1 List of Accessories 2 (ii) storage cylinder (Receiver) Class 1 List of Accessories 2 (v) tank (Receiver) | When used for process - Class 2 proviso | Air Compressors, foundations, settings, dryers. Class 1 (List of Accessories) (iii) main supply pipe: (up to the point where the main supply ceases). | It is assumed that the item forms part of an average size industrial, commercial or office complex. Where it would be normal to find more than one item in such a hereditament the ERC stated has been adjusted to reflect any number / quantity, discount. These figures are NOT one off figures. | Assume painted finish, add 15% to cost for galvanised tanks. | Air Receivers Notes: Storage cylinder are made of pressure gauge steel which is heavy and thus the item is associated with extra foundation pad. Usually coloured light blue and having plates fixed giving max pressure (psig or bar), total volume, and age of tank. There is often a pressure gauge attached. | - | 20014 |  | Each | - | NA | NA | NA | 43966.3866 | Option 3 | 59210.2067 | 34.67% | 32832.5725 | 29248.8078 | -33.47% | -50.6% | 29248.8078 | -33.47% | Indexed | NA | VOA_GPN_GOV_UK\7246041 | 2019-08-30 | Low | Amber | Medium | Risk taken from previous CG | - | - | NA | SPONS M | NA | (BEAMS Note 1) The ERC for this item should be added to the total of the ERC of the other P&M items on the site and the Buildings ERC (where applicable) to enable the correct contract size adjustment to be made. ERC of P&M Items + ERC of Building Component’s = Total ERC (net figure rateable items only) to which contract size adjustment should be applied The 2021 Generic Contractors Test Spreadsheet has this facility built into the programme - it is recommended you undertake all contractors test valuations using this spreadsheet. (Details on the application of contract size adjustments can be found in the RCG 2021 Guidance notes). Where RV is calculated using the comparative method (rental method) the contract size adjustment should be made as follows: Select - SCAT code box "P and M as an addition” within the 2021 Generic Contractors Test Spreadsheet facility. Or Where the spreadsheet is not used take the: Reciprocal of statutory de-capitalisation rate (i.e. 5% reciprocal = 20) multiply by rateable value of the buildings (before any overall end allowances are made and after making a notional deduction for the land value) and add to the ERC of P&M. Use resultant figure to calculate contract size adjustment. (Guidance Notes - Section 6) | Air Receivers Notes: Storage cylinder are made of pressure gauge steel which is heavy and thus the item is associated with extra foundation pad. Usually coloured light blue and having plates fixed giving max pressure (psig or bar), total volume, and age of tank. There is often a pressure gauge attached. | - | 1 | TRUE
210 | 201B19 | 3904 | 201B19 | Air | Receivers | 10 bar | 750 litres | - | Air Receivers List of Accessories 2 (ii) storage cylinders and vessels, (v) tanks Used for the storage of air between a compressor and the use i.e.: to drive a machine or part of the process of producing goods. Often the shape of a cigar tube, which may be located adjacent to the compressor or some distance away. These items are made from thick steel and are heavy thus usually sitting on large reinforced concrete foundations. In a few cases the old Lancashire type boiler (with steam pipes removed) is used mainly in older works. Dial giving the pressure ( bar ) is attached and safe working pressure (SWP) is usually painted on the tank psig (more frequently BAR is used). Usually require regular statutory inspection as to their suitability to withstand the specified pressure. Some systems now LINE PACK which means there is no requirement for an air receiver as the pressure is contained in the pipes and the compressor maintains a constant pressure. This system although removing the requirement of the storage cylinder is not commonly found. | Considered Not Applicable at time of Publication | (BEAMS Note 1) The ERC for this item should be added to the total of the ERC of the other P&M items on the site and the Buildings ERC (where applicable) to enable the correct contract size adjustment to be made. ERC of P&M Items + ERC of Building Component’s = Total ERC (net figure rateable items only) to which contract size adjustment should be applied The 2023 Generic Contractors Test Spreadsheet has this facility built into the programme - it is recommended you undertake all contractors test valuations using this spreadsheet. (Details on the application of contract size adjustments can be found in the RCG 2023 Guidance notes). Where RV is calculated using the comparative method (rental method) the contract size adjustment should be made as follows: Select - SCAT code box ""P and M as an addition” within the 2023 Generic Contractors Test Spreadsheet facility. Or Where the spreadsheet is not used take the: Reciprocal of statutory de-capitalisation rate (i.e. 5% reciprocal = 20) multiply by rateable value of the buildings (before any overall end allowances are made and after making a notional deduction for the land value) and add to the ERC of P&M. Use resultant figure to calculate contract size adjustment. (Guidance Notes - Section 6) | - | Size does not matter as they are rated under List of accessories 2 ( ii) or (v) 1.Pressure ( bar ) 2.Dia. and ht. 3.Age. Record attached dials and concrete foundation if isolated base is provided. 1000 litres = 1 cubic metre volume= m3 or litres. | Class 1 List of Accessories 2 (ii) storage cylinder (Receiver) Class 1 List of Accessories 2 (v) tank (Receiver)Class 4 Table 4 - gas holders | When used for process - Class 2 proviso | Air Compressors, foundations, settings, dryers. Class 1 (List of Accessories) (iii) main supply pipe: (up to the point where the main supply ceases). | It is assumed that the item forms part of an average size industrial, commercial or office complex. Where it would be normal to find more than one item in such a hereditament the ERC stated has been adjusted to reflect any number / quantity, discount. These figures are NOT one off figures. | Assume painted finish, add 15% to cost for galvanised tanks. | Air Receivers Notes: Storage cylinder are made of pressure gauge steel which is heavy and thus the item is associated with extra foundation pad. Usually coloured light blue and having plates fixed giving max pressure (psig or bar), total volume, and age of tank. There is often a pressure gauge attached. | - | 20014 |  | Each | - | NA | NA | NA | 2439.5983 | Option 3 | 3285.4444 | 34.67% | 1588.6729 | 1415.2649 | -41.99% | -56.92% | 1415.2649 | -41.99% | Indexed | NA | VOA_GPN_GOV_UK\7246041 | 2019-08-30 | Low | Amber | Medium | Risk taken from previous CG | - | - | NA | SPONS M | NA | (BEAMS Note 1) The ERC for this item should be added to the total of the ERC of the other P&M items on the site and the Buildings ERC (where applicable) to enable the correct contract size adjustment to be made. ERC of P&M Items + ERC of Building Component’s = Total ERC (net figure rateable items only) to which contract size adjustment should be applied The 2021 Generic Contractors Test Spreadsheet has this facility built into the programme - it is recommended you undertake all contractors test valuations using this spreadsheet. (Details on the application of contract size adjustments can be found in the RCG 2021 Guidance notes). Where RV is calculated using the comparative method (rental method) the contract size adjustment should be made as follows: Select - SCAT code box "P and M as an addition” within the 2021 Generic Contractors Test Spreadsheet facility. Or Where the spreadsheet is not used take the: Reciprocal of statutory de-capitalisation rate (i.e. 5% reciprocal = 20) multiply by rateable value of the buildings (before any overall end allowances are made and after making a notional deduction for the land value) and add to the ERC of P&M. Use resultant figure to calculate contract size adjustment. (Guidance Notes - Section 6) | Air Receivers Notes: Storage cylinder are made of pressure gauge steel which is heavy and thus the item is associated with extra foundation pad. Usually coloured light blue and having plates fixed giving max pressure (psig or bar), total volume, and age of tank. There is often a pressure gauge attached. | - | 1 | TRUE
211 | 201B01 | 3804 | 201B01 | Air | Receivers | 7 bar | 210 litres | 0.457 dam 1.2 ht | Air Receivers List of Accessories 2 (ii) storage cylinders and vessels, (v) tanks Used for the storage of air between a compressor and the use i.e.: to drive a machine or part of the process of producing goods. Often the shape of a cigar tube, which may be located adjacent to the compressor or some distance away. These items are made from thick steel and are heavy thus usually sitting on large reinforced concrete foundations. In a few cases the old Lancashire type boiler (with steam pipes removed) is used mainly in older works. Dial giving the pressure ( bar ) is attached and safe working pressure (SWP) is usually painted on the tank psig (more frequently BAR is used). Usually require regular statutory inspection as to their suitability to withstand the specified pressure. Some systems now LINE PACK which means there is no requirement for an air receiver as the pressure is contained in the pipes and the compressor maintains a constant pressure. This system although removing the requirement of the storage cylinder is not commonly found. | Considered Not Applicable at time of Publication | (BEAMS Note 1) The ERC for this item should be added to the total of the ERC of the other P&M items on the site and the Buildings ERC (where applicable) to enable the correct contract size adjustment to be made. ERC of P&M Items + ERC of Building Component’s = Total ERC (net figure rateable items only) to which contract size adjustment should be applied The 2023 Generic Contractors Test Spreadsheet has this facility built into the programme - it is recommended you undertake all contractors test valuations using this spreadsheet. (Details on the application of contract size adjustments can be found in the RCG 2023 Guidance notes). Where RV is calculated using the comparative method (rental method) the contract size adjustment should be made as follows: Select - SCAT code box ""P and M as an addition” within the 2023 Generic Contractors Test Spreadsheet facility. Or Where the spreadsheet is not used take the: Reciprocal of statutory de-capitalisation rate (i.e. 5% reciprocal = 20) multiply by rateable value of the buildings (before any overall end allowances are made and after making a notional deduction for the land value) and add to the ERC of P&M. Use resultant figure to calculate contract size adjustment. (Guidance Notes - Section 6) | - | Size does not matter as they are rated under List of accessories 2 ( ii) or (v) 1.Pressure ( bar ) 2.Dia. and ht. 3.Age. Record attached dials and concrete foundation if isolated base is provided. 1000 litres = 1 cubic metre volume= m3 or litres. | Class 1 List of Accessories 2 (ii) storage cylinder (Receiver) Class 1 List of Accessories 2 (v) tank (Receiver) | When used for process - Class 2 proviso | Air Compressors, foundations, settings, dryers. Class 1 (List of Accessories) (iii) main supply pipe: (up to the point where the main supply ceases). | It is assumed that the item forms part of an average size industrial, commercial or office complex. Where it would be normal to find more than one item in such a hereditament the ERC stated has been adjusted to reflect any number / quantity, discount. These figures are NOT one off figures. | Assume painted finish, add 15% to cost for galvanised tanks. | Air Receivers Notes: Storage cylinder are made of pressure gauge steel which is heavy and thus the item is associated with extra foundation pad. Usually coloured light blue and having plates fixed giving max pressure (psig or bar), total volume, and age of tank. There is often a pressure gauge attached. | - | 20014 |  | Each | - | NA | NA | NA | 1268.9486 | Option 3 | 1708.9125 | 34.67% | 773.1541 | 688.7622 | -45.72% | -59.7% | 688.7622 | -45.72% | Indexed | NA | VOA_GPN_GOV_UK\7246041 | 2019-08-30 | Low | Amber | Medium | Risk taken from previous CG | - | - | NA | SPONS M | NA | (BEAMS Note 1) The ERC for this item should be added to the total of the ERC of the other P&M items on the site and the Buildings ERC (where applicable) to enable the correct contract size adjustment to be made. ERC of P&M Items + ERC of Building Component’s = Total ERC (net figure rateable items only) to which contract size adjustment should be applied The 2021 Generic Contractors Test Spreadsheet has this facility built into the programme - it is recommended you undertake all contractors test valuations using this spreadsheet. (Details on the application of contract size adjustments can be found in the RCG 2021 Guidance notes). Where RV is calculated using the comparative method (rental method) the contract size adjustment should be made as follows: Select - SCAT code box "P and M as an addition” within the 2021 Generic Contractors Test Spreadsheet facility. Or Where the spreadsheet is not used take the: Reciprocal of statutory de-capitalisation rate (i.e. 5% reciprocal = 20) multiply by rateable value of the buildings (before any overall end allowances are made and after making a notional deduction for the land value) and add to the ERC of P&M. Use resultant figure to calculate contract size adjustment. (Guidance Notes - Section 6) | Air Receivers Notes: Storage cylinder are made of pressure gauge steel which is heavy and thus the item is associated with extra foundation pad. Usually coloured light blue and having plates fixed giving max pressure (psig or bar), total volume, and age of tank. There is often a pressure gauge attached. | - | 1 | TRUE
212 | 201B03 | 3808 | 201B03 | Air | Receivers | 7 bar | 500 litres | 0.61 dam 1.52 ht | Air Receivers List of Accessories 2 (ii) storage cylinders and vessels, (v) tanks Used for the storage of air between a compressor and the use i.e.: to drive a machine or part of the process of producing goods. Often the shape of a cigar tube, which may be located adjacent to the compressor or some distance away. These items are made from thick steel and are heavy thus usually sitting on large reinforced concrete foundations. In a few cases the old Lancashire type boiler (with steam pipes removed) is used mainly in older works. Dial giving the pressure ( bar ) is attached and safe working pressure (SWP) is usually painted on the tank psig (more frequently BAR is used). Usually require regular statutory inspection as to their suitability to withstand the specified pressure. Some systems now LINE PACK which means there is no requirement for an air receiver as the pressure is contained in the pipes and the compressor maintains a constant pressure. This system although removing the requirement of the storage cylinder is not commonly found. | Considered Not Applicable at time of Publication | (BEAMS Note 1) The ERC for this item should be added to the total of the ERC of the other P&M items on the site and the Buildings ERC (where applicable) to enable the correct contract size adjustment to be made. ERC of P&M Items + ERC of Building Component’s = Total ERC (net figure rateable items only) to which contract size adjustment should be applied The 2023 Generic Contractors Test Spreadsheet has this facility built into the programme - it is recommended you undertake all contractors test valuations using this spreadsheet. (Details on the application of contract size adjustments can be found in the RCG 2023 Guidance notes). Where RV is calculated using the comparative method (rental method) the contract size adjustment should be made as follows: Select - SCAT code box ""P and M as an addition” within the 2023 Generic Contractors Test Spreadsheet facility. Or Where the spreadsheet is not used take the: Reciprocal of statutory de-capitalisation rate (i.e. 5% reciprocal = 20) multiply by rateable value of the buildings (before any overall end allowances are made and after making a notional deduction for the land value) and add to the ERC of P&M. Use resultant figure to calculate contract size adjustment. (Guidance Notes - Section 6) | - | Size does not matter as they are rated under List of accessories 2 ( ii) or (v) 1.Pressure ( bar ) 2.Dia. and ht. 3.Age. Record attached dials and concrete foundation if isolated base is provided. 1000 litres = 1 cubic metre volume= m3 or litres. | Class 1 List of Accessories 2 (ii) storage cylinder (Receiver) Class 1 List of Accessories 2 (v) tank (Receiver)Class 4 Table 4 - gas holders | When used for process - Class 2 proviso | Air Compressors, foundations, settings, dryers. Class 1 (List of Accessories) (iii) main supply pipe: (up to the point where the main supply ceases). | It is assumed that the item forms part of an average size industrial, commercial or office complex. Where it would be normal to find more than one item in such a hereditament the ERC stated has been adjusted to reflect any number / quantity, discount. These figures are NOT one off figures. | Assume painted finish, add 15% to cost for galvanised tanks. | Air Receivers Notes: Storage cylinder are made of pressure gauge steel which is heavy and thus the item is associated with extra foundation pad. Usually coloured light blue and having plates fixed giving max pressure (psig or bar), total volume, and age of tank. There is often a pressure gauge attached. | - | 20014 |  | Each | - | NA | NA | NA | 1465.5462 | Option 3 | 1973.6736 | 34.67% | 1165.0268 | 1037.8609 | -29.18% | -47.41% | 1037.8609 | -29.18% | Indexed | NA | VOA_GPN_GOV_UK\7246041 | 2019-08-30 | Low | Amber | Medium | Risk taken from previous CG | - | - | NA | SPONS M | NA | (BEAMS Note 1) The ERC for this item should be added to the total of the ERC of the other P&M items on the site and the Buildings ERC (where applicable) to enable the correct contract size adjustment to be made. ERC of P&M Items + ERC of Building Component’s = Total ERC (net figure rateable items only) to which contract size adjustment should be applied The 2021 Generic Contractors Test Spreadsheet has this facility built into the programme - it is recommended you undertake all contractors test valuations using this spreadsheet. (Details on the application of contract size adjustments can be found in the RCG 2021 Guidance notes). Where RV is calculated using the comparative method (rental method) the contract size adjustment should be made as follows: Select - SCAT code box "P and M as an addition” within the 2021 Generic Contractors Test Spreadsheet facility. Or Where the spreadsheet is not used take the: Reciprocal of statutory de-capitalisation rate (i.e. 5% reciprocal = 20) multiply by rateable value of the buildings (before any overall end allowances are made and after making a notional deduction for the land value) and add to the ERC of P&M. Use resultant figure to calculate contract size adjustment. (Guidance Notes - Section 6) | Air Receivers Notes: Storage cylinder are made of pressure gauge steel which is heavy and thus the item is associated with extra foundation pad. Usually coloured light blue and having plates fixed giving max pressure (psig or bar), total volume, and age of tank. There is often a pressure gauge attached. | - | 1 | TRUE
213 | 201B05 | 3810 | 201B05 | Air | Receivers | 7 bar | 875 litres | 0.76 dam 1.68 ht | Air Receivers List of Accessories 2 (ii) storage cylinders and vessels, (v) tanks Used for the storage of air between a compressor and the use i.e.: to drive a machine or part of the process of producing goods. Often the shape of a cigar tube, which may be located adjacent to the compressor or some distance away. These items are made from thick steel and are heavy thus usually sitting on large reinforced concrete foundations. In a few cases the old Lancashire type boiler (with steam pipes removed) is used mainly in older works. Dial giving the pressure ( bar ) is attached and safe working pressure (SWP) is usually painted on the tank psig (more frequently BAR is used). Usually require regular statutory inspection as to their suitability to withstand the specified pressure. Some systems now LINE PACK which means there is no requirement for an air receiver as the pressure is contained in the pipes and the compressor maintains a constant pressure. This system although removing the requirement of the storage cylinder is not commonly found. | Considered Not Applicable at time of Publication | (BEAMS Note 1) The ERC for this item should be added to the total of the ERC of the other P&M items on the site and the Buildings ERC (where applicable) to enable the correct contract size adjustment to be made. ERC of P&M Items + ERC of Building Component’s = Total ERC (net figure rateable items only) to which contract size adjustment should be applied The 2023 Generic Contractors Test Spreadsheet has this facility built into the programme - it is recommended you undertake all contractors test valuations using this spreadsheet. (Details on the application of contract size adjustments can be found in the RCG 2023 Guidance notes). Where RV is calculated using the comparative method (rental method) the contract size adjustment should be made as follows: Select - SCAT code box ""P and M as an addition” within the 2023 Generic Contractors Test Spreadsheet facility. Or Where the spreadsheet is not used take the: Reciprocal of statutory de-capitalisation rate (i.e. 5% reciprocal = 20) multiply by rateable value of the buildings (before any overall end allowances are made and after making a notional deduction for the land value) and add to the ERC of P&M. Use resultant figure to calculate contract size adjustment. (Guidance Notes - Section 6) | - | Size does not matter as they are rated under List of accessories 2 ( ii) or (v) 1.Pressure ( bar ) 2.Dia. and ht. 3.Age. Record attached dials and concrete foundation if isolated base is provided. 1000 litres = 1 cubic metre volume= m3 or litres. | Class 1 List of Accessories 2 (ii) storage cylinder (Receiver) Class 1 List of Accessories 2 (v) tank (Receiver)Class 4 Table 4 - gas holders | When used for process - Class 2 proviso | Air Compressors, foundations, settings, dryers. Class 1 (List of Accessories) (iii) main supply pipe: (up to the point where the main supply ceases). | It is assumed that the item forms part of an average size industrial, commercial or office complex. Where it would be normal to find more than one item in such a hereditament the ERC stated has been adjusted to reflect any number / quantity, discount. These figures are NOT one off figures. | Assume painted finish, add 15% to cost for galvanised tanks. | Air Receivers Notes: Storage cylinder are made of pressure gauge steel which is heavy and thus the item is associated with extra foundation pad. Usually coloured light blue and having plates fixed giving max pressure (psig or bar), total volume, and age of tank. There is often a pressure gauge attached. | - | 20014 |  | Each | - | NA | NA | NA | 2600.4509 | Option 3 | 3502.0671 | 34.67% | 1694.5844 | 1509.6159 | -41.95% | -56.89% | 1509.6159 | -41.95% | Indexed | NA | VOA_GPN_GOV_UK\7246041 | 2019-08-30 | Low | Amber | Medium | Risk taken from previous CG | - | - | NA | SPONS M | NA | (BEAMS Note 1) The ERC for this item should be added to the total of the ERC of the other P&M items on the site and the Buildings ERC (where applicable) to enable the correct contract size adjustment to be made. ERC of P&M Items + ERC of Building Component’s = Total ERC (net figure rateable items only) to which contract size adjustment should be applied The 2021 Generic Contractors Test Spreadsheet has this facility built into the programme - it is recommended you undertake all contractors test valuations using this spreadsheet. (Details on the application of contract size adjustments can be found in the RCG 2021 Guidance notes). Where RV is calculated using the comparative method (rental method) the contract size adjustment should be made as follows: Select - SCAT code box "P and M as an addition” within the 2021 Generic Contractors Test Spreadsheet facility. Or Where the spreadsheet is not used take the: Reciprocal of statutory de-capitalisation rate (i.e. 5% reciprocal = 20) multiply by rateable value of the buildings (before any overall end allowances are made and after making a notional deduction for the land value) and add to the ERC of P&M. Use resultant figure to calculate contract size adjustment. (Guidance Notes - Section 6) | Air Receivers Notes: Storage cylinder are made of pressure gauge steel which is heavy and thus the item is associated with extra foundation pad. Usually coloured light blue and having plates fixed giving max pressure (psig or bar), total volume, and age of tank. There is often a pressure gauge attached. | - | 1 | TRUE
214 | 201B07 | 3812 | 201B07 | Air | Receivers | 7 bar | 2000 litres | 1.076 dam 1.98 ht | Air Receivers List of Accessories 2 (ii) storage cylinders and vessels, (v) tanks Used for the storage of air between a compressor and the use i.e.: to drive a machine or part of the process of producing goods. Often the shape of a cigar tube, which may be located adjacent to the compressor or some distance away. These items are made from thick steel and are heavy thus usually sitting on large reinforced concrete foundations. In a few cases the old Lancashire type boiler (with steam pipes removed) is used mainly in older works. Dial giving the pressure ( bar ) is attached and safe working pressure (SWP) is usually painted on the tank psig (more frequently BAR is used). Usually require regular statutory inspection as to their suitability to withstand the specified pressure. Some systems now LINE PACK which means there is no requirement for an air receiver as the pressure is contained in the pipes and the compressor maintains a constant pressure. This system although removing the requirement of the storage cylinder is not commonly found. | Considered Not Applicable at time of Publication | (BEAMS Note 1) The ERC for this item should be added to the total of the ERC of the other P&M items on the site and the Buildings ERC (where applicable) to enable the correct contract size adjustment to be made. ERC of P&M Items + ERC of Building Component’s = Total ERC (net figure rateable items only) to which contract size adjustment should be applied The 2023 Generic Contractors Test Spreadsheet has this facility built into the programme - it is recommended you undertake all contractors test valuations using this spreadsheet. (Details on the application of contract size adjustments can be found in the RCG 2023 Guidance notes). Where RV is calculated using the comparative method (rental method) the contract size adjustment should be made as follows: Select - SCAT code box ""P and M as an addition” within the 2023 Generic Contractors Test Spreadsheet facility. Or Where the spreadsheet is not used take the: Reciprocal of statutory de-capitalisation rate (i.e. 5% reciprocal = 20) multiply by rateable value of the buildings (before any overall end allowances are made and after making a notional deduction for the land value) and add to the ERC of P&M. Use resultant figure to calculate contract size adjustment. (Guidance Notes - Section 6) | - | Size does not matter as they are rated under List of accessories 2 ( ii) or (v) 1.Pressure ( bar ) 2.Dia. and ht. 3.Age. Record attached dials and concrete foundation if isolated base is provided. 1000 litres = 1 cubic metre volume= m3 or litres. | Class 1 List of Accessories 2 (ii) storage cylinder (Receiver) Class 1 List of Accessories 2 (v) tank (Receiver)Class 4 Table 4 - gas holders | When used for process - Class 2 proviso | Air Compressors, foundations, settings, dryers. Class 1 (List of Accessories) (iii) main supply pipe: (up to the point where the main supply ceases). | It is assumed that the item forms part of an average size industrial, commercial or office complex. Where it would be normal to find more than one item in such a hereditament the ERC stated has been adjusted to reflect any number / quantity, discount. These figures are NOT one off figures. | Assume painted finish, add 15% to cost for galvanised tanks. | Air Receivers Notes: Storage cylinder are made of pressure gauge steel which is heavy and thus the item is associated with extra foundation pad. Usually coloured light blue and having plates fixed giving max pressure (psig or bar), total volume, and age of tank. There is often a pressure gauge attached. | - | 20014 |  | Each | - | NA | NA | NA | 4065.9971 | Option 3 | 5475.7407 | 34.67% | 2753.6996 | 2453.1258 | -39.67% | -55.2% | 2453.1258 | -39.67% | Indexed | NA | VOA_GPN_GOV_UK\7246041 | 2019-08-30 | Low | Amber | Medium | Risk taken from previous CG | - | - | NA | SPONS M | NA | (BEAMS Note 1) The ERC for this item should be added to the total of the ERC of the other P&M items on the site and the Buildings ERC (where applicable) to enable the correct contract size adjustment to be made. ERC of P&M Items + ERC of Building Component’s = Total ERC (net figure rateable items only) to which contract size adjustment should be applied The 2021 Generic Contractors Test Spreadsheet has this facility built into the programme - it is recommended you undertake all contractors test valuations using this spreadsheet. (Details on the application of contract size adjustments can be found in the RCG 2021 Guidance notes). Where RV is calculated using the comparative method (rental method) the contract size adjustment should be made as follows: Select - SCAT code box "P and M as an addition” within the 2021 Generic Contractors Test Spreadsheet facility. Or Where the spreadsheet is not used take the: Reciprocal of statutory de-capitalisation rate (i.e. 5% reciprocal = 20) multiply by rateable value of the buildings (before any overall end allowances are made and after making a notional deduction for the land value) and add to the ERC of P&M. Use resultant figure to calculate contract size adjustment. (Guidance Notes - Section 6) | Air Receivers Notes: Storage cylinder are made of pressure gauge steel which is heavy and thus the item is associated with extra foundation pad. Usually coloured light blue and having plates fixed giving max pressure (psig or bar), total volume, and age of tank. There is often a pressure gauge attached. | - | 1 | TRUE
215 | 201B09 | 3814 | 201B09 | Air | Receivers | 7 bar | 3880 litres | 1.219 dam 3.00 ht | Air Receivers List of Accessories 2 (ii) storage cylinders and vessels, (v) tanks Used for the storage of air between a compressor and the use i.e.: to drive a machine or part of the process of producing goods. Often the shape of a cigar tube, which may be located adjacent to the compressor or some distance away. These items are made from thick steel and are heavy thus usually sitting on large reinforced concrete foundations. In a few cases the old Lancashire type boiler (with steam pipes removed) is used mainly in older works. Dial giving the pressure ( bar ) is attached and safe working pressure (SWP) is usually painted on the tank psig (more frequently BAR is used). Usually require regular statutory inspection as to their suitability to withstand the specified pressure. Some systems now LINE PACK which means there is no requirement for an air receiver as the pressure is contained in the pipes and the compressor maintains a constant pressure. This system although removing the requirement of the storage cylinder is not commonly found. | Considered Not Applicable at time of Publication | (BEAMS Note 1) The ERC for this item should be added to the total of the ERC of the other P&M items on the site and the Buildings ERC (where applicable) to enable the correct contract size adjustment to be made. ERC of P&M Items + ERC of Building Component’s = Total ERC (net figure rateable items only) to which contract size adjustment should be applied The 2023 Generic Contractors Test Spreadsheet has this facility built into the programme - it is recommended you undertake all contractors test valuations using this spreadsheet. (Details on the application of contract size adjustments can be found in the RCG 2023 Guidance notes). Where RV is calculated using the comparative method (rental method) the contract size adjustment should be made as follows: Select - SCAT code box ""P and M as an addition” within the 2023 Generic Contractors Test Spreadsheet facility. Or Where the spreadsheet is not used take the: Reciprocal of statutory de-capitalisation rate (i.e. 5% reciprocal = 20) multiply by rateable value of the buildings (before any overall end allowances are made and after making a notional deduction for the land value) and add to the ERC of P&M. Use resultant figure to calculate contract size adjustment. (Guidance Notes - Section 6) | - | Size does not matter as they are rated under List of accessories 2 ( ii) or (v) 1.Pressure ( bar ) 2.Dia. and ht. 3.Age. Record attached dials and concrete foundation if isolated base is provided. 1000 litres = 1 cubic metre volume= m3 or litres. | Class 1 List of Accessories 2 (ii) storage cylinder (Receiver) Class 1 List of Accessories 2 (v) tank (Receiver)Class 4 Table 4 - gas holders | When used for process - Class 2 proviso | Air Compressors, foundations, settings, dryers. Class 1 (List of Accessories) (iii) main supply pipe: (up to the point where the main supply ceases). | It is assumed that the item forms part of an average size industrial, commercial or office complex. Where it would be normal to find more than one item in such a hereditament the ERC stated has been adjusted to reflect any number / quantity, discount. These figures are NOT one off figures. | Assume painted finish, add 15% to cost for galvanised tanks. | Air Receivers Notes: Storage cylinder are made of pressure gauge steel which is heavy and thus the item is associated with extra foundation pad. Usually coloured light blue and having plates fixed giving max pressure (psig or bar), total volume, and age of tank. There is often a pressure gauge attached. | - | 20014 |  | Each | - | NA | NA | NA | 5656.651 | Option 3 | 7617.8985 | 34.67% | 4448.284 | 3962.7417 | -29.95% | -47.98% | 3962.7417 | -29.95% | Indexed | NA | VOA_GPN_GOV_UK\7246041 | 2019-08-30 | Low | Amber | Medium | Risk taken from previous CG | - | - | NA | SPONS M | NA | (BEAMS Note 1) The ERC for this item should be added to the total of the ERC of the other P&M items on the site and the Buildings ERC (where applicable) to enable the correct contract size adjustment to be made. ERC of P&M Items + ERC of Building Component’s = Total ERC (net figure rateable items only) to which contract size adjustment should be applied The 2021 Generic Contractors Test Spreadsheet has this facility built into the programme - it is recommended you undertake all contractors test valuations using this spreadsheet. (Details on the application of contract size adjustments can be found in the RCG 2021 Guidance notes). Where RV is calculated using the comparative method (rental method) the contract size adjustment should be made as follows: Select - SCAT code box "P and M as an addition” within the 2021 Generic Contractors Test Spreadsheet facility. Or Where the spreadsheet is not used take the: Reciprocal of statutory de-capitalisation rate (i.e. 5% reciprocal = 20) multiply by rateable value of the buildings (before any overall end allowances are made and after making a notional deduction for the land value) and add to the ERC of P&M. Use resultant figure to calculate contract size adjustment. (Guidance Notes - Section 6) | Air Receivers Notes: Storage cylinder are made of pressure gauge steel which is heavy and thus the item is associated with extra foundation pad. Usually coloured light blue and having plates fixed giving max pressure (psig or bar), total volume, and age of tank. There is often a pressure gauge attached. | - | 1 | TRUE
216 | 201B11 | 3907 | 201B11 | Air | Receivers | 7 bar | 5650 litres | 1.332 dam 3.50 ht | Air Receivers List of Accessories 2 (ii) storage cylinders and vessels, (v) tanks Used for the storage of air between a compressor and the use i.e.: to drive a machine or part of the process of producing goods. Often the shape of a cigar tube, which may be located adjacent to the compressor or some distance away. These items are made from thick steel and are heavy thus usually sitting on large reinforced concrete foundations. In a few cases the old Lancashire type boiler (with steam pipes removed) is used mainly in older works. Dial giving the pressure ( bar ) is attached and safe working pressure (SWP) is usually painted on the tank psig (more frequently BAR is used). Usually require regular statutory inspection as to their suitability to withstand the specified pressure. Some systems now LINE PACK which means there is no requirement for an air receiver as the pressure is contained in the pipes and the compressor maintains a constant pressure. This system although removing the requirement of the storage cylinder is not commonly found. | Considered Not Applicable at time of Publication | (BEAMS Note 1) The ERC for this item should be added to the total of the ERC of the other P&M items on the site and the Buildings ERC (where applicable) to enable the correct contract size adjustment to be made. ERC of P&M Items + ERC of Building Component’s = Total ERC (net figure rateable items only) to which contract size adjustment should be applied The 2023 Generic Contractors Test Spreadsheet has this facility built into the programme - it is recommended you undertake all contractors test valuations using this spreadsheet. (Details on the application of contract size adjustments can be found in the RCG 2023 Guidance notes). Where RV is calculated using the comparative method (rental method) the contract size adjustment should be made as follows: Select - SCAT code box ""P and M as an addition” within the 2023 Generic Contractors Test Spreadsheet facility. Or Where the spreadsheet is not used take the: Reciprocal of statutory de-capitalisation rate (i.e. 5% reciprocal = 20) multiply by rateable value of the buildings (before any overall end allowances are made and after making a notional deduction for the land value) and add to the ERC of P&M. Use resultant figure to calculate contract size adjustment. (Guidance Notes - Section 6) | - | Size does not matter as they are rated under List of accessories 2 ( ii) or (v) 1.Pressure ( bar ) 2.Dia. and ht. 3.Age. Record attached dials and concrete foundation if isolated base is provided. 1000 litres = 1 cubic metre volume= m3 or litres. | Class 1 List of Accessories 2 (ii) storage cylinder (Receiver) Class 1 List of Accessories 2 (v) tank (Receiver)Class 4 Table 4 - gas holders | When used for process - Class 2 proviso | Air Compressors, foundations, settings, dryers. Class 1 (List of Accessories) (iii) main supply pipe: (up to the point where the main supply ceases). | It is assumed that the item forms part of an average size industrial, commercial or office complex. Where it would be normal to find more than one item in such a hereditament the ERC stated has been adjusted to reflect any number / quantity, discount. These figures are NOT one off figures. | Assume painted finish, add 15% to cost for galvanised tanks. | Air Receivers Notes: Storage cylinder are made of pressure gauge steel which is heavy and thus the item is associated with extra foundation pad. Usually coloured light blue and having plates fixed giving max pressure (psig or bar), total volume, and age of tank. There is often a pressure gauge attached. | - | 20014 |  | Each | - | NA | NA | NA | 9383.0703 | Option 3 | 12636.3246 | 34.67% | 7678.5855 | 6840.447 | -27.1% | -45.87% | 6840.447 | -27.1% | Indexed | NA | VOA_GPN_GOV_UK\7246041 | 2019-08-30 | Low | Amber | Medium | Risk taken from previous CG | - | - | NA | SPONS M | NA | (BEAMS Note 1) The ERC for this item should be added to the total of the ERC of the other P&M items on the site and the Buildings ERC (where applicable) to enable the correct contract size adjustment to be made. ERC of P&M Items + ERC of Building Component’s = Total ERC (net figure rateable items only) to which contract size adjustment should be applied The 2021 Generic Contractors Test Spreadsheet has this facility built into the programme - it is recommended you undertake all contractors test valuations using this spreadsheet. (Details on the application of contract size adjustments can be found in the RCG 2021 Guidance notes). Where RV is calculated using the comparative method (rental method) the contract size adjustment should be made as follows: Select - SCAT code box "P and M as an addition” within the 2021 Generic Contractors Test Spreadsheet facility. Or Where the spreadsheet is not used take the: Reciprocal of statutory de-capitalisation rate (i.e. 5% reciprocal = 20) multiply by rateable value of the buildings (before any overall end allowances are made and after making a notional deduction for the land value) and add to the ERC of P&M. Use resultant figure to calculate contract size adjustment. (Guidance Notes - Section 6) | Air Receivers Notes: Storage cylinder are made of pressure gauge steel which is heavy and thus the item is associated with extra foundation pad. Usually coloured light blue and having plates fixed giving max pressure (psig or bar), total volume, and age of tank. There is often a pressure gauge attached. | - | 1 | TRUE
217 | 201B13 | 3817 | 201B13 | Air | Receivers | 7 bar | 9600 litres | 1.676 dam 4.00 ht | Air Receivers List of Accessories 2 (ii) storage cylinders and vessels, (v) tanks Used for the storage of air between a compressor and the use i.e.: to drive a machine or part of the process of producing goods. Often the shape of a cigar tube, which may be located adjacent to the compressor or some distance away. These items are made from thick steel and are heavy thus usually sitting on large reinforced concrete foundations. In a few cases the old Lancashire type boiler (with steam pipes removed) is used mainly in older works. Dial giving the pressure ( bar ) is attached and safe working pressure (SWP) is usually painted on the tank psig (more frequently BAR is used). Usually require regular statutory inspection as to their suitability to withstand the specified pressure. Some systems now LINE PACK which means there is no requirement for an air receiver as the pressure is contained in the pipes and the compressor maintains a constant pressure. This system although removing the requirement of the storage cylinder is not commonly found. | Considered Not Applicable at time of Publication | (BEAMS Note 1) The ERC for this item should be added to the total of the ERC of the other P&M items on the site and the Buildings ERC (where applicable) to enable the correct contract size adjustment to be made. ERC of P&M Items + ERC of Building Component’s = Total ERC (net figure rateable items only) to which contract size adjustment should be applied The 2023 Generic Contractors Test Spreadsheet has this facility built into the programme - it is recommended you undertake all contractors test valuations using this spreadsheet. (Details on the application of contract size adjustments can be found in the RCG 2023 Guidance notes). Where RV is calculated using the comparative method (rental method) the contract size adjustment should be made as follows: Select - SCAT code box ""P and M as an addition” within the 2023 Generic Contractors Test Spreadsheet facility. Or Where the spreadsheet is not used take the: Reciprocal of statutory de-capitalisation rate (i.e. 5% reciprocal = 20) multiply by rateable value of the buildings (before any overall end allowances are made and after making a notional deduction for the land value) and add to the ERC of P&M. Use resultant figure to calculate contract size adjustment. (Guidance Notes - Section 6) | - | Size does not matter as they are rated under List of accessories 2 ( ii) or (v) 1.Pressure ( bar ) 2.Dia. and ht. 3.Age. Record attached dials and concrete foundation if isolated base is provided. 1000 litres = 1 cubic metre volume= m3 or litres. | Class 1 List of Accessories 2 (ii) storage cylinder (Receiver) Class 1 List of Accessories 2 (v) tank (Receiver)Class 4 Table 4 - gas holders | When used for process - Class 2 proviso | Air Compressors, foundations, settings, dryers. Class 1 (List of Accessories) (iii) main supply pipe: (up to the point where the main supply ceases). | It is assumed that the item forms part of an average size industrial, commercial or office complex. Where it would be normal to find more than one item in such a hereditament the ERC stated has been adjusted to reflect any number / quantity, discount. These figures are NOT one off figures. | Assume painted finish, add 15% to cost for galvanised tanks. | Air Receivers Notes: Storage cylinder are made of pressure gauge steel which is heavy and thus the item is associated with extra foundation pad. Usually coloured light blue and having plates fixed giving max pressure (psig or bar), total volume, and age of tank. There is often a pressure gauge attached. | - | 20014 |  | Each | - | NA | NA | NA | 11617.1347 | Option 3 | 15644.9733 | 34.67% | 8658.2671 | 7713.1937 | -33.61% | -50.7% | 7713.1937 | -33.61% | Indexed | NA | VOA_GPN_GOV_UK\7246041 | 2019-08-30 | Low | Amber | Medium | Risk taken from previous CG | - | - | NA | SPONS M | NA | (BEAMS Note 1) The ERC for this item should be added to the total of the ERC of the other P&M items on the site and the Buildings ERC (where applicable) to enable the correct contract size adjustment to be made. ERC of P&M Items + ERC of Building Component’s = Total ERC (net figure rateable items only) to which contract size adjustment should be applied The 2021 Generic Contractors Test Spreadsheet has this facility built into the programme - it is recommended you undertake all contractors test valuations using this spreadsheet. (Details on the application of contract size adjustments can be found in the RCG 2021 Guidance notes). Where RV is calculated using the comparative method (rental method) the contract size adjustment should be made as follows: Select - SCAT code box "P and M as an addition” within the 2021 Generic Contractors Test Spreadsheet facility. Or Where the spreadsheet is not used take the: Reciprocal of statutory de-capitalisation rate (i.e. 5% reciprocal = 20) multiply by rateable value of the buildings (before any overall end allowances are made and after making a notional deduction for the land value) and add to the ERC of P&M. Use resultant figure to calculate contract size adjustment. (Guidance Notes - Section 6) | Air Receivers Notes: Storage cylinder are made of pressure gauge steel which is heavy and thus the item is associated with extra foundation pad. Usually coloured light blue and having plates fixed giving max pressure (psig or bar), total volume, and age of tank. There is often a pressure gauge attached. | - | 1 | TRUE
218 | 201B15 | 3819 | 201B15 | Air | Receivers | 7 bar | 16670 litres | 1.83 dam 6.00 ht | Air Receivers List of Accessories 2 (ii) storage cylinders and vessels, (v) tanks Used for the storage of air between a compressor and the use i.e.: to drive a machine or part of the process of producing goods. Often the shape of a cigar tube, which may be located adjacent to the compressor or some distance away. These items are made from thick steel and are heavy thus usually sitting on large reinforced concrete foundations. In a few cases the old Lancashire type boiler (with steam pipes removed) is used mainly in older works. Dial giving the pressure ( bar ) is attached and safe working pressure (SWP) is usually painted on the tank psig (more frequently BAR is used). Usually require regular statutory inspection as to their suitability to withstand the specified pressure. Some systems now LINE PACK which means there is no requirement for an air receiver as the pressure is contained in the pipes and the compressor maintains a constant pressure. This system although removing the requirement of the storage cylinder is not commonly found. | Considered Not Applicable at time of Publication | (BEAMS Note 1) The ERC for this item should be added to the total of the ERC of the other P&M items on the site and the Buildings ERC (where applicable) to enable the correct contract size adjustment to be made. ERC of P&M Items + ERC of Building Component’s = Total ERC (net figure rateable items only) to which contract size adjustment should be applied The 2023 Generic Contractors Test Spreadsheet has this facility built into the programme - it is recommended you undertake all contractors test valuations using this spreadsheet. (Details on the application of contract size adjustments can be found in the RCG 2023 Guidance notes). Where RV is calculated using the comparative method (rental method) the contract size adjustment should be made as follows: Select - SCAT code box ""P and M as an addition” within the 2023 Generic Contractors Test Spreadsheet facility. Or Where the spreadsheet is not used take the: Reciprocal of statutory de-capitalisation rate (i.e. 5% reciprocal = 20) multiply by rateable value of the buildings (before any overall end allowances are made and after making a notional deduction for the land value) and add to the ERC of P&M. Use resultant figure to calculate contract size adjustment. (Guidance Notes - Section 6) | - | Size does not matter as they are rated under List of accessories 2 ( ii) or (v) 1.Pressure ( bar ) 2.Dia. and ht. 3.Age. Record attached dials and concrete foundation if isolated base is provided. 1000 litres = 1 cubic metre volume= m3 or litres. | Class 1 List of Accessories 2 (ii) storage cylinder (Receiver) Class 1 List of Accessories 2 (v) tank (Receiver)Class 4 Table 4 - gas holders | When used for process - Class 2 proviso | Air Compressors, foundations, settings, dryers. Class 1 (List of Accessories) (iii) main supply pipe: (up to the point where the main supply ceases). | It is assumed that the item forms part of an average size industrial, commercial or office complex. Where it would be normal to find more than one item in such a hereditament the ERC stated has been adjusted to reflect any number / quantity, discount. These figures are NOT one off figures. | Assume painted finish, add 15% to cost for galvanised tanks. | Air Receivers Notes: Storage cylinder are made of pressure gauge steel which is heavy and thus the item is associated with extra foundation pad. Usually coloured light blue and having plates fixed giving max pressure (psig or bar), total volume, and age of tank. There is often a pressure gauge attached. | - | 20014 |  | Each | - | NA | NA | NA | 28756.8764 | Option 3 | 38727.3263 | 34.67% | 21394.1279 | 19058.9005 | -33.72% | -50.79% | 19058.9005 | -33.72% | Indexed | NA | VOA_GPN_GOV_UK\7246041 | 2019-08-30 | Low | Amber | Medium | Risk taken from previous CG | - | - | NA | SPONS M | NA | (BEAMS Note 1) The ERC for this item should be added to the total of the ERC of the other P&M items on the site and the Buildings ERC (where applicable) to enable the correct contract size adjustment to be made. ERC of P&M Items + ERC of Building Component’s = Total ERC (net figure rateable items only) to which contract size adjustment should be applied The 2021 Generic Contractors Test Spreadsheet has this facility built into the programme - it is recommended you undertake all contractors test valuations using this spreadsheet. (Details on the application of contract size adjustments can be found in the RCG 2021 Guidance notes). Where RV is calculated using the comparative method (rental method) the contract size adjustment should be made as follows: Select - SCAT code box "P and M as an addition” within the 2021 Generic Contractors Test Spreadsheet facility. Or Where the spreadsheet is not used take the: Reciprocal of statutory de-capitalisation rate (i.e. 5% reciprocal = 20) multiply by rateable value of the buildings (before any overall end allowances are made and after making a notional deduction for the land value) and add to the ERC of P&M. Use resultant figure to calculate contract size adjustment. (Guidance Notes - Section 6) | Air Receivers Notes: Storage cylinder are made of pressure gauge steel which is heavy and thus the item is associated with extra foundation pad. Usually coloured light blue and having plates fixed giving max pressure (psig or bar), total volume, and age of tank. There is often a pressure gauge attached. | - | 1 | TRUE
219 | 201B17 | 3821 | 201B17 | Air | Receivers | 7 bar | 26000 litres | 2.29 dam 6.00 ht | Air Receivers List of Accessories 2 (ii) storage cylinders and vessels, (v) tanks Used for the storage of air between a compressor and the use i.e.: to drive a machine or part of the process of producing goods. Often the shape of a cigar tube, which may be located adjacent to the compressor or some distance away. These items are made from thick steel and are heavy thus usually sitting on large reinforced concrete foundations. In a few cases the old Lancashire type boiler (with steam pipes removed) is used mainly in older works. Dial giving the pressure ( bar ) is attached and safe working pressure (SWP) is usually painted on the tank psig (more frequently BAR is used). Usually require regular statutory inspection as to their suitability to withstand the specified pressure. Some systems now LINE PACK which means there is no requirement for an air receiver as the pressure is contained in the pipes and the compressor maintains a constant pressure. This system although removing the requirement of the storage cylinder is not commonly found. | Considered Not Applicable at time of Publication | (BEAMS Note 1) The ERC for this item should be added to the total of the ERC of the other P&M items on the site and the Buildings ERC (where applicable) to enable the correct contract size adjustment to be made. ERC of P&M Items + ERC of Building Component’s = Total ERC (net figure rateable items only) to which contract size adjustment should be applied The 2023 Generic Contractors Test Spreadsheet has this facility built into the programme - it is recommended you undertake all contractors test valuations using this spreadsheet. (Details on the application of contract size adjustments can be found in the RCG 2023 Guidance notes). Where RV is calculated using the comparative method (rental method) the contract size adjustment should be made as follows: Select - SCAT code box ""P and M as an addition” within the 2023 Generic Contractors Test Spreadsheet facility. Or Where the spreadsheet is not used take the: Reciprocal of statutory de-capitalisation rate (i.e. 5% reciprocal = 20) multiply by rateable value of the buildings (before any overall end allowances are made and after making a notional deduction for the land value) and add to the ERC of P&M. Use resultant figure to calculate contract size adjustment. (Guidance Notes - Section 6) | - | Size does not matter as they are rated under List of accessories 2 ( ii) or (v) 1.Pressure ( bar ) 2.Dia. and ht. 3.Age. Record attached dials and concrete foundation if isolated base is provided. 1000 litres = 1 cubic metre volume= m3 or litres. | Class 1 List of Accessories 2 (ii) storage cylinder (Receiver) Class 1 List of Accessories 2 (v) tank (Receiver)Class 4 Table 4 - gas holders | When used for process - Class 2 proviso | Air Compressors, foundations, settings, dryers. Class 1 (List of Accessories) (iii) main supply pipe: (up to the point where the main supply ceases). | It is assumed that the item forms part of an average size industrial, commercial or office complex. Where it would be normal to find more than one item in such a hereditament the ERC stated has been adjusted to reflect any number / quantity, discount. These figures are NOT one off figures. | Assume painted finish, add 15% to cost for galvanised tanks. | Air Receivers Notes: Storage cylinder are made of pressure gauge steel which is heavy and thus the item is associated with extra foundation pad. Usually coloured light blue and having plates fixed giving max pressure (psig or bar), total volume, and age of tank. There is often a pressure gauge attached. | - | 20014 |  | Each | - | NA | NA | NA | 38872.7198 | Option 3 | 52350.4876 | 34.67% | 28860.8904 | 25710.6455 | -33.86% | -50.89% | 25710.6455 | -33.86% | Indexed | NA | VOA_GPN_GOV_UK\7246041 | 2019-08-30 | Low | Amber | Medium | Risk taken from previous CG | - | - | NA | SPONS M | NA | (BEAMS Note 1) The ERC for this item should be added to the total of the ERC of the other P&M items on the site and the Buildings ERC (where applicable) to enable the correct contract size adjustment to be made. ERC of P&M Items + ERC of Building Component’s = Total ERC (net figure rateable items only) to which contract size adjustment should be applied The 2021 Generic Contractors Test Spreadsheet has this facility built into the programme - it is recommended you undertake all contractors test valuations using this spreadsheet. (Details on the application of contract size adjustments can be found in the RCG 2021 Guidance notes). Where RV is calculated using the comparative method (rental method) the contract size adjustment should be made as follows: Select - SCAT code box "P and M as an addition” within the 2021 Generic Contractors Test Spreadsheet facility. Or Where the spreadsheet is not used take the: Reciprocal of statutory de-capitalisation rate (i.e. 5% reciprocal = 20) multiply by rateable value of the buildings (before any overall end allowances are made and after making a notional deduction for the land value) and add to the ERC of P&M. Use resultant figure to calculate contract size adjustment. (Guidance Notes - Section 6) | Air Receivers Notes: Storage cylinder are made of pressure gauge steel which is heavy and thus the item is associated with extra foundation pad. Usually coloured light blue and having plates fixed giving max pressure (psig or bar), total volume, and age of tank. There is often a pressure gauge attached. | - | 1 | TRUE
220 | 217A07 | 7217 | 217A07 | Air Conditioning | Cassettes | Cooling and heating | 13.7kw Cooling and 15.5kw heating | No Fresh Air Provision | Indoor unit (Evaporator) and out door unit (condenser) considered as one system. Indoor unit can be ceiling mounted or wall hung with local / wall hung controller. Out door unit to be wall hung or floor/roof mounted with inter connecting refrigerant piping and electrical cabling with local isolator. Indoor unit to have pumped or gravity flow condensate water connected to a drain or wall discharge. . | Considered Not Applicable at time of Publication | (BEAMS Note 1) The ERC for this item should be added to the total of the ERC of the other P&M items on the site and the Buildings ERC (where applicable) to enable the correct contract size adjustment to be made. ERC of P&M Items + ERC of Building Component’s = Total ERC (net figure rateable items only) to which contract size adjustment should be applied The 2023 Generic Contractors Test Spreadsheet has this facility built into the programme - it is recommended you undertake all contractors test valuations using this spreadsheet. (Details on the application of contract size adjustments can be found in the RCG 2023 Guidance notes). Where RV is calculated using the comparative method (rental method) the contract size adjustment should be made as follows: Select - SCAT code box ""P and M as an addition” within the 2023 Generic Contractors Test Spreadsheet facility. Or Where the spreadsheet is not used take the: Reciprocal of statutory de-capitalisation rate (i.e. 5% reciprocal = 20) multiply by rateable value of the buildings (before any overall end allowances are made and after making a notional deduction for the land value) and add to the ERC of P&M. Use resultant figure to calculate contract size adjustment. (Guidance Notes - Section 6) | Cost includes the indoor unit, outdoor unit, all pipes, wiring and controller. | Record the number of indoor/outdoor units, capacity (from name plate) and locations. Typical area cover to be approximately 50 sq.m but make a record on actual area coverage on site. | class 2 table 2(b) with accessories listed. | n/a | Other services like Fans, AHU, cabling, piping. | varies | Ceiling or wall hung indoor unit. Wall, roof or floor mounted external unit. | photo1=wall mounted unit. Photo2=ceiling cassette. Photo3=external unit/condenser, wall hung. | 3 photos attached | 10017 |  | Each | Each unit has label with cooling capacity rating in KW | Please Select | - | - | 8757.5323 | Option 2 | 11793.903 | 34.67% | 5585 | 4975.382 | -43.19% | -57.81% | 4975.382 | -43.19% | P&M | N Rajapakse | VOA_GPN_GOV_UK\7219047 | 2020-04-17 | Low | Amber | Please Select | n/a | - | - | NA | SPONS M | 1.471 | (BEAMS Note 1) The ERC for this item should be added to the total of the ERC of the other P&M items on the site and the Buildings ERC (where applicable) to enable the correct contract size adjustment to be made. ERC of P&M Items + ERC of Building Component’s = Total ERC (net figure rateable items only) to which contract size adjustment should be applied The 2021 Generic Contractors Test Spreadsheet has this facility built into the programme - it is recommended you undertake all contractors test valuations using this spreadsheet. (Details on the application of contract size adjustments can be found in the RCG 2021 Guidance notes). Where RV is calculated using the comparative method (rental method) the contract size adjustment should be made as follows: Select - SCAT code box "P and M as an addition” within the 2021 Generic Contractors Test Spreadsheet facility. Or Where the spreadsheet is not used take the: Reciprocal of statutory de-capitalisation rate (i.e. 5% reciprocal = 20) multiply by rateable value of the buildings (before any overall end allowances are made and after making a notional deduction for the land value) and add to the ERC of P&M. Use resultant figure to calculate contract size adjustment. (Guidance Notes - Section 6) | photo1=wall mounted unit. Photo2=ceiling cassette. Photo3=external unit/condenser, wall hung. | 3 photos attached | 1 | TRUE
221 | 217A09 | 7219 | 217A09 | Air Conditioning | Cassettes | Cooling and heating | 21.7kw (2 no smaller systems costed to provide the required duty as 25KW systems unavailable ) | No Fresh Air Provision | Indoor unit (Evaporator) and out door unit (condenser) considered as one system. Indoor unit can be ceiling mounted or wall hung with local / wall hung controller. Out door unit to be wall hung or floor/roof mounted with inter connecting refrigerant piping and electrical cabling with local isolator. Indoor unit to have pumped or gravity flow condensate water connected to a drain or wall discharge | Considered Not Applicable at time of Publication | (BEAMS Note 1) The ERC for this item should be added to the total of the ERC of the other P&M items on the site and the Buildings ERC (where applicable) to enable the correct contract size adjustment to be made. ERC of P&M Items + ERC of Building Component’s = Total ERC (net figure rateable items only) to which contract size adjustment should be applied The 2023 Generic Contractors Test Spreadsheet has this facility built into the programme - it is recommended you undertake all contractors test valuations using this spreadsheet. (Details on the application of contract size adjustments can be found in the RCG 2023 Guidance notes). Where RV is calculated using the comparative method (rental method) the contract size adjustment should be made as follows: Select - SCAT code box ""P and M as an addition” within the 2023 Generic Contractors Test Spreadsheet facility. Or Where the spreadsheet is not used take the: Reciprocal of statutory de-capitalisation rate (i.e. 5% reciprocal = 20) multiply by rateable value of the buildings (before any overall end allowances are made and after making a notional deduction for the land value) and add to the ERC of P&M. Use resultant figure to calculate contract size adjustment. (Guidance Notes - Section 6) | Cost includes the indoor unit, outdoor unit, all pipes, wiring and controller. | Record the number of indoor/outdoor units, capacity (from name plate) and locations. Typical area cover to be approximately 50 sq. m but make a record on actual area coverage on site. | class 2 table 2(b) with accessories listed. | n/a | Other services like Fans, AHU, cabling, piping. | varies | Ceiling or wall hung indoor unit. Wall, roof or floor mounted external unit. | photo1=wall mounted unit. Photo2=ceiling cassette. Photo3=external unit/condenser, wall hung. | 3 photos attached. | 10017 |  | Each | Each unit has label with cooling capacity rating in KW | Please Select | - | - | 10946.9154 | Option 2 | 14742.3787 | 34.67% | 14982 | 13346.6739 | 21.92% | -9.467% | 13346.6739 | 21.92% | P&M | N Rajapakse | VOA_GPN_GOV_UK\7219047 | 2020-05-14 | Low | Amber | Please Select | The 25KW cassettes are no longer manufactured as one system. Therefore, two systems have been costed to give total KW rating. | - | - | NA | SPONS M | 1.471 | (BEAMS Note 1) The ERC for this item should be added to the total of the ERC of the other P&M items on the site and the Buildings ERC (where applicable) to enable the correct contract size adjustment to be made. ERC of P&M Items + ERC of Building Component’s = Total ERC (net figure rateable items only) to which contract size adjustment should be applied The 2021 Generic Contractors Test Spreadsheet has this facility built into the programme - it is recommended you undertake all contractors test valuations using this spreadsheet. (Details on the application of contract size adjustments can be found in the RCG 2021 Guidance notes). Where RV is calculated using the comparative method (rental method) the contract size adjustment should be made as follows: Select - SCAT code box "P and M as an addition” within the 2021 Generic Contractors Test Spreadsheet facility. Or Where the spreadsheet is not used take the: Reciprocal of statutory de-capitalisation rate (i.e. 5% reciprocal = 20) multiply by rateable value of the buildings (before any overall end allowances are made and after making a notional deduction for the land value) and add to the ERC of P&M. Use resultant figure to calculate contract size adjustment. (Guidance Notes - Section 6) | photo1=wall mounted unit. Photo2=ceiling cassette. Photo3=external unit/condenser, wall hung. | 3 photos attached. | 1 | TRUE
222 | 217A12 | 9062 | 217A12 | Air Conditioning | Cassettes | Cooling and heating | 13.7kw Cooling and 15.5kw Heating | With Fresh Air Provision | Indoor unit (Evaporator) and out door unit (condenser) considered as one system. Indoor unit is ceiling mounted with local / wall hung controller. Out door unit to be wall hung or floor/roof mounted with inter connecting refrigerant piping and electrical cabling from local isolator. Indoor unit to have pumped or gravity flow condensate water connected to a drain or wall discharge. | Considered Not Applicable at time of Publication | (BEAMS Note 1) The ERC for this item should be added to the total of the ERC of the other P&M items on the site and the Buildings ERC (where applicable) to enable the correct contract size adjustment to be made. ERC of P&M Items + ERC of Building Component’s = Total ERC (net figure rateable items only) to which contract size adjustment should be applied The 2023 Generic Contractors Test Spreadsheet has this facility built into the programme - it is recommended you undertake all contractors test valuations using this spreadsheet. (Details on the application of contract size adjustments can be found in the RCG 2023 Guidance notes). Where RV is calculated using the comparative method (rental method) the contract size adjustment should be made as follows: Select - SCAT code box ""P and M as an addition” within the 2023 Generic Contractors Test Spreadsheet facility. Or Where the spreadsheet is not used take the: Reciprocal of statutory de-capitalisation rate (i.e. 5% reciprocal = 20) multiply by rateable value of the buildings (before any overall end allowances are made and after making a notional deduction for the land value) and add to the ERC of P&M. Use resultant figure to calculate contract size adjustment. (Guidance Notes - Section 6) | Cost includes the indoor unit, outdoor unit, all pipes, control wiring and controller. | Record the number of indoor/outdoor units, capacity (from name plate) and locations. Typical area cover to be approximately 50 sq.m but make a record on actual area coverage on site. | class 2 table 2(b) with accessories listed. | n/a | Other services like Fans, AHU, cabling, piping. | varies | Ceiling indoor unit. Wall, roof or floor mounted external unit. | Photo shows the indoor unit, outdoor unit and controller | 1 photo attached. | 10017 |  | Each | Each unit has label with cooling capacity rating in KW | Please Select | - | - | #N/A | Option 2 | ERROR | 0% | 22070 | 19660.9994 | 0% | 0% | 19660.9994 | 0% | P&M | N Rajapakse | VOA_GPN_GOV_UK\7219047 | 2020-05-14 | Low | Amber | Please Select | - | - | - | NA | SPONS M | 1.471 | (BEAMS Note 1) The ERC for this item should be added to the total of the ERC of the other P&M items on the site and the Buildings ERC (where applicable) to enable the correct contract size adjustment to be made. ERC of P&M Items + ERC of Building Component’s = Total ERC (net figure rateable items only) to which contract size adjustment should be applied The 2021 Generic Contractors Test Spreadsheet has this facility built into the programme - it is recommended you undertake all contractors test valuations using this spreadsheet. (Details on the application of contract size adjustments can be found in the RCG 2021 Guidance notes). Where RV is calculated using the comparative method (rental method) the contract size adjustment should be made as follows: Select - SCAT code box "P and M as an addition” within the 2021 Generic Contractors Test Spreadsheet facility. Or Where the spreadsheet is not used take the: Reciprocal of statutory de-capitalisation rate (i.e. 5% reciprocal = 20) multiply by rateable value of the buildings (before any overall end allowances are made and after making a notional deduction for the land value) and add to the ERC of P&M. Use resultant figure to calculate contract size adjustment. (Guidance Notes - Section 6) | Photo shows the indoor unit, outdoor unit and controller | 1 photo attached. | 1 | TRUE
223 | 217A13 | 9063 | 217A13 | Air Conditioning | Cassettes | Cooling and heating | 21.7KW Cooling and 24.9KW Heating | With Fresh Air Provision | Indoor unit (Evaporator) and out door unit (condenser) considered as one system. Indoor unit is ceiling mounted with local / wall hung controller. Out door unit to be wall hung or floor/roof mounted with inter connecting refrigerant piping and electrical cabling from local isolator. Indoor unit to have pumped or gravity flow condensate water connected to a drain or wall discharge. | Considered Not Applicable at time of Publication | (BEAMS Note 1) The ERC for this item should be added to the total of the ERC of the other P&M items on the site and the Buildings ERC (where applicable) to enable the correct contract size adjustment to be made. ERC of P&M Items + ERC of Building Component’s = Total ERC (net figure rateable items only) to which contract size adjustment should be applied The 2023 Generic Contractors Test Spreadsheet has this facility built into the programme - it is recommended you undertake all contractors test valuations using this spreadsheet. (Details on the application of contract size adjustments can be found in the RCG 2023 Guidance notes). Where RV is calculated using the comparative method (rental method) the contract size adjustment should be made as follows: Select - SCAT code box ""P and M as an addition” within the 2023 Generic Contractors Test Spreadsheet facility. Or Where the spreadsheet is not used take the: Reciprocal of statutory de-capitalisation rate (i.e. 5% reciprocal = 20) multiply by rateable value of the buildings (before any overall end allowances are made and after making a notional deduction for the land value) and add to the ERC of P&M. Use resultant figure to calculate contract size adjustment. (Guidance Notes - Section 6) | Cost includes the indoor unit, outdoor unit, all pipes, control wiring and controller. | Record the number of indoor/outdoor units, capacity (from name plate) and locations. Typical area cover to be approximately 50 sq. m but make a record on actual area coverage on site. | class 2 table 2(b) with accessories listed. | n/a | Other services like Fans, AHU, cabling, piping. | varies | Ceiling indoor unit. Wall, roof or floor mounted external unit. | Photo shows the indoor unit, outdoor unit and controller | 1 photo attached. | 10017 |  | Each | Each unit has label with cooling capacity rating in KW | Please Select | - | - | #N/A | Option 2 | ERROR | 0% | 28344 | 25250.1752 | 0% | 0% | 25250.1752 | 0% | P&M | N Rajapakse | VOA_GPN_GOV_UK\7219047 | 2020-05-14 | Low | Amber | Please Select | - | - | - | NA | SPONS M | 1.471 | (BEAMS Note 1) The ERC for this item should be added to the total of the ERC of the other P&M items on the site and the Buildings ERC (where applicable) to enable the correct contract size adjustment to be made. ERC of P&M Items + ERC of Building Component’s = Total ERC (net figure rateable items only) to which contract size adjustment should be applied The 2021 Generic Contractors Test Spreadsheet has this facility built into the programme - it is recommended you undertake all contractors test valuations using this spreadsheet. (Details on the application of contract size adjustments can be found in the RCG 2021 Guidance notes). Where RV is calculated using the comparative method (rental method) the contract size adjustment should be made as follows: Select - SCAT code box "P and M as an addition” within the 2021 Generic Contractors Test Spreadsheet facility. Or Where the spreadsheet is not used take the: Reciprocal of statutory de-capitalisation rate (i.e. 5% reciprocal = 20) multiply by rateable value of the buildings (before any overall end allowances are made and after making a notional deduction for the land value) and add to the ERC of P&M. Use resultant figure to calculate contract size adjustment. (Guidance Notes - Section 6) | Photo shows the indoor unit, outdoor unit and controller | 1 photo attached. | 1 | TRUE
224 | 217A02 | 7212 | 217A02 | Air Conditioning | Cassettes | Cooling Only | 7.2kw | No Fresh Air Provision | Indoor unit (Evaporator) and out door unit (condenser) considered as one system. Indoor unit can be ceiling mounted or wall hung with local / wall hung controller. Out door unit to be wall hung or floor/roof mounted with inter connecting refrigerant piping and electrical cabling with local isolator. Indoor unit to have pumped or gravity flow condensate water connected to a drain or wall discharge. . | Considered Not Applicable at time of Publication | (BEAMS Note 1) The ERC for this item should be added to the total of the ERC of the other P&M items on the site and the Buildings ERC (where applicable) to enable the correct contract size adjustment to be made. ERC of P&M Items + ERC of Building Component’s = Total ERC (net figure rateable items only) to which contract size adjustment should be applied The 2023 Generic Contractors Test Spreadsheet has this facility built into the programme - it is recommended you undertake all contractors test valuations using this spreadsheet. (Details on the application of contract size adjustments can be found in the RCG 2023 Guidance notes). Where RV is calculated using the comparative method (rental method) the contract size adjustment should be made as follows: Select - SCAT code box ""P and M as an addition” within the 2023 Generic Contractors Test Spreadsheet facility. Or Where the spreadsheet is not used take the: Reciprocal of statutory de-capitalisation rate (i.e. 5% reciprocal = 20) multiply by rateable value of the buildings (before any overall end allowances are made and after making a notional deduction for the land value) and add to the ERC of P&M. Use resultant figure to calculate contract size adjustment. (Guidance Notes - Section 6) | Cost includes the indoor unit, outdoor unit, all pipes, wiring and controller. | Record the number of indoor/outdoor units, capacity (from name plate) and locations. Typical area cover to be approximately 50 sq.m but make a record on actual area coverage on site. | class 2 table 2(b) with accessories listed. | n/a | Other services like Fans, AHU, cabling, piping. | varies | Ceiling or wall hung indoor unit. Wall, roof or floor mounted external unit. | photo1=wall mounted unit. Photo2=ceiling cassette. Photo3=external unit/condenser, wall hung. | 3 photos attached | 10017 |  | Each | Each unit has label with cooling capacity rating in KW | Please Select | - | - | 2955.6671 | Option 2 | 3980.4422 | 34.67% | 4379 | 3901.0202 | 31.98% | -1.995% | 3901.0202 | 31.98% | P&M | N Rajapakse | VOA_GPN_GOV_UK\7219047 | 2020-04-17 | Low | Amber | Please Select | n/a | - | - | NA | SPONS M | 1.471 | (BEAMS Note 1) The ERC for this item should be added to the total of the ERC of the other P&M items on the site and the Buildings ERC (where applicable) to enable the correct contract size adjustment to be made. ERC of P&M Items + ERC of Building Component’s = Total ERC (net figure rateable items only) to which contract size adjustment should be applied The 2021 Generic Contractors Test Spreadsheet has this facility built into the programme - it is recommended you undertake all contractors test valuations using this spreadsheet. (Details on the application of contract size adjustments can be found in the RCG 2021 Guidance notes). Where RV is calculated using the comparative method (rental method) the contract size adjustment should be made as follows: Select - SCAT code box "P and M as an addition” within the 2021 Generic Contractors Test Spreadsheet facility. Or Where the spreadsheet is not used take the: Reciprocal of statutory de-capitalisation rate (i.e. 5% reciprocal = 20) multiply by rateable value of the buildings (before any overall end allowances are made and after making a notional deduction for the land value) and add to the ERC of P&M. Use resultant figure to calculate contract size adjustment. (Guidance Notes - Section 6) | photo1=wall mounted unit. Photo2=ceiling cassette. Photo3=external unit/condenser, wall hung. | 3 photos attached | 1 | TRUE
225 | 217A05 | 7216 | 217A05 | Air Conditioning | Cassettes | Cooling Only | 25kw (2 no smaller systems costed to provide the required duty as 25KW systems unavailable) | No Fresh Air Provision | Indoor unit (Evaporator) and out door unit (condenser) considered as one system. Indoor unit can be ceiling mounted or wall hung with local / wall hung controller. Out door unit to be wall hung or floor/roof mounted with inter connecting refrigerant piping and electrical cabling with local isolator. Indoor unit to have pumped or gravity flow condensate water connected to a drain or wall discharge | Considered Not Applicable at time of Publication | (BEAMS Note 1) The ERC for this item should be added to the total of the ERC of the other P&M items on the site and the Buildings ERC (where applicable) to enable the correct contract size adjustment to be made. ERC of P&M Items + ERC of Building Component’s = Total ERC (net figure rateable items only) to which contract size adjustment should be applied The 2023 Generic Contractors Test Spreadsheet has this facility built into the programme - it is recommended you undertake all contractors test valuations using this spreadsheet. (Details on the application of contract size adjustments can be found in the RCG 2023 Guidance notes). Where RV is calculated using the comparative method (rental method) the contract size adjustment should be made as follows: Select - SCAT code box ""P and M as an addition” within the 2023 Generic Contractors Test Spreadsheet facility. Or Where the spreadsheet is not used take the: Reciprocal of statutory de-capitalisation rate (i.e. 5% reciprocal = 20) multiply by rateable value of the buildings (before any overall end allowances are made and after making a notional deduction for the land value) and add to the ERC of P&M. Use resultant figure to calculate contract size adjustment. (Guidance Notes - Section 6) | Cost includes the indoor unit, outdoor unit, all pipes, wiring and controller. | Record the number of indoor/outdoor units, capacity (from name plate) and locations. Typical area cover to be approximately 50 sq. m but make a record on actual area coverage on site. | class 2 table 2(b) with accessories listed. | n/a | Other services like Fans, AHU, cabling, piping. | varies | Ceiling or wall hung indoor unit. Wall, roof or floor mounted external unit. | photo1=wall mounted unit. Photo2=ceiling cassette. Photo3=external unit/condenser, wall hung. | 3 photos attached. | 10017 |  | Each | Each unit has label with cooling capacity rating in KW | Please Select | - | - | 5455.9426 | Option 2 | 7347.6015 | 34.67% | 11172 | 9952.5458 | 82.42% | 35.45% | 9952.5458 | 82.42% | P&M | N Rajapakse | VOA_GPN_GOV_UK\7219047 | 2020-05-14 | Low | Amber | Please Select | The 25KW cassettes are no longer manufactured as one system. Therefore, two systems have been costed to give total KW rating. | - | - | NA | SPONS M | 1.471 | (BEAMS Note 1) The ERC for this item should be added to the total of the ERC of the other P&M items on the site and the Buildings ERC (where applicable) to enable the correct contract size adjustment to be made. ERC of P&M Items + ERC of Building Component’s = Total ERC (net figure rateable items only) to which contract size adjustment should be applied The 2021 Generic Contractors Test Spreadsheet has this facility built into the programme - it is recommended you undertake all contractors test valuations using this spreadsheet. (Details on the application of contract size adjustments can be found in the RCG 2021 Guidance notes). Where RV is calculated using the comparative method (rental method) the contract size adjustment should be made as follows: Select - SCAT code box "P and M as an addition” within the 2021 Generic Contractors Test Spreadsheet facility. Or Where the spreadsheet is not used take the: Reciprocal of statutory de-capitalisation rate (i.e. 5% reciprocal = 20) multiply by rateable value of the buildings (before any overall end allowances are made and after making a notional deduction for the land value) and add to the ERC of P&M. Use resultant figure to calculate contract size adjustment. (Guidance Notes - Section 6) | photo1=wall mounted unit. Photo2=ceiling cassette. Photo3=external unit/condenser, wall hung. | 3 photos attached. | 1 | TRUE
226 | 217A10 | 9058 | 217A10 | Air Conditioning | Cassettes | Cooling Only | 7.2kw | With Fresh Air Provision | Indoor unit (Evaporator) and out door unit (condenser) considered as one system. Indoor unit is ceiling mounted with local / wall hung controller. Out door unit to be wall hung or floor/roof mounted with inter connecting refrigerant piping and electrical cabling from local isolator. Indoor unit to have pumped or gravity flow condensate water connected to a drain or wall discharge. | Considered Not Applicable at time of Publication | (BEAMS Note 1) The ERC for this item should be added to the total of the ERC of the other P&M items on the site and the Buildings ERC (where applicable) to enable the correct contract size adjustment to be made. ERC of P&M Items + ERC of Building Component’s = Total ERC (net figure rateable items only) to which contract size adjustment should be applied The 2023 Generic Contractors Test Spreadsheet has this facility built into the programme - it is recommended you undertake all contractors test valuations using this spreadsheet. (Details on the application of contract size adjustments can be found in the RCG 2023 Guidance notes). Where RV is calculated using the comparative method (rental method) the contract size adjustment should be made as follows: Select - SCAT code box ""P and M as an addition” within the 2023 Generic Contractors Test Spreadsheet facility. Or Where the spreadsheet is not used take the: Reciprocal of statutory de-capitalisation rate (i.e. 5% reciprocal = 20) multiply by rateable value of the buildings (before any overall end allowances are made and after making a notional deduction for the land value) and add to the ERC of P&M. Use resultant figure to calculate contract size adjustment. (Guidance Notes - Section 6) | Cost includes the indoor unit, outdoor unit, all pipes, control wiring and controller. | Record the number of indoor/outdoor units, capacity (from name plate) and locations. Typical area cover to be approximately 50 sq.m but make a record on actual area coverage on site. | class 2 table 2(b) with accessories listed. | n/a | Other services like Fans, AHU, cabling, piping. | varies | Ceiling indoor unit. Wall, roof or floor mounted external unit. | Photo shows the indoor unit, outdoor unit and controller | 1 photo attached. | 10017 |  | Each | Each unit has label with cooling capacity rating in KW | Please Select | - | - | #N/A | Option 2 | ERROR | 0% | 13209 | 11767.2017 | 0% | 0% | 11767.2017 | 0% | P&M | N Rajapakse | VOA_GPN_GOV_UK\7219047 | 2020-05-14 | Low | Amber | Please Select | - | - | - | NA | SPONS M | 1.471 | (BEAMS Note 1) The ERC for this item should be added to the total of the ERC of the other P&M items on the site and the Buildings ERC (where applicable) to enable the correct contract size adjustment to be made. ERC of P&M Items + ERC of Building Component’s = Total ERC (net figure rateable items only) to which contract size adjustment should be applied The 2021 Generic Contractors Test Spreadsheet has this facility built into the programme - it is recommended you undertake all contractors test valuations using this spreadsheet. (Details on the application of contract size adjustments can be found in the RCG 2021 Guidance notes). Where RV is calculated using the comparative method (rental method) the contract size adjustment should be made as follows: Select - SCAT code box "P and M as an addition” within the 2021 Generic Contractors Test Spreadsheet facility. Or Where the spreadsheet is not used take the: Reciprocal of statutory de-capitalisation rate (i.e. 5% reciprocal = 20) multiply by rateable value of the buildings (before any overall end allowances are made and after making a notional deduction for the land value) and add to the ERC of P&M. Use resultant figure to calculate contract size adjustment. (Guidance Notes - Section 6) | Photo shows the indoor unit, outdoor unit and controller | 1 photo attached. | 1 | TRUE
227 | 217A11 | 9061 | 217A11 | Air Conditioning | Cassettes | Cooling Only | 25kw | With Fresh Air Provision | Indoor unit (Evaporator) and out door unit (condenser) considered as one system. Indoor unit is ceiling mounted with local / wall hung controller. Out door unit to be wall hung or floor/roof mounted with inter connecting refrigerant piping and electrical cabling from local isolator. Indoor unit to have pumped or gravity flow condensate water connected to a drain or wall discharge. | Considered Not Applicable at time of Publication | (BEAMS Note 1) The ERC for this item should be added to the total of the ERC of the other P&M items on the site and the Buildings ERC (where applicable) to enable the correct contract size adjustment to be made. ERC of P&M Items + ERC of Building Component’s = Total ERC (net figure rateable items only) to which contract size adjustment should be applied The 2023 Generic Contractors Test Spreadsheet has this facility built into the programme - it is recommended you undertake all contractors test valuations using this spreadsheet. (Details on the application of contract size adjustments can be found in the RCG 2023 Guidance notes). Where RV is calculated using the comparative method (rental method) the contract size adjustment should be made as follows: Select - SCAT code box ""P and M as an addition” within the 2023 Generic Contractors Test Spreadsheet facility. Or Where the spreadsheet is not used take the: Reciprocal of statutory de-capitalisation rate (i.e. 5% reciprocal = 20) multiply by rateable value of the buildings (before any overall end allowances are made and after making a notional deduction for the land value) and add to the ERC of P&M. Use resultant figure to calculate contract size adjustment. (Guidance Notes - Section 6) | Cost includes the indoor unit, outdoor unit, all pipes, control wiring and controller. | Record the number of indoor/outdoor units, capacity (from name plate) and locations. Typical area cover to be approximately 50 sq.m but make a record on actual area coverage on site. | class 2 table 2(b) with accessories listed. | n/a | Other services like Fans, AHU, cabling, piping. | varies | Ceiling indoor unit. Wall, roof or floor mounted external unit. | Photo shows the indoor unit, outdoor unit and controller | 1 photo attached. | 10017 |  | Each | Each unit has label with cooling capacity rating in KW | Please Select | - | - | #N/A | Option 2 | ERROR | 0% | 29995 | 26720.964 | 0% | 0% | 26720.964 | 0% | P&M | N Rajapakse | VOA_GPN_GOV_UK\7219047 | 2020-05-14 | Low | Amber | Please Select | - | - | - | NA | SPONS M | 1.471 | (BEAMS Note 1) The ERC for this item should be added to the total of the ERC of the other P&M items on the site and the Buildings ERC (where applicable) to enable the correct contract size adjustment to be made. ERC of P&M Items + ERC of Building Component’s = Total ERC (net figure rateable items only) to which contract size adjustment should be applied The 2021 Generic Contractors Test Spreadsheet has this facility built into the programme - it is recommended you undertake all contractors test valuations using this spreadsheet. (Details on the application of contract size adjustments can be found in the RCG 2021 Guidance notes). Where RV is calculated using the comparative method (rental method) the contract size adjustment should be made as follows: Select - SCAT code box "P and M as an addition” within the 2021 Generic Contractors Test Spreadsheet facility. Or Where the spreadsheet is not used take the: Reciprocal of statutory de-capitalisation rate (i.e. 5% reciprocal = 20) multiply by rateable value of the buildings (before any overall end allowances are made and after making a notional deduction for the land value) and add to the ERC of P&M. Use resultant figure to calculate contract size adjustment. (Guidance Notes - Section 6) | Photo shows the indoor unit, outdoor unit and controller | 1 photo attached. | 1 | TRUE
228 | 217A14 | 9153 | 217A14 | Air conditioning | Ducted System | Installed at a retail property | Up to 100 square metres floor area coverage | - | Ducted system supported by an air handling unit. The system provides cooling, heating and fresh air introduction. Humidity control is not normally provided in retail premises. | Location Adjustment Applicable (See Guidance Notes) - ERC = UK mean of 1.00 | (BEAMS Note 1) The ERC for this item should be added to the total of the ERC of the other P&M items on the site and the Buildings ERC (where applicable) to enable the correct contract size adjustment to be made. ERC of P&M Items + ERC of Building Component’s = Total ERC (net figure rateable items only) to which contract size adjustment should be applied The 2023 Generic Contractors Test Spreadsheet has this facility built into the programme - it is recommended you undertake all contractors test valuations using this spreadsheet. (Details on the application of contract size adjustments can be found in the RCG 2023 Guidance notes). Where RV is calculated using the comparative method (rental method) the contract size adjustment should be made as follows: Select - SCAT code box ""P and M as an addition” within the 2023 Generic Contractors Test Spreadsheet facility. Or Where the spreadsheet is not used take the: Reciprocal of statutory de-capitalisation rate (i.e. 5% reciprocal = 20) multiply by rateable value of the buildings (before any overall end allowances are made and after making a notional deduction for the land value) and add to the ERC of P&M. Use resultant figure to calculate contract size adjustment. (Guidance Notes - Section 6) | The cost given is per square metre of floor area benefitting from the air conditioning system. | The presence of the system will be indicated by intake and exhaust grilles in the ceiling, there will be an air handling unit situated outside or in a plantroom | Class 2 Table 2 (b) together with accessories within the 'List of Accessories' | N/A | Electrical equipment, Boilers, Chilled water systems/pipe work, fans, Air Grilles/Diffusers. | N/A | Heat recovery fan systems instead of AHU. | Photo 1 shows a cassette facia, but intake grilles will be seen in respect of a ducted system. Photo 2 shows condenser units. Photo 3 shows an air handling unit with air supply grille. | - | 10017 |  | m2 | - | 1 - COMMERCIAL | Clive Angell | - | #N/A | Option 2 | ERROR | 0% | 321.6949 | 286.581 | 0% | 0% | 286.581 | 0% | Price Book Data | Nimal | VOA_GPN_GOV_UK\7219047 | 2021-08-05 | Low | Amber | Low | - | - | Updated indices following QA | NA | SPONS M | 1.561 | (BEAMS Note 1) The ERC for this item should be added to the total of the ERC of the other P&M items on the site and the Buildings ERC (where applicable) to enable the correct contract size adjustment to be made. ERC of P&M Items + ERC of Building Component’s = Total ERC (net figure rateable items only) to which contract size adjustment should be applied The 2021 Generic Contractors Test Spreadsheet has this facility built into the programme - it is recommended you undertake all contractors test valuations using this spreadsheet. (Details on the application of contract size adjustments can be found in the RCG 2021 Guidance notes). Where RV is calculated using the comparative method (rental method) the contract size adjustment should be made as follows: Select - SCAT code box "P and M as an addition” within the 2021 Generic Contractors Test Spreadsheet facility. Or Where the spreadsheet is not used take the: Reciprocal of statutory de-capitalisation rate (i.e. 5% reciprocal = 20) multiply by rateable value of the buildings (before any overall end allowances are made and after making a notional deduction for the land value) and add to the ERC of P&M. Use resultant figure to calculate contract size adjustment. (Guidance Notes - Section 6) | Photo 1 shows a cassette facia, but intake grilles will be seen in respect of a ducted system. Photo 2 shows condenser units. Photo 3 shows an air handling unit with air supply grille. | - | 1 | TRUE
229 | 217A15 | 9154 | 217A15 | Air conditioning | Ducted System | Installed at a retail property | From 101 up to 250 square metres floor area coverage | - | Ducted system supported by an air handling unit. The system provides cooling, heating and fresh air introduction. Humidity control is not normally provided in retail premises. | Location Adjustment Applicable (See Guidance Notes) - ERC = UK mean of 1.00 | (BEAMS Note 1) The ERC for this item should be added to the total of the ERC of the other P&M items on the site and the Buildings ERC (where applicable) to enable the correct contract size adjustment to be made. ERC of P&M Items + ERC of Building Component’s = Total ERC (net figure rateable items only) to which contract size adjustment should be applied The 2023 Generic Contractors Test Spreadsheet has this facility built into the programme - it is recommended you undertake all contractors test valuations using this spreadsheet. (Details on the application of contract size adjustments can be found in the RCG 2023 Guidance notes). Where RV is calculated using the comparative method (rental method) the contract size adjustment should be made as follows: Select - SCAT code box ""P and M as an addition” within the 2023 Generic Contractors Test Spreadsheet facility. Or Where the spreadsheet is not used take the: Reciprocal of statutory de-capitalisation rate (i.e. 5% reciprocal = 20) multiply by rateable value of the buildings (before any overall end allowances are made and after making a notional deduction for the land value) and add to the ERC of P&M. Use resultant figure to calculate contract size adjustment. (Guidance Notes - Section 6) | The cost given is per square metre of floor area benefitting from the air conditioning system. | The presence of the system will be indicated by intake and exhaust grilles in the ceiling, there will be an air handling unit situated outside or in a plantroom | Class 2 Table 2 (b) together with accessories within the 'List of Accessories' | - | Electrical equipment, Boilers, Chilled water systems/pipe work, fans, Air Grilles/Diffusers. | - | Heat recovery fan systems instead of AHU. | Photo 1 shows a cassette facia, but intake grilles will be seen in respect of a ducted system. Photo 2 shows condenser units. Photo 3 shows an air handling unit with air supply grille. | - | 10017 |  | m2 | - | 3 - INDUSTRIAL | David Grace | - | #N/A | Option 2 | ERROR | 0% | 316.4039 | 281.8675 | 0% | 0% | 281.8675 | 0% | Price Book Data | Nimal | VOA_GPN_GOV_UK\7219047 | 2021-08-05 | Low | Amber | Low | - | - | Updated indices following QA | NA | SPONS M | 1.561 | (BEAMS Note 1) The ERC for this item should be added to the total of the ERC of the other P&M items on the site and the Buildings ERC (where applicable) to enable the correct contract size adjustment to be made. ERC of P&M Items + ERC of Building Component’s = Total ERC (net figure rateable items only) to which contract size adjustment should be applied The 2021 Generic Contractors Test Spreadsheet has this facility built into the programme - it is recommended you undertake all contractors test valuations using this spreadsheet. (Details on the application of contract size adjustments can be found in the RCG 2021 Guidance notes). Where RV is calculated using the comparative method (rental method) the contract size adjustment should be made as follows: Select - SCAT code box "P and M as an addition” within the 2021 Generic Contractors Test Spreadsheet facility. Or Where the spreadsheet is not used take the: Reciprocal of statutory de-capitalisation rate (i.e. 5% reciprocal = 20) multiply by rateable value of the buildings (before any overall end allowances are made and after making a notional deduction for the land value) and add to the ERC of P&M. Use resultant figure to calculate contract size adjustment. (Guidance Notes - Section 6) | Photo 1 shows a cassette facia, but intake grilles will be seen in respect of a ducted system. Photo 2 shows condenser units. Photo 3 shows an air handling unit with air supply grille. | - | 1 | TRUE
230 | 217A17 | 9155 | 217A17 | Air conditioning | Ducted System | Installed at a retail property | From 251 up to 500 square metres floor area coverage | - | Ducted system supported by an air handling unit. The system provides cooling, heating and fresh air introduction. Humidity control is not normally provided in retail premises. | Location Adjustment Applicable (See Guidance Notes) - ERC = UK mean of 1.00 | (BEAMS Note 1) The ERC for this item should be added to the total of the ERC of the other P&M items on the site and the Buildings ERC (where applicable) to enable the correct contract size adjustment to be made. ERC of P&M Items + ERC of Building Component’s = Total ERC (net figure rateable items only) to which contract size adjustment should be applied The 2023 Generic Contractors Test Spreadsheet has this facility built into the programme - it is recommended you undertake all contractors test valuations using this spreadsheet. (Details on the application of contract size adjustments can be found in the RCG 2023 Guidance notes). Where RV is calculated using the comparative method (rental method) the contract size adjustment should be made as follows: Select - SCAT code box ""P and M as an addition” within the 2023 Generic Contractors Test Spreadsheet facility. Or Where the spreadsheet is not used take the: Reciprocal of statutory de-capitalisation rate (i.e. 5% reciprocal = 20) multiply by rateable value of the buildings (before any overall end allowances are made and after making a notional deduction for the land value) and add to the ERC of P&M. Use resultant figure to calculate contract size adjustment. (Guidance Notes - Section 6) | The cost given is per square metre of floor area benefitting from the air conditioning system. | The presence of the system will be indicated by intake and exhaust grilles in the ceiling, there will be an air handling unit situated outside or in a plantroom | Class 2 Table 2 (b) together with accessories within the 'List of Accessories' | - | Elecrical equipment, Boilers, Chilled water systems/pipe work, fans, Air Grilles/Diffusers. | - | Heat recovery fan systems instead of AHU. | Photo 1 shows a cassette facia, but intake grilles will be seen in respect of a ducted system. Photo 2 shows condenser units. Photo 3 shows an air handling unit with air supply grille. | - | 10017 |  | m2 | Per square metre of treated area | 1 - COMMERCIAL | Clive Angell | - | #N/A | Option 2 | ERROR | 0% | 314.2874 | 279.9821 | 0% | 0% | 279.9821 | 0% | Price Book Data | Nimal | VOA_GPN_GOV_UK\7219047 | 2021-08-05 | Low | Amber | Low | - | - | Updated indices following QA | NA | SPONS M | 1.561 | (BEAMS Note 1) The ERC for this item should be added to the total of the ERC of the other P&M items on the site and the Buildings ERC (where applicable) to enable the correct contract size adjustment to be made. ERC of P&M Items + ERC of Building Component’s = Total ERC (net figure rateable items only) to which contract size adjustment should be applied The 2021 Generic Contractors Test Spreadsheet has this facility built into the programme - it is recommended you undertake all contractors test valuations using this spreadsheet. (Details on the application of contract size adjustments can be found in the RCG 2021 Guidance notes). Where RV is calculated using the comparative method (rental method) the contract size adjustment should be made as follows: Select - SCAT code box "P and M as an addition” within the 2021 Generic Contractors Test Spreadsheet facility. Or Where the spreadsheet is not used take the: Reciprocal of statutory de-capitalisation rate (i.e. 5% reciprocal = 20) multiply by rateable value of the buildings (before any overall end allowances are made and after making a notional deduction for the land value) and add to the ERC of P&M. Use resultant figure to calculate contract size adjustment. (Guidance Notes - Section 6) | Photo 1 shows a cassette facia, but intake grilles will be seen in respect of a ducted system. Photo 2 shows condenser units. Photo 3 shows an air handling unit with air supply grille. | - | 1 | TRUE
231 | 217A18 | 9156 | 217A18 | Air conditioning | Ducted System | Installed at a retail property | From 501 square metres floor area coverage | - | Ducted system supported by an air handling unit. The system provides cooling, heating and fresh air introduction. Humidity control is not normally provided in retail premises. | Location Adjustment Applicable (See Guidance Notes) - ERC = UK mean of 1.00 | (BEAMS Note 1) The ERC for this item should be added to the total of the ERC of the other P&M items on the site and the Buildings ERC (where applicable) to enable the correct contract size adjustment to be made. ERC of P&M Items + ERC of Building Component’s = Total ERC (net figure rateable items only) to which contract size adjustment should be applied The 2023 Generic Contractors Test Spreadsheet has this facility built into the programme - it is recommended you undertake all contractors test valuations using this spreadsheet. (Details on the application of contract size adjustments can be found in the RCG 2023 Guidance notes). Where RV is calculated using the comparative method (rental method) the contract size adjustment should be made as follows: Select - SCAT code box ""P and M as an addition” within the 2023 Generic Contractors Test Spreadsheet facility. Or Where the spreadsheet is not used take the: Reciprocal of statutory de-capitalisation rate (i.e. 5% reciprocal = 20) multiply by rateable value of the buildings (before any overall end allowances are made and after making a notional deduction for the land value) and add to the ERC of P&M. Use resultant figure to calculate contract size adjustment. (Guidance Notes - Section 6) | The cost given is per square metre of floor area benefitting from the air conditioning system. | The presence of the system will be indicated by intake and exhaust grilles in the ceiling, there will be an air handling unit situated outside or in a plantroom | Class 2 Table 2 (b) together with accessories within the 'List of Accessories' | - | Elecrical equipment, Boilers, Chilled water systems/pipe work, fans, Air Grilles/Diffusers. | - | Heat recovery fan systems instead of AHU. | Photo 1 shows a cassette facia, but intake grilles will be seen in respect of a ducted system. Photo 2 shows condenser units. Photo 3 shows an air handling unit with air supply grille. | - | 10017 |  | m2 | Per square metre of treated area | 1 - COMMERCIAL | Clive Angell | - | #N/A | Option 2 | ERROR | 0% | 313.2292 | 279.0394 | 0% | 0% | 279.0394 | 0% | Price Book Data | Nimal | VOA_GPN_GOV_UK\7219047 | 2021-08-05 | Low | Amber | Low | - | - | Updated indices following QA | NA | SPONS M | 1.561 | (BEAMS Note 1) The ERC for this item should be added to the total of the ERC of the other P&M items on the site and the Buildings ERC (where applicable) to enable the correct contract size adjustment to be made. ERC of P&M Items + ERC of Building Component’s = Total ERC (net figure rateable items only) to which contract size adjustment should be applied The 2021 Generic Contractors Test Spreadsheet has this facility built into the programme - it is recommended you undertake all contractors test valuations using this spreadsheet. (Details on the application of contract size adjustments can be found in the RCG 2021 Guidance notes). Where RV is calculated using the comparative method (rental method) the contract size adjustment should be made as follows: Select - SCAT code box "P and M as an addition” within the 2021 Generic Contractors Test Spreadsheet facility. Or Where the spreadsheet is not used take the: Reciprocal of statutory de-capitalisation rate (i.e. 5% reciprocal = 20) multiply by rateable value of the buildings (before any overall end allowances are made and after making a notional deduction for the land value) and add to the ERC of P&M. Use resultant figure to calculate contract size adjustment. (Guidance Notes - Section 6) | Photo 1 shows a cassette facia, but intake grilles will be seen in respect of a ducted system. Photo 2 shows condenser units. Photo 3 shows an air handling unit with air supply grille. | - | 1 | TRUE
232 | 217A21 | 9162 | 217A21 | Air conditioning | Ducted System | Installed at an office property | Up to 100 square metres floor area coverage | - | Ducted system supported by an air handling unit. The system provides cooling, heating and fresh air introduction. Humidity control is not normally provided in office premises. | Location Adjustment Applicable (See Guidance Notes) - ERC = UK mean of 1.00 | (BEAMS Note 1) The ERC for this item should be added to the total of the ERC of the other P&M items on the site and the Buildings ERC (where applicable) to enable the correct contract size adjustment to be made. ERC of P&M Items + ERC of Building Component’s = Total ERC (net figure rateable items only) to which contract size adjustment should be applied The 2023 Generic Contractors Test Spreadsheet has this facility built into the programme - it is recommended you undertake all contractors test valuations using this spreadsheet. (Details on the application of contract size adjustments can be found in the RCG 2023 Guidance notes). Where RV is calculated using the comparative method (rental method) the contract size adjustment should be made as follows: Select - SCAT code box ""P and M as an addition” within the 2023 Generic Contractors Test Spreadsheet facility. Or Where the spreadsheet is not used take the: Reciprocal of statutory de-capitalisation rate (i.e. 5% reciprocal = 20) multiply by rateable value of the buildings (before any overall end allowances are made and after making a notional deduction for the land value) and add to the ERC of P&M. Use resultant figure to calculate contract size adjustment. (Guidance Notes - Section 6) | The cost given is per square metre of floor area benefitting from the air conditioning system. | The presence of the system will be indicated by intake and exhaust grilles in the ceiling, there will be an air handling unit situated outside or in a plantroom | Class 2 Table 2 (b) together with accessories within the 'List of Accessories' | - | Elecrical equipment, Boilers, Chilled water systems/pipe work, fans, Air Grilles/Diffusers. | - | Heat recovery fan systems instead of AHU. | Photo 1 shows a cassette facia, but intake grilles will be seen in respect of a ducted system. Photo 2 shows condenser units. Photo 3 shows an air handling unit with air supply grille. | - | 10017 |  | m2 | Per square metre of treated area | 1 - COMMERCIAL | Clive Angell | - | #N/A | Option 2 | ERROR | 0% | 359.7903 | 320.5182 | 0% | 0% | 320.5182 | 0% | Price Book Data | Nimal | VOA_GPN_GOV_UK\7219047 | 2021-08-05 | Low | Amber | Low | - | - | Updated indices following QA. | NA | SPONS M | 1.561 | (BEAMS Note 1) The ERC for this item should be added to the total of the ERC of the other P&M items on the site and the Buildings ERC (where applicable) to enable the correct contract size adjustment to be made. ERC of P&M Items + ERC of Building Component’s = Total ERC (net figure rateable items only) to which contract size adjustment should be applied The 2021 Generic Contractors Test Spreadsheet has this facility built into the programme - it is recommended you undertake all contractors test valuations using this spreadsheet. (Details on the application of contract size adjustments can be found in the RCG 2021 Guidance notes). Where RV is calculated using the comparative method (rental method) the contract size adjustment should be made as follows: Select - SCAT code box "P and M as an addition” within the 2021 Generic Contractors Test Spreadsheet facility. Or Where the spreadsheet is not used take the: Reciprocal of statutory de-capitalisation rate (i.e. 5% reciprocal = 20) multiply by rateable value of the buildings (before any overall end allowances are made and after making a notional deduction for the land value) and add to the ERC of P&M. Use resultant figure to calculate contract size adjustment. (Guidance Notes - Section 6) | Photo 1 shows a cassette facia, but intake grilles will be seen in respect of a ducted system. Photo 2 shows condenser units. Photo 3 shows an air handling unit with air supply grille. | - | 1 | TRUE
233 | 217A22 | 9161 | 217A22 | Air conditioning | Ducted System | Installed at an office property | From 101 square metres Up to 200 square metres floor area coverage | - | Ducted system supported by an air handling unit. The system provides cooling, heating and fresh air introduction. Humidity control is not normally provided in office premises. | Location Adjustment Applicable (See Guidance Notes) - ERC = UK mean of 1.00 | (BEAMS Note 1) The ERC for this item should be added to the total of the ERC of the other P&M items on the site and the Buildings ERC (where applicable) to enable the correct contract size adjustment to be made. ERC of P&M Items + ERC of Building Component’s = Total ERC (net figure rateable items only) to which contract size adjustment should be applied The 2023 Generic Contractors Test Spreadsheet has this facility built into the programme - it is recommended you undertake all contractors test valuations using this spreadsheet. (Details on the application of contract size adjustments can be found in the RCG 2023 Guidance notes). Where RV is calculated using the comparative method (rental method) the contract size adjustment should be made as follows: Select - SCAT code box ""P and M as an addition” within the 2023 Generic Contractors Test Spreadsheet facility. Or Where the spreadsheet is not used take the: Reciprocal of statutory de-capitalisation rate (i.e. 5% reciprocal = 20) multiply by rateable value of the buildings (before any overall end allowances are made and after making a notional deduction for the land value) and add to the ERC of P&M. Use resultant figure to calculate contract size adjustment. (Guidance Notes - Section 6) | The cost given is per square metre of floor area benefitting from the air conditioning system. | The presence of the system will be indicated by intake and exhaust grilles in the ceiling, there will be an air handling unit situated outside or in a plantroom | Class 2 Table 2 (b) together with accessories within the 'List of Accessories' | - | Elecrical equipment, Boilers, Chilled water systems/pipe work, fans, Air Grilles/Diffusers. | - | Air Conditioning\Ducted System\Office\[217A22 - 101-200m2.xlsm | Photo 1 shows a cassette facia, but intake grilles will be seen in respect of a ducted system. Photo 2 shows condenser units. Photo 3 shows an air handling unit with air supply grille. | - | 10017 |  | m2 | Per square metre of treated area | 1 - COMMERCIAL | Clive Angell | - | #N/A | Option 2 | ERROR | 0% | 343.9172 | 306.3777 | 0% | 0% | 306.3777 | 0% | Price Book Data | Nimal | VOA_GPN_GOV_UK\7219047 | 2021-08-05 | Low | Amber | Low | - | - | Updated indices following QA. | NA | SPONS M | 1.561 | (BEAMS Note 1) The ERC for this item should be added to the total of the ERC of the other P&M items on the site and the Buildings ERC (where applicable) to enable the correct contract size adjustment to be made. ERC of P&M Items + ERC of Building Component’s = Total ERC (net figure rateable items only) to which contract size adjustment should be applied The 2021 Generic Contractors Test Spreadsheet has this facility built into the programme - it is recommended you undertake all contractors test valuations using this spreadsheet. (Details on the application of contract size adjustments can be found in the RCG 2021 Guidance notes). Where RV is calculated using the comparative method (rental method) the contract size adjustment should be made as follows: Select - SCAT code box "P and M as an addition” within the 2021 Generic Contractors Test Spreadsheet facility. Or Where the spreadsheet is not used take the: Reciprocal of statutory de-capitalisation rate (i.e. 5% reciprocal = 20) multiply by rateable value of the buildings (before any overall end allowances are made and after making a notional deduction for the land value) and add to the ERC of P&M. Use resultant figure to calculate contract size adjustment. (Guidance Notes - Section 6) | Photo 1 shows a cassette facia, but intake grilles will be seen in respect of a ducted system. Photo 2 shows condenser units. Photo 3 shows an air handling unit with air supply grille. | - | 1 | TRUE
234 | 217A23 | 9160 | 217A23 | Air conditioning | Ducted System | Installed at an office property | From 201 square metres Up to 250 square metres floor area coverage | - | Ducted system supported by an air handling unit. The system provides cooling, heating and fresh air introduction. Humidity control is not normally provided in office premises. | Location Adjustment Applicable (See Guidance Notes) - ERC = UK mean of 1.00 | (BEAMS Note 1) The ERC for this item should be added to the total of the ERC of the other P&M items on the site and the Buildings ERC (where applicable) to enable the correct contract size adjustment to be made. ERC of P&M Items + ERC of Building Component’s = Total ERC (net figure rateable items only) to which contract size adjustment should be applied The 2023 Generic Contractors Test Spreadsheet has this facility built into the programme - it is recommended you undertake all contractors test valuations using this spreadsheet. (Details on the application of contract size adjustments can be found in the RCG 2023 Guidance notes). Where RV is calculated using the comparative method (rental method) the contract size adjustment should be made as follows: Select - SCAT code box ""P and M as an addition” within the 2023 Generic Contractors Test Spreadsheet facility. Or Where the spreadsheet is not used take the: Reciprocal of statutory de-capitalisation rate (i.e. 5% reciprocal = 20) multiply by rateable value of the buildings (before any overall end allowances are made and after making a notional deduction for the land value) and add to the ERC of P&M. Use resultant figure to calculate contract size adjustment. (Guidance Notes - Section 6) | The cost given is per square metre of floor area benefitting from the air conditioning system. | The presence of the system will be indicated by intake and exhaust grilles in the ceiling, there will be an air handling unit situated outside or in a plantroom | Class 2 Table 2 (b) together with accessories within the 'List of Accessories' | - | Elecrical equipment, Boilers, Chilled water systems/pipe work, fans, Air Grilles/Diffusers. | - | Heat recovery fan systems instead of AHU. | Photo 1 shows a cassette facia, but intake grilles will be seen in respect of a ducted system. Photo 2 shows condenser units. Photo 3 shows an air handling unit with air supply grille. | - | 10017 |  | m2 | Per square metre of treated area | 1 - COMMERCIAL | Clive Angell | - | #N/A | Option 2 | ERROR | 0% | 373.585 | 332.8072 | 0% | 0% | 332.8072 | 0% | Price Book Data | Nimal | VOA_GPN_GOV_UK\7219047 | 2021-08-05 | Low | Amber | Low | - | - | Updated indices following QA. | NA | SPONS M | 1.561 | (BEAMS Note 1) The ERC for this item should be added to the total of the ERC of the other P&M items on the site and the Buildings ERC (where applicable) to enable the correct contract size adjustment to be made. ERC of P&M Items + ERC of Building Component’s = Total ERC (net figure rateable items only) to which contract size adjustment should be applied The 2021 Generic Contractors Test Spreadsheet has this facility built into the programme - it is recommended you undertake all contractors test valuations using this spreadsheet. (Details on the application of contract size adjustments can be found in the RCG 2021 Guidance notes). Where RV is calculated using the comparative method (rental method) the contract size adjustment should be made as follows: Select - SCAT code box "P and M as an addition” within the 2021 Generic Contractors Test Spreadsheet facility. Or Where the spreadsheet is not used take the: Reciprocal of statutory de-capitalisation rate (i.e. 5% reciprocal = 20) multiply by rateable value of the buildings (before any overall end allowances are made and after making a notional deduction for the land value) and add to the ERC of P&M. Use resultant figure to calculate contract size adjustment. (Guidance Notes - Section 6) | Photo 1 shows a cassette facia, but intake grilles will be seen in respect of a ducted system. Photo 2 shows condenser units. Photo 3 shows an air handling unit with air supply grille. | - | 1 | TRUE
235 | 217A24 | 9159 | 217A24 | Air conditioning | Ducted System | Installed at an office property | From 251 square metres Up to 500 square metres floor area coverage | - | Ducted system supported by an air handling unit. The system provides cooling, heating and fresh air introduction. Humidity control is not normally provided in office premises. | Location Adjustment Applicable (See Guidance Notes) - ERC = UK mean of 1.00 | (BEAMS Note 1) The ERC for this item should be added to the total of the ERC of the other P&M items on the site and the Buildings ERC (where applicable) to enable the correct contract size adjustment to be made. ERC of P&M Items + ERC of Building Component’s = Total ERC (net figure rateable items only) to which contract size adjustment should be applied The 2023 Generic Contractors Test Spreadsheet has this facility built into the programme - it is recommended you undertake all contractors test valuations using this spreadsheet. (Details on the application of contract size adjustments can be found in the RCG 2023 Guidance notes). Where RV is calculated using the comparative method (rental method) the contract size adjustment should be made as follows: Select - SCAT code box ""P and M as an addition” within the 2023 Generic Contractors Test Spreadsheet facility. Or Where the spreadsheet is not used take the: Reciprocal of statutory de-capitalisation rate (i.e. 5% reciprocal = 20) multiply by rateable value of the buildings (before any overall end allowances are made and after making a notional deduction for the land value) and add to the ERC of P&M. Use resultant figure to calculate contract size adjustment. (Guidance Notes - Section 6) | The cost given is per square metre of floor area benefitting from the air conditioning system. | The presence of the system will be indicated by intake and exhaust grilles in the ceiling, there will be an air handling unit situated outside or in a plantroom | Class 2 Table 2 (b) together with accessories within the 'List of Accessories' | - | Electrical equipment, Boilers, Chilled water systems/pipe work, fans, Air Grilles/Diffusers. | - | Heat recovery fan systems instead of AHU. | Photo 1 shows a cassette facia, but intake grilles will be seen in respect of a ducted system. Photo 2 shows condenser units. Photo 3 shows an air handling unit with air supply grille. | - | 10017 |  | m2 | Per square metre of treated area | 1 - COMMERCIAL | Clive Angell | - | #N/A | Option 2 | ERROR | 0% | 335.4516 | 298.8361 | 0% | 0% | 298.8361 | 0% | Price Book Data | Nimal | VOA_GPN_GOV_UK\7219047 | 2021-08-05 | Low | Amber | Low | - | - | Updated indices following QA. | NA | SPONS M | 1.561 | (BEAMS Note 1) The ERC for this item should be added to the total of the ERC of the other P&M items on the site and the Buildings ERC (where applicable) to enable the correct contract size adjustment to be made. ERC of P&M Items + ERC of Building Component’s = Total ERC (net figure rateable items only) to which contract size adjustment should be applied The 2021 Generic Contractors Test Spreadsheet has this facility built into the programme - it is recommended you undertake all contractors test valuations using this spreadsheet. (Details on the application of contract size adjustments can be found in the RCG 2021 Guidance notes). Where RV is calculated using the comparative method (rental method) the contract size adjustment should be made as follows: Select - SCAT code box "P and M as an addition” within the 2021 Generic Contractors Test Spreadsheet facility. Or Where the spreadsheet is not used take the: Reciprocal of statutory de-capitalisation rate (i.e. 5% reciprocal = 20) multiply by rateable value of the buildings (before any overall end allowances are made and after making a notional deduction for the land value) and add to the ERC of P&M. Use resultant figure to calculate contract size adjustment. (Guidance Notes - Section 6) | Photo 1 shows a cassette facia, but intake grilles will be seen in respect of a ducted system. Photo 2 shows condenser units. Photo 3 shows an air handling unit with air supply grille. | - | 1 | TRUE
236 | 217A25 | 9158 | 217A25 | Air conditioning | Ducted System | Installed at an office property | Above 501 square metres floor area coverage | - | Ducted system supported by an air handling unit. The system provides cooling, heating and fresh air introduction. Humidity control is not normally provided in office premises. | Location Adjustment Applicable (See Guidance Notes) - ERC = UK mean of 1.00 | (BEAMS Note 1) The ERC for this item should be added to the total of the ERC of the other P&M items on the site and the Buildings ERC (where applicable) to enable the correct contract size adjustment to be made. ERC of P&M Items + ERC of Building Component’s = Total ERC (net figure rateable items only) to which contract size adjustment should be applied The 2023 Generic Contractors Test Spreadsheet has this facility built into the programme - it is recommended you undertake all contractors test valuations using this spreadsheet. (Details on the application of contract size adjustments can be found in the RCG 2023 Guidance notes). Where RV is calculated using the comparative method (rental method) the contract size adjustment should be made as follows: Select - SCAT code box ""P and M as an addition” within the 2023 Generic Contractors Test Spreadsheet facility. Or Where the spreadsheet is not used take the: Reciprocal of statutory de-capitalisation rate (i.e. 5% reciprocal = 20) multiply by rateable value of the buildings (before any overall end allowances are made and after making a notional deduction for the land value) and add to the ERC of P&M. Use resultant figure to calculate contract size adjustment. (Guidance Notes - Section 6) | The cost given is per square metre of floor area benefitting from the air conditioning system. | The presence of the system will be indicated by intake and exhaust grilles in the ceiling, there will be an air handling unit situated outside or in a plantroom | Class 2 Table 2 (b) together with accessories within the 'List of Accessories' | - | Elecrical equipment, Boilers, Chilled water systems/pipe work, fans, Air Grilles/Diffusers. | - | Heat recovery fan systems instead of AHU. | Photo 1 shows a cassette facia, but intake grilles will be seen in respect of a ducted system. Photo 2 shows condenser units. Photo 3 shows an air handling unit with air supply grille. | - | 10017 |  | m2 | Per square metre of treated area | 1 - COMMERCIAL | Clive Angell | - | #N/A | Option 2 | ERROR | 0% | 332.277 | 296.008 | 0% | 0% | 296.008 | 0% | Price Book Data | Nimal | VOA_GPN_GOV_UK\7219047 | 2021-08-05 | Low | Amber | Low | - | - | Updated indices following QA. 16/05/2021 - Minor tweaks, correcting typo. | NA | SPONS M | 1.561 | (BEAMS Note 1) The ERC for this item should be added to the total of the ERC of the other P&M items on the site and the Buildings ERC (where applicable) to enable the correct contract size adjustment to be made. ERC of P&M Items + ERC of Building Component’s = Total ERC (net figure rateable items only) to which contract size adjustment should be applied The 2021 Generic Contractors Test Spreadsheet has this facility built into the programme - it is recommended you undertake all contractors test valuations using this spreadsheet. (Details on the application of contract size adjustments can be found in the RCG 2021 Guidance notes). Where RV is calculated using the comparative method (rental method) the contract size adjustment should be made as follows: Select - SCAT code box "P and M as an addition” within the 2021 Generic Contractors Test Spreadsheet facility. Or Where the spreadsheet is not used take the: Reciprocal of statutory de-capitalisation rate (i.e. 5% reciprocal = 20) multiply by rateable value of the buildings (before any overall end allowances are made and after making a notional deduction for the land value) and add to the ERC of P&M. Use resultant figure to calculate contract size adjustment. (Guidance Notes - Section 6) | Photo 1 shows a cassette facia, but intake grilles will be seen in respect of a ducted system. Photo 2 shows condenser units. Photo 3 shows an air handling unit with air supply grille. | - | 1 | TRUE
237 | 70500Z | 3991 | 70500Z | Airports | Fire Stations | Crash & Rescue | - | - | Modern 1990s style buildings incorporating 4 bay tender/crash vehicle stands with front opening doors, vehicle exhaust system for engine warm up, stores, crew accommodation including offices, kitchen/mess rooms, locker rooms, showers and wash room, communications centre. | Location Adjustment Applicable (See Guidance Notes) - ERC = UK mean of 1.00 | (BEAMS Note 2) The ERC for this item should be added to all other rateable items on the hereditament (except land). Therefore the total of the ERC of the other Building Items and the P&M ERC (where applicable) to enable the correct contract size adjustment to be made. ERC of Building Component + ERC of P&M = Total ERC to which contract size adjustment should be applied. The appropriate % adjustment should be made in accordance with the scale for contract size adjustment specified under section 6 of the RCG 2023 Guidance notes. The currency ERC rates are set at £4m (Four Million Pounds) @ 1st April 2021 (AVD) for the RCG 2023 Publication. | Due to the continual alterations, extensions, refitting and upgrading of facilities and services encountered in this class the properties listed in the bands are indicative only. Rates adopted if necessary should be interpolated between the bands according to service provision and the level and quality of finishes | Measure to GIA | - | - | - | - | Variations: The above costs should be adjusted to reflect the variations in construction and finish | photo missing | photo missing | 10018 |  | m2 | - | Please Select | - | - | 1543.6808 | Option 2 | 1817.2312 | 17.72% | 2499 | 1965.3989 | 27.32% | 8.153% | 1965.3989 | 27.32% | ERC Over-ridden | P. Avo | VOA_GPN_GOV_UK\7243572 | 2020-05-04 | Low | Amber | Low | RH 31/07/20 - original file was corrupted beyond repair. Copied text and evidence into latest sheet. | - | - | NA | BCIS | NA | (BEAMS Note 2) The ERC for this item should be added to all other rateable items on the hereditament (except land). Therefore the total of the ERC of the other Building Items and the P&M ERC (where applicable) to enable the correct contract size adjustment to be made. ERC of Building Component + ERC of P&M = Total ERC to which contract size adjustment should be applied. The appropriate % adjustment should be made in accordance with the scale for contract size adjustment specified under section 6 of the RCG 2021 Guidance notes. The currency ERC rates are set at £4m (Four Million Pounds) @ 1st April 2019 (AVD) for the RCG 2021 Publication. | photo missing | photo missing | 2 | TRUE
238 | 70501A | 4009 | 70501A | Airports | Pavements | PCN (Pavement Classification Number) | 10 | - | The costs include for excavations and disposal of surplus materials arising from the excavations being disposed on site. Pavement construction comprises imported limestone fill, lean mix concrete sub base and slip form paved pavement quality concrete and associated drainage and AGL ducting. | Location Adjustment Applicable (See Guidance Notes) - ERC = UK mean of 1.00 | (BEAMS Note 2) The ERC for this item should be added to all other rateable items on the hereditament (except land). Therefore the total of the ERC of the other Building Items and the P&M ERC (where applicable) to enable the correct contract size adjustment to be made. ERC of Building Component + ERC of P&M = Total ERC to which contract size adjustment should be applied. The appropriate % adjustment should be made in accordance with the scale for contract size adjustment specified under section 6 of the RCG 2023 Guidance notes. The currency ERC rates are set at £4m (Four Million Pounds) @ 1st April 2021 (AVD) for the RCG 2023 Publication. | - | Measure area of Tarmac | - | - | - | - | - | photo missing | photo missing | 10020 |  | m2 | - | Please Select | - | - | 38.2833 | Option 2 | 50.2207 | 31.18% | 58 | 40.3691 | 5.448% | -19.62% | 40.3691 | 5.448% | ERC Over-ridden | P.Avo | VOA_GPN_GOV_UK\7243572 | 2020-05-04 | Low | Amber | Low | Based on 1/04/2015, Agreement | - | - | NA | SPONS Civils | 1.441 | (BEAMS Note 2) The ERC for this item should be added to all other rateable items on the hereditament (except land). Therefore the total of the ERC of the other Building Items and the P&M ERC (where applicable) to enable the correct contract size adjustment to be made. ERC of Building Component + ERC of P&M = Total ERC to which contract size adjustment should be applied. The appropriate % adjustment should be made in accordance with the scale for contract size adjustment specified under section 6 of the RCG 2021 Guidance notes. The currency ERC rates are set at £4m (Four Million Pounds) @ 1st April 2019 (AVD) for the RCG 2021 Publication. | photo missing | photo missing | 2 | TRUE
239 | 70501B | 3992 | 70501B | Airports | Pavements | PCN (Pavement Classification Number) | 11 | - | The costs include for excavations and disposal of surplus materials arising from the excavations being disposed on site. Pavement construction comprises imported limestone fill, lean mix concrete sub base and slip form paved pavement quality concrete and associated drainage and AGL ducting. | Location Adjustment Applicable (See Guidance Notes) - ERC = UK mean of 1.00 | (BEAMS Note 2) The ERC for this item should be added to all other rateable items on the hereditament (except land). Therefore the total of the ERC of the other Building Items and the P&M ERC (where applicable) to enable the correct contract size adjustment to be made. ERC of Building Component + ERC of P&M = Total ERC to which contract size adjustment should be applied. The appropriate % adjustment should be made in accordance with the scale for contract size adjustment specified under section 6 of the RCG 2023 Guidance notes. The currency ERC rates are set at £4m (Four Million Pounds) @ 1st April 2021 (AVD) for the RCG 2023 Publication. | - | Measure area of Tarmac | - | - | - | - | - | photo missing | photo missing | 10020 |  | m2 | - | Please Select | - | - | 40.0651 | Option 2 | 52.5582 | 31.18% | 61 | 42.4571 | 5.97% | -19.22% | 42.4571 | 5.97% | ERC Over-ridden | P.Avo | VOA_GPN_GOV_UK\7243572 | 2020-05-04 | Low | Amber | Low | Based on 1/04/2015, Agreement | - | - | NA | SPONS Civils | 1.441 | (BEAMS Note 2) The ERC for this item should be added to all other rateable items on the hereditament (except land). Therefore the total of the ERC of the other Building Items and the P&M ERC (where applicable) to enable the correct contract size adjustment to be made. ERC of Building Component + ERC of P&M = Total ERC to which contract size adjustment should be applied. The appropriate % adjustment should be made in accordance with the scale for contract size adjustment specified under section 6 of the RCG 2021 Guidance notes. The currency ERC rates are set at £4m (Four Million Pounds) @ 1st April 2019 (AVD) for the RCG 2021 Publication. | photo missing | photo missing | 2 | TRUE
240 | 70501C | 6494 | 70501C | Airports | Pavements | PCN (Pavement Classification Number) | 12 | - | The costs include for excavations and disposal of surplus materials arising from the excavations being disposed on site. Pavement construction comprises imported limestone fill, lean mix concrete sub base and slip form paved pavement quality concrete and associated drainage and AGL ducting. | Location Adjustment Applicable (See Guidance Notes) - ERC = UK mean of 1.00 | (BEAMS Note 2) The ERC for this item should be added to all other rateable items on the hereditament (except land). Therefore the total of the ERC of the other Building Items and the P&M ERC (where applicable) to enable the correct contract size adjustment to be made. ERC of Building Component + ERC of P&M = Total ERC to which contract size adjustment should be applied. The appropriate % adjustment should be made in accordance with the scale for contract size adjustment specified under section 6 of the RCG 2023 Guidance notes. The currency ERC rates are set at £4m (Four Million Pounds) @ 1st April 2021 (AVD) for the RCG 2023 Publication. | - | Measure area of Tarmac | - | - | - | - | - | photo missing | photo missing | 10020 |  | m2 | - | Please Select | - | - | 41.847 | Option 2 | 54.8956 | 31.18% | 63 | 43.8492 | 4.785% | -20.12% | 43.8492 | 4.785% | ERC Over-ridden | P. Avo | VOA_GPN_GOV_UK\7243572 | 2020-05-04 | Low | Amber | Low | Based on 1/04/2015, Agreement | - | - | NA | SPONS Civils | 1.441 | (BEAMS Note 2) The ERC for this item should be added to all other rateable items on the hereditament (except land). Therefore the total of the ERC of the other Building Items and the P&M ERC (where applicable) to enable the correct contract size adjustment to be made. ERC of Building Component + ERC of P&M = Total ERC to which contract size adjustment should be applied. The appropriate % adjustment should be made in accordance with the scale for contract size adjustment specified under section 6 of the RCG 2021 Guidance notes. The currency ERC rates are set at £4m (Four Million Pounds) @ 1st April 2019 (AVD) for the RCG 2021 Publication. | photo missing | photo missing | 2 | TRUE
241 | 70501D | 6495 | 70501D | Airports | Pavements | PCN (Pavement Classification Number) | 13 | - | The costs include for excavations and disposal of surplus materials arising from the excavations being disposed on site. Pavement construction comprises imported limestone fill, lean mix concrete sub base and slip form paved pavement quality concrete and associated drainage and AGL ducting. | Location Adjustment Applicable (See Guidance Notes) - ERC = UK mean of 1.00 | (BEAMS Note 2) The ERC for this item should be added to all other rateable items on the hereditament (except land). Therefore the total of the ERC of the other Building Items and the P&M ERC (where applicable) to enable the correct contract size adjustment to be made. ERC of Building Component + ERC of P&M = Total ERC to which contract size adjustment should be applied. The appropriate % adjustment should be made in accordance with the scale for contract size adjustment specified under section 6 of the RCG 2023 Guidance notes. The currency ERC rates are set at £4m (Four Million Pounds) @ 1st April 2021 (AVD) for the RCG 2023 Publication. | - | Measure area of Tarmac | - | - | - | - | - | photo missing | photo missing | 10020 |  | m2 | - | Please Select | - | - | 43.62 | Option 2 | 57.2215 | 31.18% | 66 | 45.9372 | 5.312% | -19.72% | 45.9372 | 5.312% | ERC Over-ridden | P. Avo | VOA_GPN_GOV_UK\7243572 | 2020-05-04 | Low | Amber | Low | Based on 1/04/2015, Agreement | - | - | NA | SPONS Civils | 1.441 | (BEAMS Note 2) The ERC for this item should be added to all other rateable items on the hereditament (except land). Therefore the total of the ERC of the other Building Items and the P&M ERC (where applicable) to enable the correct contract size adjustment to be made. ERC of Building Component + ERC of P&M = Total ERC to which contract size adjustment should be applied. The appropriate % adjustment should be made in accordance with the scale for contract size adjustment specified under section 6 of the RCG 2021 Guidance notes. The currency ERC rates are set at £4m (Four Million Pounds) @ 1st April 2019 (AVD) for the RCG 2021 Publication. | photo missing | photo missing | 2 | TRUE
242 | 70501E | 6095 | 70501E | Airports | Pavements | PCN (Pavement Classification Number) | 14 | - | The costs include for excavations and disposal of surplus materials arising from the excavations being disposed on site. Pavement construction comprises imported limestone fill, lean mix concrete sub base and slip form paved pavement quality concrete and associated drainage and AGL ducting. | Location Adjustment Applicable (See Guidance Notes) - ERC = UK mean of 1.00 | (BEAMS Note 2) The ERC for this item should be added to all other rateable items on the hereditament (except land). Therefore the total of the ERC of the other Building Items and the P&M ERC (where applicable) to enable the correct contract size adjustment to be made. ERC of Building Component + ERC of P&M = Total ERC to which contract size adjustment should be applied. The appropriate % adjustment should be made in accordance with the scale for contract size adjustment specified under section 6 of the RCG 2023 Guidance notes. The currency ERC rates are set at £4m (Four Million Pounds) @ 1st April 2021 (AVD) for the RCG 2023 Publication. | - | Measure area of Tarmac | - | - | - | - | - | photo missing | photo missing | 10020 |  | m2 | - | Please Select | - | - | 45.4107 | Option 2 | 59.5706 | 31.18% | 68 | 47.3293 | 4.225% | -20.55% | 47.3293 | 4.225% | ERC Over-ridden | P. Avo | VOA_GPN_GOV_UK\7243572 | 2020-05-04 | Low | Amber | Low | Based on 1/04/2015, Agreement | - | - | NA | SPONS Civils | 1.441 | (BEAMS Note 2) The ERC for this item should be added to all other rateable items on the hereditament (except land). Therefore the total of the ERC of the other Building Items and the P&M ERC (where applicable) to enable the correct contract size adjustment to be made. ERC of Building Component + ERC of P&M = Total ERC to which contract size adjustment should be applied. The appropriate % adjustment should be made in accordance with the scale for contract size adjustment specified under section 6 of the RCG 2021 Guidance notes. The currency ERC rates are set at £4m (Four Million Pounds) @ 1st April 2019 (AVD) for the RCG 2021 Publication. | photo missing | photo missing | 2 | TRUE
243 | 70501F | 6247 | 70501F | Airports | Pavements | PCN (Pavement Classification Number) | 15 | - | The costs include for excavations and disposal of surplus materials arising from the excavations being disposed on site. Pavement construction comprises imported limestone fill, lean mix concrete sub base and slip form paved pavement quality concrete and associated drainage and AGL ducting. | Location Adjustment Applicable (See Guidance Notes) - ERC = UK mean of 1.00 | (BEAMS Note 2) The ERC for this item should be added to all other rateable items on the hereditament (except land). Therefore the total of the ERC of the other Building Items and the P&M ERC (where applicable) to enable the correct contract size adjustment to be made. ERC of Building Component + ERC of P&M = Total ERC to which contract size adjustment should be applied. The appropriate % adjustment should be made in accordance with the scale for contract size adjustment specified under section 6 of the RCG 2023 Guidance notes. The currency ERC rates are set at £4m (Four Million Pounds) @ 1st April 2021 (AVD) for the RCG 2023 Publication. | - | Measure area of Tarmac | - | - | - | - | - | photo missing | photo missing | 10020 |  | m2 | - | Please Select | - | - | 47.1925 | Option 2 | 61.908 | 31.18% | 71 | 49.4173 | 4.714% | -20.18% | 49.4173 | 4.714% | ERC Over-ridden | P. Avo | VOA_GPN_GOV_UK\7243572 | 2020-05-04 | Low | Amber | Low | Based on 1/04/2015, Agreement | - | - | NA | SPONS Civils | 1.441 | (BEAMS Note 2) The ERC for this item should be added to all other rateable items on the hereditament (except land). Therefore the total of the ERC of the other Building Items and the P&M ERC (where applicable) to enable the correct contract size adjustment to be made. ERC of Building Component + ERC of P&M = Total ERC to which contract size adjustment should be applied. The appropriate % adjustment should be made in accordance with the scale for contract size adjustment specified under section 6 of the RCG 2021 Guidance notes. The currency ERC rates are set at £4m (Four Million Pounds) @ 1st April 2019 (AVD) for the RCG 2021 Publication. | photo missing | photo missing | 2 | TRUE
244 | 70501G | 6248 | 70501G | Airports | Pavements | PCN (Pavement Classification Number) | 16 | - | The costs include for excavations and disposal of surplus materials arising from the excavations being disposed on site. Pavement construction comprises imported limestone fill, lean mix concrete sub base and slip form paved pavement quality concrete and associated drainage and AGL ducting. | Location Adjustment Applicable (See Guidance Notes) - ERC = UK mean of 1.00 | (BEAMS Note 2) The ERC for this item should be added to all other rateable items on the hereditament (except land). Therefore the total of the ERC of the other Building Items and the P&M ERC (where applicable) to enable the correct contract size adjustment to be made. ERC of Building Component + ERC of P&M = Total ERC to which contract size adjustment should be applied. The appropriate % adjustment should be made in accordance with the scale for contract size adjustment specified under section 6 of the RCG 2023 Guidance notes. The currency ERC rates are set at £4m (Four Million Pounds) @ 1st April 2021 (AVD) for the RCG 2023 Publication. | - | Measure area of Tarmac | - | - | - | - | - | photo missing | photo missing | 10020 |  | m2 | - | Please Select | - | - | 48.5333 | Option 2 | 63.6669 | 31.18% | 73 | 50.8094 | 4.69% | -20.2% | 50.8094 | 4.69% | ERC Over-ridden | P. Avo | VOA_GPN_GOV_UK\7243572 | 2020-05-04 | Low | Amber | Low | Based on 1/04/2015, Agreement | - | - | NA | SPONS Civils | 1.441 | (BEAMS Note 2) The ERC for this item should be added to all other rateable items on the hereditament (except land). Therefore the total of the ERC of the other Building Items and the P&M ERC (where applicable) to enable the correct contract size adjustment to be made. ERC of Building Component + ERC of P&M = Total ERC to which contract size adjustment should be applied. The appropriate % adjustment should be made in accordance with the scale for contract size adjustment specified under section 6 of the RCG 2021 Guidance notes. The currency ERC rates are set at £4m (Four Million Pounds) @ 1st April 2019 (AVD) for the RCG 2021 Publication. | photo missing | photo missing | 2 | TRUE
245 | 70501H | 6190 | 70501H | Airports | Pavements | PCN (Pavement Classification Number) | 17 | - | The costs include for excavations and disposal of surplus materials arising from the excavations being disposed on site. Pavement construction comprises imported limestone fill, lean mix concrete sub base and slip form paved pavement quality concrete and associated drainage and AGL ducting. | Location Adjustment Applicable (See Guidance Notes) - ERC = UK mean of 1.00 | (BEAMS Note 2) The ERC for this item should be added to all other rateable items on the hereditament (except land). Therefore the total of the ERC of the other Building Items and the P&M ERC (where applicable) to enable the correct contract size adjustment to be made. ERC of Building Component + ERC of P&M = Total ERC to which contract size adjustment should be applied. The appropriate % adjustment should be made in accordance with the scale for contract size adjustment specified under section 6 of the RCG 2023 Guidance notes. The currency ERC rates are set at £4m (Four Million Pounds) @ 1st April 2021 (AVD) for the RCG 2023 Publication. | - | Measure area of Tarmac | - | - | - | - | - | photo missing | photo missing | 10020 |  | m2 | - | Please Select | - | - | 49.8653 | Option 2 | 65.4142 | 31.18% | 76 | 52.8974 | 6.081% | -19.13% | 52.8974 | 6.081% | ERC Over-ridden | P. Avo | VOA_GPN_GOV_UK\7243572 | 2020-05-04 | Low | Amber | Low | Based on 1/04/2015, Agreement | - | - | NA | SPONS Civils | 1.441 | (BEAMS Note 2) The ERC for this item should be added to all other rateable items on the hereditament (except land). Therefore the total of the ERC of the other Building Items and the P&M ERC (where applicable) to enable the correct contract size adjustment to be made. ERC of Building Component + ERC of P&M = Total ERC to which contract size adjustment should be applied. The appropriate % adjustment should be made in accordance with the scale for contract size adjustment specified under section 6 of the RCG 2021 Guidance notes. The currency ERC rates are set at £4m (Four Million Pounds) @ 1st April 2019 (AVD) for the RCG 2021 Publication. | photo missing | photo missing | 2 | TRUE
246 | 70501J | 6325 | 70501J | Airports | Pavements | PCN (Pavement Classification Number) | 18 | - | The costs include for excavations and disposal of surplus materials arising from the excavations being disposed on site. Pavement construction comprises imported limestone fill, lean mix concrete sub base and slip form paved pavement quality concrete and associated drainage and AGL ducting. | Location Adjustment Applicable (See Guidance Notes) - ERC = UK mean of 1.00 | (BEAMS Note 2) The ERC for this item should be added to all other rateable items on the hereditament (except land). Therefore the total of the ERC of the other Building Items and the P&M ERC (where applicable) to enable the correct contract size adjustment to be made. ERC of Building Component + ERC of P&M = Total ERC to which contract size adjustment should be applied. The appropriate % adjustment should be made in accordance with the scale for contract size adjustment specified under section 6 of the RCG 2023 Guidance notes. The currency ERC rates are set at £4m (Four Million Pounds) @ 1st April 2021 (AVD) for the RCG 2023 Publication. | - | Measure area of Tarmac | - | - | - | - | - | photo missing | photo missing | 10020 |  | m2 | - | Please Select | - | - | 51.2061 | Option 2 | 67.1731 | 31.18% | 77 | 53.5934 | 4.662% | -20.22% | 53.5934 | 4.662% | ERC Over-ridden | P. Avo | VOA_GPN_GOV_UK\7243572 | 2020-05-04 | Low | Amber | Low | Based on 1/04/2015, Agreement | - | - | NA | SPONS Civils | 1.441 | (BEAMS Note 2) The ERC for this item should be added to all other rateable items on the hereditament (except land). Therefore the total of the ERC of the other Building Items and the P&M ERC (where applicable) to enable the correct contract size adjustment to be made. ERC of Building Component + ERC of P&M = Total ERC to which contract size adjustment should be applied. The appropriate % adjustment should be made in accordance with the scale for contract size adjustment specified under section 6 of the RCG 2021 Guidance notes. The currency ERC rates are set at £4m (Four Million Pounds) @ 1st April 2019 (AVD) for the RCG 2021 Publication. | photo missing | photo missing | 2 | TRUE
247 | 70501K | 6361 | 70501K | Airports | Pavements | PCN (Pavement Classification Number) | 19 | - | The costs include for excavations and disposal of surplus materials arising from the excavations being disposed on site. Pavement construction comprises imported limestone fill, lean mix concrete sub base and slip form paved pavement quality concrete and associated drainage and AGL ducting. | Location Adjustment Applicable (See Guidance Notes) - ERC = UK mean of 1.00 | (BEAMS Note 2) The ERC for this item should be added to all other rateable items on the hereditament (except land). Therefore the total of the ERC of the other Building Items and the P&M ERC (where applicable) to enable the correct contract size adjustment to be made. ERC of Building Component + ERC of P&M = Total ERC to which contract size adjustment should be applied. The appropriate % adjustment should be made in accordance with the scale for contract size adjustment specified under section 6 of the RCG 2023 Guidance notes. The currency ERC rates are set at £4m (Four Million Pounds) @ 1st April 2021 (AVD) for the RCG 2023 Publication. | - | Measure area of Tarmac | - | - | - | - | - | photo missing | photo missing | 10020 |  | m2 | - | Please Select | - | - | 52.5469 | Option 2 | 68.932 | 31.18% | 80 | 55.6815 | 5.965% | -19.22% | 55.6815 | 5.965% | ERC Over-ridden | P. Avo | VOA_GPN_GOV_UK\7243572 | 2020-05-04 | Low | Amber | Low | Based on 1/04/2015, Agreement | - | - | NA | SPONS Civils | 1.441 | (BEAMS Note 2) The ERC for this item should be added to all other rateable items on the hereditament (except land). Therefore the total of the ERC of the other Building Items and the P&M ERC (where applicable) to enable the correct contract size adjustment to be made. ERC of Building Component + ERC of P&M = Total ERC to which contract size adjustment should be applied. The appropriate % adjustment should be made in accordance with the scale for contract size adjustment specified under section 6 of the RCG 2021 Guidance notes. The currency ERC rates are set at £4m (Four Million Pounds) @ 1st April 2019 (AVD) for the RCG 2021 Publication. | photo missing | photo missing | 2 | TRUE
248 | 70501L | 6096 | 70501L | Airports | Pavements | PCN (Pavement Classification Number) | 20 | - | The costs include for excavations and disposal of surplus materials arising from the excavations being disposed on site. Pavement construction comprises imported limestone fill, lean mix concrete sub base and slip form paved pavement quality concrete and associated drainage and AGL ducting. | Location Adjustment Applicable (See Guidance Notes) - ERC = UK mean of 1.00 | (BEAMS Note 2) The ERC for this item should be added to all other rateable items on the hereditament (except land). Therefore the total of the ERC of the other Building Items and the P&M ERC (where applicable) to enable the correct contract size adjustment to be made. ERC of Building Component + ERC of P&M = Total ERC to which contract size adjustment should be applied. The appropriate % adjustment should be made in accordance with the scale for contract size adjustment specified under section 6 of the RCG 2023 Guidance notes. The currency ERC rates are set at £4m (Four Million Pounds) @ 1st April 2021 (AVD) for the RCG 2023 Publication. | - | Measure area of Tarmac | - | - | - | - | - | photo missing | photo missing | 10020 |  | m2 | - | Please Select | - | - | 53.87 | Option 2 | 70.6677 | 31.18% | 81 | 56.3775 | 4.655% | -20.22% | 56.3775 | 4.655% | ERC Over-ridden | P. Avo | VOA_GPN_GOV_UK\7243572 | 2020-05-04 | Low | Amber | Low | Based on 1/04/2015, Agreement | - | - | NA | SPONS Civils | 1.441 | (BEAMS Note 2) The ERC for this item should be added to all other rateable items on the hereditament (except land). Therefore the total of the ERC of the other Building Items and the P&M ERC (where applicable) to enable the correct contract size adjustment to be made. ERC of Building Component + ERC of P&M = Total ERC to which contract size adjustment should be applied. The appropriate % adjustment should be made in accordance with the scale for contract size adjustment specified under section 6 of the RCG 2021 Guidance notes. The currency ERC rates are set at £4m (Four Million Pounds) @ 1st April 2019 (AVD) for the RCG 2021 Publication. | photo missing | photo missing | 2 | TRUE
249 | 70501M | 6533 | 70501M | Airports | Pavements | PCN (Pavement Classification Number) | 21 | - | The costs include for excavations and disposal of surplus materials arising from the excavations being disposed on site. Pavement construction comprises imported limestone fill, lean mix concrete sub base and slip form paved pavement quality concrete and associated drainage and AGL ducting. | Location Adjustment Applicable (See Guidance Notes) - ERC = UK mean of 1.00 | (BEAMS Note 2) The ERC for this item should be added to all other rateable items on the hereditament (except land). Therefore the total of the ERC of the other Building Items and the P&M ERC (where applicable) to enable the correct contract size adjustment to be made. ERC of Building Component + ERC of P&M = Total ERC to which contract size adjustment should be applied. The appropriate % adjustment should be made in accordance with the scale for contract size adjustment specified under section 6 of the RCG 2023 Guidance notes. The currency ERC rates are set at £4m (Four Million Pounds) @ 1st April 2021 (AVD) for the RCG 2023 Publication. | - | Measure area of Tarmac | - | - | - | - | - | photo missing | photo missing | 10020 |  | m2 | - | Please Select | - | - | 55.0521 | Option 2 | 72.2183 | 31.18% | 84 | 58.4656 | 6.2% | -19.04% | 58.4656 | 6.2% | ERC Over-ridden | P. Avo | VOA_GPN_GOV_UK\7243572 | 2020-05-04 | Low | Amber | Low | Based on 1/04/2015, Agreement | - | - | NA | SPONS Civils | 1.441 | (BEAMS Note 2) The ERC for this item should be added to all other rateable items on the hereditament (except land). Therefore the total of the ERC of the other Building Items and the P&M ERC (where applicable) to enable the correct contract size adjustment to be made. ERC of Building Component + ERC of P&M = Total ERC to which contract size adjustment should be applied. The appropriate % adjustment should be made in accordance with the scale for contract size adjustment specified under section 6 of the RCG 2021 Guidance notes. The currency ERC rates are set at £4m (Four Million Pounds) @ 1st April 2019 (AVD) for the RCG 2021 Publication. | photo missing | photo missing | 2 | TRUE
250 | 70501N | 4515 | 70501N | Airports | Pavements | PCN (Pavement Classification Number) | 22 | - | The costs include for excavations and disposal of surplus materials arising from the excavations being disposed on site. Pavement construction comprises imported limestone fill, lean mix concrete sub base and slip form paved pavement quality concrete and associated drainage and AGL ducting. | Location Adjustment Applicable (See Guidance Notes) - ERC = UK mean of 1.00 | (BEAMS Note 2) The ERC for this item should be added to all other rateable items on the hereditament (except land). Therefore the total of the ERC of the other Building Items and the P&M ERC (where applicable) to enable the correct contract size adjustment to be made. ERC of Building Component + ERC of P&M = Total ERC to which contract size adjustment should be applied. The appropriate % adjustment should be made in accordance with the scale for contract size adjustment specified under section 6 of the RCG 2023 Guidance notes. The currency ERC rates are set at £4m (Four Million Pounds) @ 1st April 2021 (AVD) for the RCG 2023 Publication. | - | Measure area of Tarmac | - | - | - | - | - | photo missing | photo missing | 10020 |  | m2 | - | Please Select | - | - | 56.2341 | Option 2 | 73.7689 | 31.18% | 85 | 59.1616 | 5.206% | -19.8% | 59.1616 | 5.206% | ERC Over-ridden | P. Avo | VOA_GPN_GOV_UK\7243572 | 2020-05-04 | Low | Amber | Low | Based on 1/04/2015, Agreement | - | - | NA | SPONS Civils | 1.441 | (BEAMS Note 2) The ERC for this item should be added to all other rateable items on the hereditament (except land). Therefore the total of the ERC of the other Building Items and the P&M ERC (where applicable) to enable the correct contract size adjustment to be made. ERC of Building Component + ERC of P&M = Total ERC to which contract size adjustment should be applied. The appropriate % adjustment should be made in accordance with the scale for contract size adjustment specified under section 6 of the RCG 2021 Guidance notes. The currency ERC rates are set at £4m (Four Million Pounds) @ 1st April 2019 (AVD) for the RCG 2021 Publication. | photo missing | photo missing | 2 | TRUE
251 | 70501P | 4364 | 70501P | Airports | Pavements | PCN (Pavement Classification Number) | 23 | - | The costs include for excavations and disposal of surplus materials arising from the excavations being disposed on site. Pavement construction comprises imported limestone fill, lean mix concrete sub base and slip form paved pavement quality concrete and associated drainage and AGL ducting. | Location Adjustment Applicable (See Guidance Notes) - ERC = UK mean of 1.00 | (BEAMS Note 2) The ERC for this item should be added to all other rateable items on the hereditament (except land). Therefore the total of the ERC of the other Building Items and the P&M ERC (where applicable) to enable the correct contract size adjustment to be made. ERC of Building Component + ERC of P&M = Total ERC to which contract size adjustment should be applied. The appropriate % adjustment should be made in accordance with the scale for contract size adjustment specified under section 6 of the RCG 2023 Guidance notes. The currency ERC rates are set at £4m (Four Million Pounds) @ 1st April 2021 (AVD) for the RCG 2023 Publication. | - | Measure area of Tarmac | - | - | - | - | - | photo missing | photo missing | 10020 |  | m2 | - | Please Select | - | - | 57.4073 | Option 2 | 75.3079 | 31.18% | 87 | 60.5536 | 5.481% | -19.59% | 60.5536 | 5.481% | ERC Over-ridden | P. Avo | VOA_GPN_GOV_UK\7243572 | 2020-05-04 | Low | Amber | Low | Based on 1/04/2015, Agreement | - | - | NA | SPONS Civils | 1.441 | (BEAMS Note 2) The ERC for this item should be added to all other rateable items on the hereditament (except land). Therefore the total of the ERC of the other Building Items and the P&M ERC (where applicable) to enable the correct contract size adjustment to be made. ERC of Building Component + ERC of P&M = Total ERC to which contract size adjustment should be applied. The appropriate % adjustment should be made in accordance with the scale for contract size adjustment specified under section 6 of the RCG 2021 Guidance notes. The currency ERC rates are set at £4m (Four Million Pounds) @ 1st April 2019 (AVD) for the RCG 2021 Publication. | photo missing | photo missing | 2 | TRUE
252 | 70501Q | 4497 | 70501Q | Airports | Pavements | PCN (Pavement Classification Number) | 24 | - | The costs include for excavations and disposal of surplus materials arising from the excavations being disposed on site. Pavement construction comprises imported limestone fill, lean mix concrete sub base and slip form paved pavement quality concrete and associated drainage and AGL ducting. | Location Adjustment Applicable (See Guidance Notes) - ERC = UK mean of 1.00 | (BEAMS Note 2) The ERC for this item should be added to all other rateable items on the hereditament (except land). Therefore the total of the ERC of the other Building Items and the P&M ERC (where applicable) to enable the correct contract size adjustment to be made. ERC of Building Component + ERC of P&M = Total ERC to which contract size adjustment should be applied. The appropriate % adjustment should be made in accordance with the scale for contract size adjustment specified under section 6 of the RCG 2023 Guidance notes. The currency ERC rates are set at £4m (Four Million Pounds) @ 1st April 2021 (AVD) for the RCG 2023 Publication. | - | Measure area of Tarmac | - | - | - | - | - | photo missing | photo missing | 10020 |  | m2 | - | Please Select | - | - | 58.5893 | Option 2 | 76.8585 | 31.18% | 89 | 61.9456 | 5.729% | -19.4% | 61.9456 | 5.729% | ERC Over-ridden | P. Avo | VOA_GPN_GOV_UK\7243572 | 2020-05-04 | Low | Amber | Low | Based on 1/04/2015, Agreement | - | - | NA | SPONS Civils | 1.441 | (BEAMS Note 2) The ERC for this item should be added to all other rateable items on the hereditament (except land). Therefore the total of the ERC of the other Building Items and the P&M ERC (where applicable) to enable the correct contract size adjustment to be made. ERC of Building Component + ERC of P&M = Total ERC to which contract size adjustment should be applied. The appropriate % adjustment should be made in accordance with the scale for contract size adjustment specified under section 6 of the RCG 2021 Guidance notes. The currency ERC rates are set at £4m (Four Million Pounds) @ 1st April 2019 (AVD) for the RCG 2021 Publication. | photo missing | photo missing | 2 | TRUE
253 | 70501R | 4029 | 70501R | Airports | Pavements | PCN (Pavement Classification Number) | 25 | - | The costs include for excavations and disposal of surplus materials arising from the excavations being disposed on site. Pavement construction comprises imported limestone fill, lean mix concrete sub base and slip form paved pavement quality concrete and associated drainage and AGL ducting. | Location Adjustment Applicable (See Guidance Notes) - ERC = UK mean of 1.00 | (BEAMS Note 2) The ERC for this item should be added to all other rateable items on the hereditament (except land). Therefore the total of the ERC of the other Building Items and the P&M ERC (where applicable) to enable the correct contract size adjustment to be made. ERC of Building Component + ERC of P&M = Total ERC to which contract size adjustment should be applied. The appropriate % adjustment should be made in accordance with the scale for contract size adjustment specified under section 6 of the RCG 2023 Guidance notes. The currency ERC rates are set at £4m (Four Million Pounds) @ 1st April 2021 (AVD) for the RCG 2023 Publication. | - | Measure area of Tarmac | - | - | - | - | - | photo missing | photo missing | 10020 |  | m2 | - | Please Select | - | - | 59.7625 | Option 2 | 78.3975 | 31.18% | 90 | 62.6417 | 4.818% | -20.1% | 62.6417 | 4.818% | ERC Over-ridden | P. Avo | VOA_GPN_GOV_UK\7243572 | 2020-05-04 | Low | Amber | Low | Based on 1/04/2015, Agreement | - | - | NA | SPONS Civils | 1.441 | (BEAMS Note 2) The ERC for this item should be added to all other rateable items on the hereditament (except land). Therefore the total of the ERC of the other Building Items and the P&M ERC (where applicable) to enable the correct contract size adjustment to be made. ERC of Building Component + ERC of P&M = Total ERC to which contract size adjustment should be applied. The appropriate % adjustment should be made in accordance with the scale for contract size adjustment specified under section 6 of the RCG 2021 Guidance notes. The currency ERC rates are set at £4m (Four Million Pounds) @ 1st April 2019 (AVD) for the RCG 2021 Publication. | photo missing | photo missing | 2 | TRUE
254 | 70501S | 4132 | 70501S | Airports | Pavements | PCN (Pavement Classification Number) | 26 | - | The costs include for excavations and disposal of surplus materials arising from the excavations being disposed on site. Pavement construction comprises imported limestone fill, lean mix concrete sub base and slip form paved pavement quality concrete and associated drainage and AGL ducting. | Location Adjustment Applicable (See Guidance Notes) - ERC = UK mean of 1.00 | (BEAMS Note 2) The ERC for this item should be added to all other rateable items on the hereditament (except land). Therefore the total of the ERC of the other Building Items and the P&M ERC (where applicable) to enable the correct contract size adjustment to be made. ERC of Building Component + ERC of P&M = Total ERC to which contract size adjustment should be applied. The appropriate % adjustment should be made in accordance with the scale for contract size adjustment specified under section 6 of the RCG 2023 Guidance notes. The currency ERC rates are set at £4m (Four Million Pounds) @ 1st April 2021 (AVD) for the RCG 2023 Publication. | - | Measure area of Tarmac | - | - | - | - | - | photo missing | photo missing | 10020 |  | m2 | - | Please Select | - | - | 60.6975 | Option 2 | 79.6241 | 31.18% | 91 | 63.3377 | 4.35% | -20.45% | 63.3377 | 4.35% | ERC Over-ridden | P. Avo | VOA_GPN_GOV_UK\7243572 | 2020-05-04 | Low | Amber | Low | Based on 1/04/2015, Agreement | - | - | NA | SPONS Civils | 1.441 | (BEAMS Note 2) The ERC for this item should be added to all other rateable items on the hereditament (except land). Therefore the total of the ERC of the other Building Items and the P&M ERC (where applicable) to enable the correct contract size adjustment to be made. ERC of Building Component + ERC of P&M = Total ERC to which contract size adjustment should be applied. The appropriate % adjustment should be made in accordance with the scale for contract size adjustment specified under section 6 of the RCG 2021 Guidance notes. The currency ERC rates are set at £4m (Four Million Pounds) @ 1st April 2019 (AVD) for the RCG 2021 Publication. | photo missing | photo missing | 2 | TRUE
255 | 70501T | 4235 | 70501T | Airports | Pavements | PCN (Pavement Classification Number) | 27 | - | The costs include for excavations and disposal of surplus materials arising from the excavations being disposed on site. Pavement construction comprises imported limestone fill, lean mix concrete sub base and slip form paved pavement quality concrete and associated drainage and AGL ducting. | Location Adjustment Applicable (See Guidance Notes) - ERC = UK mean of 1.00 | (BEAMS Note 2) The ERC for this item should be added to all other rateable items on the hereditament (except land). Therefore the total of the ERC of the other Building Items and the P&M ERC (where applicable) to enable the correct contract size adjustment to be made. ERC of Building Component + ERC of P&M = Total ERC to which contract size adjustment should be applied. The appropriate % adjustment should be made in accordance with the scale for contract size adjustment specified under section 6 of the RCG 2023 Guidance notes. The currency ERC rates are set at £4m (Four Million Pounds) @ 1st April 2021 (AVD) for the RCG 2023 Publication. | - | Measure area of Tarmac | - | - | - | - | - | photo missing | photo missing | 10020 |  | m2 | - | Please Select | - | - | 61.6502 | Option 2 | 80.8739 | 31.18% | 94 | 65.4257 | 6.124% | -19.1% | 65.4257 | 6.124% | ERC Over-ridden | P. Avo | VOA_GPN_GOV_UK\7243572 | 2020-05-04 | Low | Amber | Low | Based on 1/04/2015, Agreement | - | - | NA | SPONS Civils | 1.441 | (BEAMS Note 2) The ERC for this item should be added to all other rateable items on the hereditament (except land). Therefore the total of the ERC of the other Building Items and the P&M ERC (where applicable) to enable the correct contract size adjustment to be made. ERC of Building Component + ERC of P&M = Total ERC to which contract size adjustment should be applied. The appropriate % adjustment should be made in accordance with the scale for contract size adjustment specified under section 6 of the RCG 2021 Guidance notes. The currency ERC rates are set at £4m (Four Million Pounds) @ 1st April 2019 (AVD) for the RCG 2021 Publication. | photo missing | photo missing | 2 | TRUE
256 | 70501U | 4133 | 70501U | Airports | Pavements | PCN (Pavement Classification Number) | 28 | - | The costs include for excavations and disposal of surplus materials arising from the excavations being disposed on site. Pavement construction comprises imported limestone fill, lean mix concrete sub base and slip form paved pavement quality concrete and associated drainage and AGL ducting. | Location Adjustment Applicable (See Guidance Notes) - ERC = UK mean of 1.00 | (BEAMS Note 2) The ERC for this item should be added to all other rateable items on the hereditament (except land). Therefore the total of the ERC of the other Building Items and the P&M ERC (where applicable) to enable the correct contract size adjustment to be made. ERC of Building Component + ERC of P&M = Total ERC to which contract size adjustment should be applied. The appropriate % adjustment should be made in accordance with the scale for contract size adjustment specified under section 6 of the RCG 2023 Guidance notes. The currency ERC rates are set at £4m (Four Million Pounds) @ 1st April 2021 (AVD) for the RCG 2023 Publication. | - | Measure area of Tarmac | - | - | - | - | - | photo missing | photo missing | 10020 |  | m2 | - | Please Select | - | - | 62.5852 | Option 2 | 82.1005 | 31.18% | 95 | 66.1218 | 5.651% | -19.46% | 66.1218 | 5.651% | ERC Over-ridden | P.Avo | VOA_GPN_GOV_UK\7243572 | 2020-05-04 | Low | Amber | Low | Based on 1/04/2015, Agreement | - | - | NA | SPONS Civils | 1.441 | (BEAMS Note 2) The ERC for this item should be added to all other rateable items on the hereditament (except land). Therefore the total of the ERC of the other Building Items and the P&M ERC (where applicable) to enable the correct contract size adjustment to be made. ERC of Building Component + ERC of P&M = Total ERC to which contract size adjustment should be applied. The appropriate % adjustment should be made in accordance with the scale for contract size adjustment specified under section 6 of the RCG 2021 Guidance notes. The currency ERC rates are set at £4m (Four Million Pounds) @ 1st April 2019 (AVD) for the RCG 2021 Publication. | photo missing | photo missing | 2 | TRUE
257 | 70501V | 4516 | 70501V | Airports | Pavements | PCN (Pavement Classification Number) | 29 | - | The costs include for excavations and disposal of surplus materials arising from the excavations being disposed on site. Pavement construction comprises imported limestone fill, lean mix concrete sub base and slip form paved pavement quality concrete and associated drainage and AGL ducting. | Location Adjustment Applicable (See Guidance Notes) - ERC = UK mean of 1.00 | (BEAMS Note 2) The ERC for this item should be added to all other rateable items on the hereditament (except land). Therefore the total of the ERC of the other Building Items and the P&M ERC (where applicable) to enable the correct contract size adjustment to be made. ERC of Building Component + ERC of P&M = Total ERC to which contract size adjustment should be applied. The appropriate % adjustment should be made in accordance with the scale for contract size adjustment specified under section 6 of the RCG 2023 Guidance notes. The currency ERC rates are set at £4m (Four Million Pounds) @ 1st April 2021 (AVD) for the RCG 2023 Publication. | - | Measure area of Tarmac | - | - | - | - | - | photo missing | photo missing | 10020 |  | m2 | - | Please Select | - | - | 63.5291 | Option 2 | 83.3386 | 31.18% | 96 | 66.8178 | 5.177% | -19.82% | 66.8178 | 5.177% | ERC Over-ridden | P.Avo | VOA_GPN_GOV_UK\7243572 | 2020-05-04 | Low | Amber | Low | Based on 1/04/2015, Agreement | - | - | NA | SPONS Civils | 1.441 | (BEAMS Note 2) The ERC for this item should be added to all other rateable items on the hereditament (except land). Therefore the total of the ERC of the other Building Items and the P&M ERC (where applicable) to enable the correct contract size adjustment to be made. ERC of Building Component + ERC of P&M = Total ERC to which contract size adjustment should be applied. The appropriate % adjustment should be made in accordance with the scale for contract size adjustment specified under section 6 of the RCG 2021 Guidance notes. The currency ERC rates are set at £4m (Four Million Pounds) @ 1st April 2019 (AVD) for the RCG 2021 Publication. | photo missing | photo missing | 2 | TRUE
258 | 70501W | 4439 | 70501W | Airports | Pavements | PCN (Pavement Classification Number) | 30 | - | The costs include for excavations and disposal of surplus materials arising from the excavations being disposed on site. Pavement construction comprises imported limestone fill, lean mix concrete sub base and slip form paved pavement quality concrete and associated drainage and AGL ducting. | Location Adjustment Applicable (See Guidance Notes) - ERC = UK mean of 1.00 | (BEAMS Note 2) The ERC for this item should be added to all other rateable items on the hereditament (except land). Therefore the total of the ERC of the other Building Items and the P&M ERC (where applicable) to enable the correct contract size adjustment to be made. ERC of Building Component + ERC of P&M = Total ERC to which contract size adjustment should be applied. The appropriate % adjustment should be made in accordance with the scale for contract size adjustment specified under section 6 of the RCG 2023 Guidance notes. The currency ERC rates are set at £4m (Four Million Pounds) @ 1st April 2021 (AVD) for the RCG 2023 Publication. | - | Measure area of Tarmac | - | - | - | - | - | photo missing | photo missing | 10020 |  | m2 | - | Please Select | - | - | 64.4641 | Option 2 | 84.5652 | 31.18% | 97 | 67.5138 | 4.731% | -20.16% | 67.5138 | 4.731% | ERC Over-ridden | P.Avo | VOA_GPN_GOV_UK\7243572 | 2020-05-04 | Low | Amber | Low | Based on 1/04/2015, Agreement | - | - | NA | SPONS Civils | 1.441 | (BEAMS Note 2) The ERC for this item should be added to all other rateable items on the hereditament (except land). Therefore the total of the ERC of the other Building Items and the P&M ERC (where applicable) to enable the correct contract size adjustment to be made. ERC of Building Component + ERC of P&M = Total ERC to which contract size adjustment should be applied. The appropriate % adjustment should be made in accordance with the scale for contract size adjustment specified under section 6 of the RCG 2021 Guidance notes. The currency ERC rates are set at £4m (Four Million Pounds) @ 1st April 2019 (AVD) for the RCG 2021 Publication. | photo missing | photo missing | 2 | TRUE
259 | 70501X | 4672 | 70501X | Airports | Pavements | PCN (Pavement Classification Number) | 31 | - | The costs include for excavations and disposal of surplus materials arising from the excavations being disposed on site. Pavement construction comprises imported limestone fill, lean mix concrete sub base and slip form paved pavement quality concrete and associated drainage and AGL ducting. | Location Adjustment Applicable (See Guidance Notes) - ERC = UK mean of 1.00 | (BEAMS Note 2) The ERC for this item should be added to all other rateable items on the hereditament (except land). Therefore the total of the ERC of the other Building Items and the P&M ERC (where applicable) to enable the correct contract size adjustment to be made. ERC of Building Component + ERC of P&M = Total ERC to which contract size adjustment should be applied. The appropriate % adjustment should be made in accordance with the scale for contract size adjustment specified under section 6 of the RCG 2023 Guidance notes. The currency ERC rates are set at £4m (Four Million Pounds) @ 1st April 2021 (AVD) for the RCG 2023 Publication. | - | Measure area of Tarmac | - | - | - | - | - | photo missing | photo missing | 10020 |  | m2 | - | Please Select | - | - | 65.2051 | Option 2 | 85.5372 | 31.18% | 99 | 68.9058 | 5.676% | -19.44% | 68.9058 | 5.676% | ERC Over-ridden | P.Avo | VOA_GPN_GOV_UK\7243572 | 2020-05-04 | Low | Amber | Low | Based on 1/04/2015, Agreement | - | - | NA | SPONS Civils | 1.441 | (BEAMS Note 2) The ERC for this item should be added to all other rateable items on the hereditament (except land). Therefore the total of the ERC of the other Building Items and the P&M ERC (where applicable) to enable the correct contract size adjustment to be made. ERC of Building Component + ERC of P&M = Total ERC to which contract size adjustment should be applied. The appropriate % adjustment should be made in accordance with the scale for contract size adjustment specified under section 6 of the RCG 2021 Guidance notes. The currency ERC rates are set at £4m (Four Million Pounds) @ 1st April 2019 (AVD) for the RCG 2021 Publication. | photo missing | photo missing | 2 | TRUE
260 | 70501Y | 4074 | 70501Y | Airports | Pavements | PCN (Pavement Classification Number) | 32 | - | The costs include for excavations and disposal of surplus materials arising from the excavations being disposed on site. Pavement construction comprises imported limestone fill, lean mix concrete sub base and slip form paved pavement quality concrete and associated drainage and AGL ducting. | Location Adjustment Applicable (See Guidance Notes) - ERC = UK mean of 1.00 | (BEAMS Note 2) The ERC for this item should be added to all other rateable items on the hereditament (except land). Therefore the total of the ERC of the other Building Items and the P&M ERC (where applicable) to enable the correct contract size adjustment to be made. ERC of Building Component + ERC of P&M = Total ERC to which contract size adjustment should be applied. The appropriate % adjustment should be made in accordance with the scale for contract size adjustment specified under section 6 of the RCG 2023 Guidance notes. The currency ERC rates are set at £4m (Four Million Pounds) @ 1st April 2021 (AVD) for the RCG 2023 Publication. | - | Measure area of Tarmac | - | - | - | - | - | photo missing | photo missing | 10020 |  | m2 | - | Please Select | - | - | 65.9549 | Option 2 | 86.5208 | 31.18% | 100 | 69.6019 | 5.53% | -19.55% | 69.6019 | 5.53% | ERC Over-ridden | P.Avo | VOA_GPN_GOV_UK\7243572 | 2020-05-04 | Low | Amber | Low | Based on 1/04/2015, Agreement | - | - | NA | SPONS Civils | 1.441 | (BEAMS Note 2) The ERC for this item should be added to all other rateable items on the hereditament (except land). Therefore the total of the ERC of the other Building Items and the P&M ERC (where applicable) to enable the correct contract size adjustment to be made. ERC of Building Component + ERC of P&M = Total ERC to which contract size adjustment should be applied. The appropriate % adjustment should be made in accordance with the scale for contract size adjustment specified under section 6 of the RCG 2021 Guidance notes. The currency ERC rates are set at £4m (Four Million Pounds) @ 1st April 2019 (AVD) for the RCG 2021 Publication. | photo missing | photo missing | 2 | TRUE
261 | 70501Z | 5375 | 70501Z | Airports | Pavements | PCN (Pavement Classification Number) | 33 | - | The costs include for excavations and disposal of surplus materials arising from the excavations being disposed on site. Pavement construction comprises imported limestone fill, lean mix concrete sub base and slip form paved pavement quality concrete and associated drainage and AGL ducting. | Location Adjustment Applicable (See Guidance Notes) - ERC = UK mean of 1.00 | (BEAMS Note 2) The ERC for this item should be added to all other rateable items on the hereditament (except land). Therefore the total of the ERC of the other Building Items and the P&M ERC (where applicable) to enable the correct contract size adjustment to be made. ERC of Building Component + ERC of P&M = Total ERC to which contract size adjustment should be applied. The appropriate % adjustment should be made in accordance with the scale for contract size adjustment specified under section 6 of the RCG 2023 Guidance notes. The currency ERC rates are set at £4m (Four Million Pounds) @ 1st April 2021 (AVD) for the RCG 2023 Publication. | - | Measure area of Tarmac | - | - | - | - | - | photo missing | photo missing | 10020 |  | m2 | - | Please Select | - | - | 66.7047 | Option 2 | 87.5044 | 31.18% | 101 | 70.2979 | 5.387% | -19.66% | 70.2979 | 5.387% | ERC Over-ridden | P.Avo | VOA_GPN_GOV_UK\7243572 | 2020-05-04 | Low | Amber | Low | Based on 1/04/2015, Agreement | - | - | NA | SPONS Civils | 1.441 | (BEAMS Note 2) The ERC for this item should be added to all other rateable items on the hereditament (except land). Therefore the total of the ERC of the other Building Items and the P&M ERC (where applicable) to enable the correct contract size adjustment to be made. ERC of Building Component + ERC of P&M = Total ERC to which contract size adjustment should be applied. The appropriate % adjustment should be made in accordance with the scale for contract size adjustment specified under section 6 of the RCG 2021 Guidance notes. The currency ERC rates are set at £4m (Four Million Pounds) @ 1st April 2019 (AVD) for the RCG 2021 Publication. | photo missing | photo missing | 2 | TRUE
262 | 70502A | 5737 | 70502A | Airports | Pavements | PCN (Pavement Classification Number) | 34 | - | The costs include for excavations and disposal of surplus materials arising from the excavations being disposed on site. Pavement construction comprises imported limestone fill, lean mix concrete sub base and slip form paved pavement quality concrete and associated drainage and AGL ducting. | Location Adjustment Applicable (See Guidance Notes) - ERC = UK mean of 1.00 | (BEAMS Note 2) The ERC for this item should be added to all other rateable items on the hereditament (except land). Therefore the total of the ERC of the other Building Items and the P&M ERC (where applicable) to enable the correct contract size adjustment to be made. ERC of Building Component + ERC of P&M = Total ERC to which contract size adjustment should be applied. The appropriate % adjustment should be made in accordance with the scale for contract size adjustment specified under section 6 of the RCG 2023 Guidance notes. The currency ERC rates are set at £4m (Four Million Pounds) @ 1st April 2021 (AVD) for the RCG 2023 Publication. | - | Measure area of Tarmac | - | - | - | - | - | photo missing | photo missing | 10020 |  | m2 | - | Please Select | - | - | 67.4544 | Option 2 | 88.488 | 31.18% | 101 | 70.2979 | 4.215% | -20.56% | 70.2979 | 4.215% | ERC Over-ridden | P.Avo | VOA_GPN_GOV_UK\7243572 | 2020-05-04 | Low | Amber | Low | Based on 1/04/2015, Agreement | - | - | NA | SPONS Civils | 1.441 | (BEAMS Note 2) The ERC for this item should be added to all other rateable items on the hereditament (except land). Therefore the total of the ERC of the other Building Items and the P&M ERC (where applicable) to enable the correct contract size adjustment to be made. ERC of Building Component + ERC of P&M = Total ERC to which contract size adjustment should be applied. The appropriate % adjustment should be made in accordance with the scale for contract size adjustment specified under section 6 of the RCG 2021 Guidance notes. The currency ERC rates are set at £4m (Four Million Pounds) @ 1st April 2019 (AVD) for the RCG 2021 Publication. | photo missing | photo missing | 2 | TRUE
263 | 70502B | 5738 | 70502B | Airports | Pavements | PCN (Pavement Classification Number) | 35 | - | The costs include for excavations and disposal of surplus materials arising from the excavations being disposed on site. Pavement construction comprises imported limestone fill, lean mix concrete sub base and slip form paved pavement quality concrete and associated drainage and AGL ducting. | Location Adjustment Applicable (See Guidance Notes) - ERC = UK mean of 1.00 | (BEAMS Note 2) The ERC for this item should be added to all other rateable items on the hereditament (except land). Therefore the total of the ERC of the other Building Items and the P&M ERC (where applicable) to enable the correct contract size adjustment to be made. ERC of Building Component + ERC of P&M = Total ERC to which contract size adjustment should be applied. The appropriate % adjustment should be made in accordance with the scale for contract size adjustment specified under section 6 of the RCG 2023 Guidance notes. The currency ERC rates are set at £4m (Four Million Pounds) @ 1st April 2021 (AVD) for the RCG 2023 Publication. | - | Measure area of Tarmac | - | - | - | - | - | photo missing | photo missing | 10020 |  | m2 | - | Please Select | - | - | 68.2042 | Option 2 | 89.4716 | 31.18% | 102 | 70.9939 | 4.09% | -20.65% | 70.9939 | 4.09% | ERC Over-ridden | P.Avo | VOA_GPN_GOV_UK\7243572 | 2020-05-04 | Low | Amber | Low | Based on 1/04/2015, Agreement | - | - | NA | SPONS Civils | 1.441 | (BEAMS Note 2) The ERC for this item should be added to all other rateable items on the hereditament (except land). Therefore the total of the ERC of the other Building Items and the P&M ERC (where applicable) to enable the correct contract size adjustment to be made. ERC of Building Component + ERC of P&M = Total ERC to which contract size adjustment should be applied. The appropriate % adjustment should be made in accordance with the scale for contract size adjustment specified under section 6 of the RCG 2021 Guidance notes. The currency ERC rates are set at £4m (Four Million Pounds) @ 1st April 2019 (AVD) for the RCG 2021 Publication. | photo missing | photo missing | 2 | TRUE
264 | 70502C | 5491 | 70502C | Airports | Pavements | PCN (Pavement Classification Number) | 36 | - | The costs include for excavations and disposal of surplus materials arising from the excavations being disposed on site. Pavement construction comprises imported limestone fill, lean mix concrete sub base and slip form paved pavement quality concrete and associated drainage and AGL ducting. | Location Adjustment Applicable (See Guidance Notes) - ERC = UK mean of 1.00 | (BEAMS Note 2) The ERC for this item should be added to all other rateable items on the hereditament (except land). Therefore the total of the ERC of the other Building Items and the P&M ERC (where applicable) to enable the correct contract size adjustment to be made. ERC of Building Component + ERC of P&M = Total ERC to which contract size adjustment should be applied. The appropriate % adjustment should be made in accordance with the scale for contract size adjustment specified under section 6 of the RCG 2023 Guidance notes. The currency ERC rates are set at £4m (Four Million Pounds) @ 1st April 2021 (AVD) for the RCG 2023 Publication. | - | Measure area of Tarmac | - | - | - | - | - | photo missing | photo missing | 10020 |  | m2 | - | Please Select | - | - | 68.9628 | Option 2 | 90.4667 | 31.18% | 104 | 72.3859 | 4.964% | -19.99% | 72.3859 | 4.964% | ERC Over-ridden | P.Avo | VOA_GPN_GOV_UK\7243572 | 2020-05-04 | Low | Amber | Low | Based on 1/04/2015, Agreement | - | - | NA | SPONS Civils | 1.441 | (BEAMS Note 2) The ERC for this item should be added to all other rateable items on the hereditament (except land). Therefore the total of the ERC of the other Building Items and the P&M ERC (where applicable) to enable the correct contract size adjustment to be made. ERC of Building Component + ERC of P&M = Total ERC to which contract size adjustment should be applied. The appropriate % adjustment should be made in accordance with the scale for contract size adjustment specified under section 6 of the RCG 2021 Guidance notes. The currency ERC rates are set at £4m (Four Million Pounds) @ 1st April 2019 (AVD) for the RCG 2021 Publication. | photo missing | photo missing | 2 | TRUE
265 | 70502D | 4075 | 70502D | Airports | Pavements | PCN (Pavement Classification Number) | 37 | - | The costs include for excavations and disposal of surplus materials arising from the excavations being disposed on site. Pavement construction comprises imported limestone fill, lean mix concrete sub base and slip form paved pavement quality concrete and associated drainage and AGL ducting. | Location Adjustment Applicable (See Guidance Notes) - ERC = UK mean of 1.00 | (BEAMS Note 2) The ERC for this item should be added to all other rateable items on the hereditament (except land). Therefore the total of the ERC of the other Building Items and the P&M ERC (where applicable) to enable the correct contract size adjustment to be made. ERC of Building Component + ERC of P&M = Total ERC to which contract size adjustment should be applied. The appropriate % adjustment should be made in accordance with the scale for contract size adjustment specified under section 6 of the RCG 2023 Guidance notes. The currency ERC rates are set at £4m (Four Million Pounds) @ 1st April 2021 (AVD) for the RCG 2023 Publication. | - | Measure area of Tarmac | - | - | - | - | - | photo missing | photo missing | 10020 |  | m2 | - | Please Select | - | - | 69.7303 | Option 2 | 91.4734 | 31.18% | 105 | 73.0819 | 4.807% | -20.11% | 73.0819 | 4.807% | ERC Over-ridden | P.Avo | VOA_GPN_GOV_UK\7243572 | 2020-05-04 | Low | Amber | Low | Based on 1/04/2015, Agreement | - | - | NA | SPONS Civils | 1.441 | (BEAMS Note 2) The ERC for this item should be added to all other rateable items on the hereditament (except land). Therefore the total of the ERC of the other Building Items and the P&M ERC (where applicable) to enable the correct contract size adjustment to be made. ERC of Building Component + ERC of P&M = Total ERC to which contract size adjustment should be applied. The appropriate % adjustment should be made in accordance with the scale for contract size adjustment specified under section 6 of the RCG 2021 Guidance notes. The currency ERC rates are set at £4m (Four Million Pounds) @ 1st April 2019 (AVD) for the RCG 2021 Publication. | photo missing | photo missing | 2 | TRUE
266 | 70502E | 4076 | 70502E | Airports | Pavements | PCN (Pavement Classification Number) | 38 | - | The costs include for excavations and disposal of surplus materials arising from the excavations being disposed on site. Pavement construction comprises imported limestone fill, lean mix concrete sub base and slip form paved pavement quality concrete and associated drainage and AGL ducting. | Location Adjustment Applicable (See Guidance Notes) - ERC = UK mean of 1.00 | (BEAMS Note 2) The ERC for this item should be added to all other rateable items on the hereditament (except land). Therefore the total of the ERC of the other Building Items and the P&M ERC (where applicable) to enable the correct contract size adjustment to be made. ERC of Building Component + ERC of P&M = Total ERC to which contract size adjustment should be applied. The appropriate % adjustment should be made in accordance with the scale for contract size adjustment specified under section 6 of the RCG 2023 Guidance notes. The currency ERC rates are set at £4m (Four Million Pounds) @ 1st April 2021 (AVD) for the RCG 2023 Publication. | - | Measure area of Tarmac | - | - | - | - | - | photo missing | photo missing | 10020 |  | m2 | - | Please Select | - | - | 70.4977 | Option 2 | 92.4802 | 31.18% | 106 | 73.778 | 4.653% | -20.22% | 73.778 | 4.653% | ERC Over-ridden | P.Avo | VOA_GPN_GOV_UK\7243572 | 2020-05-04 | Low | Amber | Low | Based on 1/04/2015, Agreement | - | - | NA | SPONS Civils | 1.441 | (BEAMS Note 2) The ERC for this item should be added to all other rateable items on the hereditament (except land). Therefore the total of the ERC of the other Building Items and the P&M ERC (where applicable) to enable the correct contract size adjustment to be made. ERC of Building Component + ERC of P&M = Total ERC to which contract size adjustment should be applied. The appropriate % adjustment should be made in accordance with the scale for contract size adjustment specified under section 6 of the RCG 2021 Guidance notes. The currency ERC rates are set at £4m (Four Million Pounds) @ 1st April 2019 (AVD) for the RCG 2021 Publication. | photo missing | photo missing | 2 | TRUE
267 | 70502F | 5662 | 70502F | Airports | Pavements | PCN (Pavement Classification Number) | 39 | - | The costs include for excavations and disposal of surplus materials arising from the excavations being disposed on site. Pavement construction comprises imported limestone fill, lean mix concrete sub base and slip form paved pavement quality concrete and associated drainage and AGL ducting. | Location Adjustment Applicable (See Guidance Notes) - ERC = UK mean of 1.00 | (BEAMS Note 2) The ERC for this item should be added to all other rateable items on the hereditament (except land). Therefore the total of the ERC of the other Building Items and the P&M ERC (where applicable) to enable the correct contract size adjustment to be made. ERC of Building Component + ERC of P&M = Total ERC to which contract size adjustment should be applied. The appropriate % adjustment should be made in accordance with the scale for contract size adjustment specified under section 6 of the RCG 2023 Guidance notes. The currency ERC rates are set at £4m (Four Million Pounds) @ 1st April 2021 (AVD) for the RCG 2023 Publication. | - | Measure area of Tarmac | - | - | - | - | - | photo missing | photo missing | 10020 |  | m2 | - | Please Select | - | - | 71.2563 | Option 2 | 93.4753 | 31.18% | 108 | 75.17 | 5.492% | -19.58% | 75.17 | 5.492% | ERC Over-ridden | P.Avo | VOA_GPN_GOV_UK\7243572 | 2020-05-04 | Low | Amber | Low | Based on 1/04/2015, Agreement | - | - | NA | SPONS Civils | 1.441 | (BEAMS Note 2) The ERC for this item should be added to all other rateable items on the hereditament (except land). Therefore the total of the ERC of the other Building Items and the P&M ERC (where applicable) to enable the correct contract size adjustment to be made. ERC of Building Component + ERC of P&M = Total ERC to which contract size adjustment should be applied. The appropriate % adjustment should be made in accordance with the scale for contract size adjustment specified under section 6 of the RCG 2021 Guidance notes. The currency ERC rates are set at £4m (Four Million Pounds) @ 1st April 2019 (AVD) for the RCG 2021 Publication. | photo missing | photo missing | 2 | TRUE
268 | 70502G | 5376 | 70502G | Airports | Pavements | PCN (Pavement Classification Number) | 40 | - | The costs include for excavations and disposal of surplus materials arising from the excavations being disposed on site. Pavement construction comprises imported limestone fill, lean mix concrete sub base and slip form paved pavement quality concrete and associated drainage and AGL ducting. | Location Adjustment Applicable (See Guidance Notes) - ERC = UK mean of 1.00 | (BEAMS Note 2) The ERC for this item should be added to all other rateable items on the hereditament (except land). Therefore the total of the ERC of the other Building Items and the P&M ERC (where applicable) to enable the correct contract size adjustment to be made. ERC of Building Component + ERC of P&M = Total ERC to which contract size adjustment should be applied. The appropriate % adjustment should be made in accordance with the scale for contract size adjustment specified under section 6 of the RCG 2023 Guidance notes. The currency ERC rates are set at £4m (Four Million Pounds) @ 1st April 2021 (AVD) for the RCG 2023 Publication. | - | Measure area of Tarmac | - | - | - | - | - | photo missing | photo missing | 10020 |  | m2 | - | Please Select | - | - | 72.0237 | Option 2 | 94.4821 | 31.18% | 109 | 75.866 | 5.335% | -19.7% | 75.866 | 5.335% | ERC Over-ridden | P.Avo | VOA_GPN_GOV_UK\7243572 | 2020-05-04 | Low | Amber | Low | Based on 1/04/2015, Agreement | - | - | NA | SPONS Civils | 1.441 | (BEAMS Note 2) The ERC for this item should be added to all other rateable items on the hereditament (except land). Therefore the total of the ERC of the other Building Items and the P&M ERC (where applicable) to enable the correct contract size adjustment to be made. ERC of Building Component + ERC of P&M = Total ERC to which contract size adjustment should be applied. The appropriate % adjustment should be made in accordance with the scale for contract size adjustment specified under section 6 of the RCG 2021 Guidance notes. The currency ERC rates are set at £4m (Four Million Pounds) @ 1st April 2019 (AVD) for the RCG 2021 Publication. | photo missing | photo missing | 2 | TRUE
269 | 70502H | 5357 | 70502H | Airports | Pavements | PCN (Pavement Classification Number) | 41 | - | The costs include for excavations and disposal of surplus materials arising from the excavations being disposed on site. Pavement construction comprises imported limestone fill, lean mix concrete sub base and slip form paved pavement quality concrete and associated drainage and AGL ducting. | Location Adjustment Applicable (See Guidance Notes) - ERC = UK mean of 1.00 | (BEAMS Note 2) The ERC for this item should be added to all other rateable items on the hereditament (except land). Therefore the total of the ERC of the other Building Items and the P&M ERC (where applicable) to enable the correct contract size adjustment to be made. ERC of Building Component + ERC of P&M = Total ERC to which contract size adjustment should be applied. The appropriate % adjustment should be made in accordance with the scale for contract size adjustment specified under section 6 of the RCG 2023 Guidance notes. The currency ERC rates are set at £4m (Four Million Pounds) @ 1st April 2021 (AVD) for the RCG 2023 Publication. | - | Measure area of Tarmac | - | - | - | - | - | photo missing | photo missing | 10020 |  | m2 | - | Please Select | - | - | 72.6853 | Option 2 | 95.3499 | 31.18% | 110 | 76.562 | 5.334% | -19.7% | 76.562 | 5.334% | ERC Over-ridden | P.Avo | VOA_GPN_GOV_UK\7243572 | 2020-05-04 | Low | Amber | Low | Based on 1/04/2015, Agreement | - | - | NA | SPONS Civils | 1.441 | (BEAMS Note 2) The ERC for this item should be added to all other rateable items on the hereditament (except land). Therefore the total of the ERC of the other Building Items and the P&M ERC (where applicable) to enable the correct contract size adjustment to be made. ERC of Building Component + ERC of P&M = Total ERC to which contract size adjustment should be applied. The appropriate % adjustment should be made in accordance with the scale for contract size adjustment specified under section 6 of the RCG 2021 Guidance notes. The currency ERC rates are set at £4m (Four Million Pounds) @ 1st April 2019 (AVD) for the RCG 2021 Publication. | photo missing | photo missing | 2 | TRUE
270 | 70502J | 5982 | 70502J | Airports | Pavements | PCN (Pavement Classification Number) | 42 | - | The costs include for excavations and disposal of surplus materials arising from the excavations being disposed on site. Pavement construction comprises imported limestone fill, lean mix concrete sub base and slip form paved pavement quality concrete and associated drainage and AGL ducting. | Location Adjustment Applicable (See Guidance Notes) - ERC = UK mean of 1.00 | (BEAMS Note 2) The ERC for this item should be added to all other rateable items on the hereditament (except land). Therefore the total of the ERC of the other Building Items and the P&M ERC (where applicable) to enable the correct contract size adjustment to be made. ERC of Building Component + ERC of P&M = Total ERC to which contract size adjustment should be applied. The appropriate % adjustment should be made in accordance with the scale for contract size adjustment specified under section 6 of the RCG 2023 Guidance notes. The currency ERC rates are set at £4m (Four Million Pounds) @ 1st April 2021 (AVD) for the RCG 2023 Publication. | - | Measure area of Tarmac | - | - | - | - | - | photo missing | photo missing | 10020 |  | m2 | - | Please Select | - | - | 73.391 | Option 2 | 96.2757 | 31.18% | 111 | 77.2581 | 5.269% | -19.75% | 77.2581 | 5.269% | ERC Over-ridden | P.Avo | VOA_GPN_GOV_UK\7243572 | 2020-05-04 | Low | Amber | Low | Based on 1/04/2015, Agreement | - | - | NA | SPONS Civils | 1.441 | (BEAMS Note 2) The ERC for this item should be added to all other rateable items on the hereditament (except land). Therefore the total of the ERC of the other Building Items and the P&M ERC (where applicable) to enable the correct contract size adjustment to be made. ERC of Building Component + ERC of P&M = Total ERC to which contract size adjustment should be applied. The appropriate % adjustment should be made in accordance with the scale for contract size adjustment specified under section 6 of the RCG 2021 Guidance notes. The currency ERC rates are set at £4m (Four Million Pounds) @ 1st April 2019 (AVD) for the RCG 2021 Publication. | photo missing | photo missing | 2 | TRUE
271 | 70502K | 5414 | 70502K | Airports | Pavements | PCN (Pavement Classification Number) | 43 | - | The costs include for excavations and disposal of surplus materials arising from the excavations being disposed on site. Pavement construction comprises imported limestone fill, lean mix concrete sub base and slip form paved pavement quality concrete and associated drainage and AGL ducting. | Location Adjustment Applicable (See Guidance Notes) - ERC = UK mean of 1.00 | (BEAMS Note 2) The ERC for this item should be added to all other rateable items on the hereditament (except land). Therefore the total of the ERC of the other Building Items and the P&M ERC (where applicable) to enable the correct contract size adjustment to be made. ERC of Building Component + ERC of P&M = Total ERC to which contract size adjustment should be applied. The appropriate % adjustment should be made in accordance with the scale for contract size adjustment specified under section 6 of the RCG 2023 Guidance notes. The currency ERC rates are set at £4m (Four Million Pounds) @ 1st April 2021 (AVD) for the RCG 2023 Publication. | - | Measure area of Tarmac | - | - | - | - | - | photo missing | photo missing | 10020 |  | m2 | - | Please Select | - | - | 74.0702 | Option 2 | 97.1667 | 31.18% | 111 | 77.2581 | 4.304% | -20.49% | 77.2581 | 4.304% | ERC Over-ridden | P.Avo | VOA_GPN_GOV_UK\7243572 | 2020-05-04 | Low | Amber | Low | Based on 1/04/2015, Agreement | - | - | NA | SPONS Civils | 1.441 | (BEAMS Note 2) The ERC for this item should be added to all other rateable items on the hereditament (except land). Therefore the total of the ERC of the other Building Items and the P&M ERC (where applicable) to enable the correct contract size adjustment to be made. ERC of Building Component + ERC of P&M = Total ERC to which contract size adjustment should be applied. The appropriate % adjustment should be made in accordance with the scale for contract size adjustment specified under section 6 of the RCG 2021 Guidance notes. The currency ERC rates are set at £4m (Four Million Pounds) @ 1st April 2019 (AVD) for the RCG 2021 Publication. | photo missing | photo missing | 2 | TRUE
272 | 70502L | 5337 | 70502L | Airports | Pavements | PCN (Pavement Classification Number) | 44 | - | The costs include for excavations and disposal of surplus materials arising from the excavations being disposed on site. Pavement construction comprises imported limestone fill, lean mix concrete sub base and slip form paved pavement quality concrete and associated drainage and AGL ducting. | Location Adjustment Applicable (See Guidance Notes) - ERC = UK mean of 1.00 | (BEAMS Note 2) The ERC for this item should be added to all other rateable items on the hereditament (except land). Therefore the total of the ERC of the other Building Items and the P&M ERC (where applicable) to enable the correct contract size adjustment to be made. ERC of Building Component + ERC of P&M = Total ERC to which contract size adjustment should be applied. The appropriate % adjustment should be made in accordance with the scale for contract size adjustment specified under section 6 of the RCG 2023 Guidance notes. The currency ERC rates are set at £4m (Four Million Pounds) @ 1st April 2021 (AVD) for the RCG 2023 Publication. | - | Measure area of Tarmac | - | - | - | - | - | photo missing | photo missing | 10020 |  | m2 | - | Please Select | - | - | 74.7494 | Option 2 | 98.0577 | 31.18% | 113 | 78.6501 | 5.218% | -19.79% | 78.6501 | 5.218% | ERC Over-ridden | P.Avo | VOA_GPN_GOV_UK\7243572 | 2020-05-04 | Low | Amber | Low | Based on 1/04/2015, Agreement | - | - | NA | SPONS Civils | 1.441 | (BEAMS Note 2) The ERC for this item should be added to all other rateable items on the hereditament (except land). Therefore the total of the ERC of the other Building Items and the P&M ERC (where applicable) to enable the correct contract size adjustment to be made. ERC of Building Component + ERC of P&M = Total ERC to which contract size adjustment should be applied. The appropriate % adjustment should be made in accordance with the scale for contract size adjustment specified under section 6 of the RCG 2021 Guidance notes. The currency ERC rates are set at £4m (Four Million Pounds) @ 1st April 2019 (AVD) for the RCG 2021 Publication. | photo missing | photo missing | 2 | TRUE
273 | 70502M | 5394 | 70502M | Airports | Pavements | PCN (Pavement Classification Number) | 45 | - | The costs include for excavations and disposal of surplus materials arising from the excavations being disposed on site. Pavement construction comprises imported limestone fill, lean mix concrete sub base and slip form paved pavement quality concrete and associated drainage and AGL ducting. | Location Adjustment Applicable (See Guidance Notes) - ERC = UK mean of 1.00 | (BEAMS Note 2) The ERC for this item should be added to all other rateable items on the hereditament (except land). Therefore the total of the ERC of the other Building Items and the P&M ERC (where applicable) to enable the correct contract size adjustment to be made. ERC of Building Component + ERC of P&M = Total ERC to which contract size adjustment should be applied. The appropriate % adjustment should be made in accordance with the scale for contract size adjustment specified under section 6 of the RCG 2023 Guidance notes. The currency ERC rates are set at £4m (Four Million Pounds) @ 1st April 2021 (AVD) for the RCG 2023 Publication. | - | Measure area of Tarmac | - | - | - | - | - | photo missing | photo missing | 10020 |  | m2 | - | Please Select | - | - | 75.4463 | Option 2 | 98.9718 | 31.18% | 114 | 79.3461 | 5.169% | -19.83% | 79.3461 | 5.169% | ERC Over-ridden | P.Avo | VOA_GPN_GOV_UK\7243572 | 2020-05-04 | Low | Amber | Low | Based on 1/04/2015, Agreement | - | - | NA | SPONS Civils | 1.441 | (BEAMS Note 2) The ERC for this item should be added to all other rateable items on the hereditament (except land). Therefore the total of the ERC of the other Building Items and the P&M ERC (where applicable) to enable the correct contract size adjustment to be made. ERC of Building Component + ERC of P&M = Total ERC to which contract size adjustment should be applied. The appropriate % adjustment should be made in accordance with the scale for contract size adjustment specified under section 6 of the RCG 2021 Guidance notes. The currency ERC rates are set at £4m (Four Million Pounds) @ 1st April 2019 (AVD) for the RCG 2021 Publication. | photo missing | photo missing | 2 | TRUE
274 | 70502N | 5451 | 70502N | Airports | Pavements | PCN (Pavement Classification Number) | 46 | - | The costs include for excavations and disposal of surplus materials arising from the excavations being disposed on site. Pavement construction comprises imported limestone fill, lean mix concrete sub base and slip form paved pavement quality concrete and associated drainage and AGL ducting. | Location Adjustment Applicable (See Guidance Notes) - ERC = UK mean of 1.00 | (BEAMS Note 2) The ERC for this item should be added to all other rateable items on the hereditament (except land). Therefore the total of the ERC of the other Building Items and the P&M ERC (where applicable) to enable the correct contract size adjustment to be made. ERC of Building Component + ERC of P&M = Total ERC to which contract size adjustment should be applied. The appropriate % adjustment should be made in accordance with the scale for contract size adjustment specified under section 6 of the RCG 2023 Guidance notes. The currency ERC rates are set at £4m (Four Million Pounds) @ 1st April 2021 (AVD) for the RCG 2023 Publication. | - | Measure area of Tarmac | - | - | - | - | - | photo missing | photo missing | 10020 |  | m2 | - | Please Select | - | - | 76.1167 | Option 2 | 99.8513 | 31.18% | 115 | 80.0421 | 5.157% | -19.84% | 80.0421 | 5.157% | ERC Over-ridden | P.Avo | VOA_GPN_GOV_UK\7243572 | 2020-05-04 | Low | Amber | Low | Based on 1/04/2015, Agreement | - | - | NA | SPONS Civils | 1.441 | (BEAMS Note 2) The ERC for this item should be added to all other rateable items on the hereditament (except land). Therefore the total of the ERC of the other Building Items and the P&M ERC (where applicable) to enable the correct contract size adjustment to be made. ERC of Building Component + ERC of P&M = Total ERC to which contract size adjustment should be applied. The appropriate % adjustment should be made in accordance with the scale for contract size adjustment specified under section 6 of the RCG 2021 Guidance notes. The currency ERC rates are set at £4m (Four Million Pounds) @ 1st April 2019 (AVD) for the RCG 2021 Publication. | photo missing | photo missing | 2 | TRUE
275 | 70502P | 5680 | 70502P | Airports | Pavements | PCN (Pavement Classification Number) | 47 | - | The costs include for excavations and disposal of surplus materials arising from the excavations being disposed on site. Pavement construction comprises imported limestone fill, lean mix concrete sub base and slip form paved pavement quality concrete and associated drainage and AGL ducting. | Location Adjustment Applicable (See Guidance Notes) - ERC = UK mean of 1.00 | (BEAMS Note 2) The ERC for this item should be added to all other rateable items on the hereditament (except land). Therefore the total of the ERC of the other Building Items and the P&M ERC (where applicable) to enable the correct contract size adjustment to be made. ERC of Building Component + ERC of P&M = Total ERC to which contract size adjustment should be applied. The appropriate % adjustment should be made in accordance with the scale for contract size adjustment specified under section 6 of the RCG 2023 Guidance notes. The currency ERC rates are set at £4m (Four Million Pounds) @ 1st April 2021 (AVD) for the RCG 2023 Publication. | - | Measure area of Tarmac | - | - | - | - | - | photo missing | photo missing | 10020 |  | m2 | - | Please Select | - | - | 76.7783 | Option 2 | 100.7192 | 31.18% | 116 | 80.7381 | 5.158% | -19.84% | 80.7381 | 5.158% | ERC Over-ridden | P.Avo | VOA_GPN_GOV_UK\7243572 | 2020-05-04 | Low | Amber | Low | Based on 1/04/2015, Agreement | - | - | NA | SPONS Civils | 1.441 | (BEAMS Note 2) The ERC for this item should be added to all other rateable items on the hereditament (except land). Therefore the total of the ERC of the other Building Items and the P&M ERC (where applicable) to enable the correct contract size adjustment to be made. ERC of Building Component + ERC of P&M = Total ERC to which contract size adjustment should be applied. The appropriate % adjustment should be made in accordance with the scale for contract size adjustment specified under section 6 of the RCG 2021 Guidance notes. The currency ERC rates are set at £4m (Four Million Pounds) @ 1st April 2019 (AVD) for the RCG 2021 Publication. | photo missing | photo missing | 2 | TRUE
276 | 70502Q | 5415 | 70502Q | Airports | Pavements | PCN (Pavement Classification Number) | 48 | - | The costs include for excavations and disposal of surplus materials arising from the excavations being disposed on site. Pavement construction comprises imported limestone fill, lean mix concrete sub base and slip form paved pavement quality concrete and associated drainage and AGL ducting. | Location Adjustment Applicable (See Guidance Notes) - ERC = UK mean of 1.00 | (BEAMS Note 2) The ERC for this item should be added to all other rateable items on the hereditament (except land). Therefore the total of the ERC of the other Building Items and the P&M ERC (where applicable) to enable the correct contract size adjustment to be made. ERC of Building Component + ERC of P&M = Total ERC to which contract size adjustment should be applied. The appropriate % adjustment should be made in accordance with the scale for contract size adjustment specified under section 6 of the RCG 2023 Guidance notes. The currency ERC rates are set at £4m (Four Million Pounds) @ 1st April 2021 (AVD) for the RCG 2023 Publication. | - | Measure area of Tarmac | - | - | - | - | - | photo missing | photo missing | 10020 |  | m2 | - | Please Select | - | - | 77.4487 | Option 2 | 101.5986 | 31.18% | 116 | 80.7381 | 4.247% | -20.53% | 80.7381 | 4.247% | ERC Over-ridden | P.Avo | VOA_GPN_GOV_UK\7243572 | 2020-05-04 | Low | Amber | Low | Based on 1/04/2015, Agreement | - | - | NA | SPONS Civils | 1.441 | (BEAMS Note 2) The ERC for this item should be added to all other rateable items on the hereditament (except land). Therefore the total of the ERC of the other Building Items and the P&M ERC (where applicable) to enable the correct contract size adjustment to be made. ERC of Building Component + ERC of P&M = Total ERC to which contract size adjustment should be applied. The appropriate % adjustment should be made in accordance with the scale for contract size adjustment specified under section 6 of the RCG 2021 Guidance notes. The currency ERC rates are set at £4m (Four Million Pounds) @ 1st April 2019 (AVD) for the RCG 2021 Publication. | photo missing | photo missing | 2 | TRUE
277 | 70502R | 5377 | 70502R | Airports | Pavements | PCN (Pavement Classification Number) | 49 | - | The costs include for excavations and disposal of surplus materials arising from the excavations being disposed on site. Pavement construction comprises imported limestone fill, lean mix concrete sub base and slip form paved pavement quality concrete and associated drainage and AGL ducting. | Location Adjustment Applicable (See Guidance Notes) - ERC = UK mean of 1.00 | (BEAMS Note 2) The ERC for this item should be added to all other rateable items on the hereditament (except land). Therefore the total of the ERC of the other Building Items and the P&M ERC (where applicable) to enable the correct contract size adjustment to be made. ERC of Building Component + ERC of P&M = Total ERC to which contract size adjustment should be applied. The appropriate % adjustment should be made in accordance with the scale for contract size adjustment specified under section 6 of the RCG 2023 Guidance notes. The currency ERC rates are set at £4m (Four Million Pounds) @ 1st April 2021 (AVD) for the RCG 2023 Publication. | - | Measure area of Tarmac | - | - | - | - | - | photo missing | photo missing | 10020 |  | m2 | - | Please Select | - | - | 78.1191 | Option 2 | 102.478 | 31.18% | 118 | 82.1302 | 5.135% | -19.86% | 82.1302 | 5.135% | ERC Over-ridden | P.Avo | VOA_GPN_GOV_UK\7243572 | 2020-05-04 | Low | Amber | Low | Based on 1/04/2015, Agreement | - | - | NA | SPONS Civils | 1.441 | (BEAMS Note 2) The ERC for this item should be added to all other rateable items on the hereditament (except land). Therefore the total of the ERC of the other Building Items and the P&M ERC (where applicable) to enable the correct contract size adjustment to be made. ERC of Building Component + ERC of P&M = Total ERC to which contract size adjustment should be applied. The appropriate % adjustment should be made in accordance with the scale for contract size adjustment specified under section 6 of the RCG 2021 Guidance notes. The currency ERC rates are set at £4m (Four Million Pounds) @ 1st April 2019 (AVD) for the RCG 2021 Publication. | photo missing | photo missing | 2 | TRUE
278 | 70502S | 5432 | 70502S | Airports | Pavements | PCN (Pavement Classification Number) | 50 | - | The costs include for excavations and disposal of surplus materials arising from the excavations being disposed on site. Pavement construction comprises imported limestone fill, lean mix concrete sub base and slip form paved pavement quality concrete and associated drainage and AGL ducting. | Location Adjustment Applicable (See Guidance Notes) - ERC = UK mean of 1.00 | (BEAMS Note 2) The ERC for this item should be added to all other rateable items on the hereditament (except land). Therefore the total of the ERC of the other Building Items and the P&M ERC (where applicable) to enable the correct contract size adjustment to be made. ERC of Building Component + ERC of P&M = Total ERC to which contract size adjustment should be applied. The appropriate % adjustment should be made in accordance with the scale for contract size adjustment specified under section 6 of the RCG 2023 Guidance notes. The currency ERC rates are set at £4m (Four Million Pounds) @ 1st April 2021 (AVD) for the RCG 2023 Publication. | - | Measure area of Tarmac | - | - | - | - | - | photo missing | photo missing | 10020 |  | m2 | - | Please Select | - | - | 78.7895 | Option 2 | 103.3575 | 31.18% | 119 | 82.8262 | 5.123% | -19.86% | 82.8262 | 5.123% | ERC Over-ridden | P.Avo | VOA_GPN_GOV_UK\7243572 | 2020-05-04 | Low | Amber | Low | Based on 1/04/2015, Agreement | - | - | NA | SPONS Civils | 1.441 | (BEAMS Note 2) The ERC for this item should be added to all other rateable items on the hereditament (except land). Therefore the total of the ERC of the other Building Items and the P&M ERC (where applicable) to enable the correct contract size adjustment to be made. ERC of Building Component + ERC of P&M = Total ERC to which contract size adjustment should be applied. The appropriate % adjustment should be made in accordance with the scale for contract size adjustment specified under section 6 of the RCG 2021 Guidance notes. The currency ERC rates are set at £4m (Four Million Pounds) @ 1st April 2019 (AVD) for the RCG 2021 Publication. | photo missing | photo missing | 2 | TRUE
279 | 70502T | 5433 | 70502T | Airports | Pavements | PCN (Pavement Classification Number) | 51 | - | The costs include for excavations and disposal of surplus materials arising from the excavations being disposed on site. Pavement construction comprises imported limestone fill, lean mix concrete sub base and slip form paved pavement quality concrete and associated drainage and AGL ducting. | Location Adjustment Applicable (See Guidance Notes) - ERC = UK mean of 1.00 | (BEAMS Note 2) The ERC for this item should be added to all other rateable items on the hereditament (except land). Therefore the total of the ERC of the other Building Items and the P&M ERC (where applicable) to enable the correct contract size adjustment to be made. ERC of Building Component + ERC of P&M = Total ERC to which contract size adjustment should be applied. The appropriate % adjustment should be made in accordance with the scale for contract size adjustment specified under section 6 of the RCG 2023 Guidance notes. The currency ERC rates are set at £4m (Four Million Pounds) @ 1st April 2021 (AVD) for the RCG 2023 Publication. | - | Measure area of Tarmac | - | - | - | - | - | photo missing | photo missing | 10020 |  | m2 | - | Please Select | - | - | 79.3628 | Option 2 | 104.1096 | 31.18% | 120 | 83.5222 | 5.241% | -19.77% | 83.5222 | 5.241% | ERC Over-ridden | P.Avo | VOA_GPN_GOV_UK\7243572 | 2020-05-04 | Low | Amber | Low | Based on 1/04/2015, Agreement | - | - | NA | SPONS Civils | 1.441 | (BEAMS Note 2) The ERC for this item should be added to all other rateable items on the hereditament (except land). Therefore the total of the ERC of the other Building Items and the P&M ERC (where applicable) to enable the correct contract size adjustment to be made. ERC of Building Component + ERC of P&M = Total ERC to which contract size adjustment should be applied. The appropriate % adjustment should be made in accordance with the scale for contract size adjustment specified under section 6 of the RCG 2021 Guidance notes. The currency ERC rates are set at £4m (Four Million Pounds) @ 1st April 2019 (AVD) for the RCG 2021 Publication. | photo missing | photo missing | 2 | TRUE
280 | 70502U | 5983 | 70502U | Airports | Pavements | PCN (Pavement Classification Number) | 52 | - | The costs include for excavations and disposal of surplus materials arising from the excavations being disposed on site. Pavement construction comprises imported limestone fill, lean mix concrete sub base and slip form paved pavement quality concrete and associated drainage and AGL ducting. | Location Adjustment Applicable (See Guidance Notes) - ERC = UK mean of 1.00 | (BEAMS Note 2) The ERC for this item should be added to all other rateable items on the hereditament (except land). Therefore the total of the ERC of the other Building Items and the P&M ERC (where applicable) to enable the correct contract size adjustment to be made. ERC of Building Component + ERC of P&M = Total ERC to which contract size adjustment should be applied. The appropriate % adjustment should be made in accordance with the scale for contract size adjustment specified under section 6 of the RCG 2023 Guidance notes. The currency ERC rates are set at £4m (Four Million Pounds) @ 1st April 2021 (AVD) for the RCG 2023 Publication. | - | Measure area of Tarmac | - | - | - | - | - | photo missing | photo missing | 10020 |  | m2 | - | Please Select | - | - | 79.9274 | Option 2 | 104.8502 | 31.18% | 120 | 83.5222 | 4.498% | -20.34% | 83.5222 | 4.498% | ERC Over-ridden | P.Avo | VOA_GPN_GOV_UK\7243572 | 2020-05-04 | Low | Amber | Low | Based on 1/04/2015, Agreement | - | - | NA | SPONS Civils | 1.441 | (BEAMS Note 2) The ERC for this item should be added to all other rateable items on the hereditament (except land). Therefore the total of the ERC of the other Building Items and the P&M ERC (where applicable) to enable the correct contract size adjustment to be made. ERC of Building Component + ERC of P&M = Total ERC to which contract size adjustment should be applied. The appropriate % adjustment should be made in accordance with the scale for contract size adjustment specified under section 6 of the RCG 2021 Guidance notes. The currency ERC rates are set at £4m (Four Million Pounds) @ 1st April 2019 (AVD) for the RCG 2021 Publication. | photo missing | photo missing | 2 | TRUE
281 | 70502V | 5434 | 70502V | Airports | Pavements | PCN (Pavement Classification Number) | 53 | - | The costs include for excavations and disposal of surplus materials arising from the excavations being disposed on site. Pavement construction comprises imported limestone fill, lean mix concrete sub base and slip form paved pavement quality concrete and associated drainage and AGL ducting. | Location Adjustment Applicable (See Guidance Notes) - ERC = UK mean of 1.00 | (BEAMS Note 2) The ERC for this item should be added to all other rateable items on the hereditament (except land). Therefore the total of the ERC of the other Building Items and the P&M ERC (where applicable) to enable the correct contract size adjustment to be made. ERC of Building Component + ERC of P&M = Total ERC to which contract size adjustment should be applied. The appropriate % adjustment should be made in accordance with the scale for contract size adjustment specified under section 6 of the RCG 2023 Guidance notes. The currency ERC rates are set at £4m (Four Million Pounds) @ 1st April 2021 (AVD) for the RCG 2023 Publication. | - | Measure area of Tarmac | - | - | - | - | - | photo missing | photo missing | 10020 |  | m2 | - | Please Select | - | - | 80.5007 | Option 2 | 105.6024 | 31.18% | 121 | 84.2182 | 4.618% | -20.25% | 84.2182 | 4.618% | ERC Over-ridden | P.Avo | VOA_GPN_GOV_UK\7243572 | 2020-05-04 | Low | Amber | Low | Based on 1/04/2015, Agreement | - | - | NA | SPONS Civils | 1.441 | (BEAMS Note 2) The ERC for this item should be added to all other rateable items on the hereditament (except land). Therefore the total of the ERC of the other Building Items and the P&M ERC (where applicable) to enable the correct contract size adjustment to be made. ERC of Building Component + ERC of P&M = Total ERC to which contract size adjustment should be applied. The appropriate % adjustment should be made in accordance with the scale for contract size adjustment specified under section 6 of the RCG 2021 Guidance notes. The currency ERC rates are set at £4m (Four Million Pounds) @ 1st April 2019 (AVD) for the RCG 2021 Publication. | photo missing | photo missing | 2 | TRUE
282 | 70502W | 5471 | 70502W | Airports | Pavements | PCN (Pavement Classification Number) | 54 | - | The costs include for excavations and disposal of surplus materials arising from the excavations being disposed on site. Pavement construction comprises imported limestone fill, lean mix concrete sub base and slip form paved pavement quality concrete and associated drainage and AGL ducting. | Location Adjustment Applicable (See Guidance Notes) - ERC = UK mean of 1.00 | (BEAMS Note 2) The ERC for this item should be added to all other rateable items on the hereditament (except land). Therefore the total of the ERC of the other Building Items and the P&M ERC (where applicable) to enable the correct contract size adjustment to be made. ERC of Building Component + ERC of P&M = Total ERC to which contract size adjustment should be applied. The appropriate % adjustment should be made in accordance with the scale for contract size adjustment specified under section 6 of the RCG 2023 Guidance notes. The currency ERC rates are set at £4m (Four Million Pounds) @ 1st April 2021 (AVD) for the RCG 2023 Publication. | - | Measure area of Tarmac | - | - | - | - | - | photo missing | photo missing | 10020 |  | m2 | - | Please Select | - | - | 81.0741 | Option 2 | 106.3545 | 31.18% | 123 | 85.6103 | 5.595% | -19.5% | 85.6103 | 5.595% | ERC Over-ridden | P.Avo | VOA_GPN_GOV_UK\7243572 | 2020-05-04 | Low | Amber | Low | Based on 1/04/2015, Agreement | - | - | NA | SPONS Civils | 1.441 | (BEAMS Note 2) The ERC for this item should be added to all other rateable items on the hereditament (except land). Therefore the total of the ERC of the other Building Items and the P&M ERC (where applicable) to enable the correct contract size adjustment to be made. ERC of Building Component + ERC of P&M = Total ERC to which contract size adjustment should be applied. The appropriate % adjustment should be made in accordance with the scale for contract size adjustment specified under section 6 of the RCG 2021 Guidance notes. The currency ERC rates are set at £4m (Four Million Pounds) @ 1st April 2019 (AVD) for the RCG 2021 Publication. | photo missing | photo missing | 2 | TRUE
283 | 70502X | 5358 | 70502X | Airports | Pavements | PCN (Pavement Classification Number) | 55 | - | The costs include for excavations and disposal of surplus materials arising from the excavations being disposed on site. Pavement construction comprises imported limestone fill, lean mix concrete sub base and slip form paved pavement quality concrete and associated drainage and AGL ducting. | Location Adjustment Applicable (See Guidance Notes) - ERC = UK mean of 1.00 | (BEAMS Note 2) The ERC for this item should be added to all other rateable items on the hereditament (except land). Therefore the total of the ERC of the other Building Items and the P&M ERC (where applicable) to enable the correct contract size adjustment to be made. ERC of Building Component + ERC of P&M = Total ERC to which contract size adjustment should be applied. The appropriate % adjustment should be made in accordance with the scale for contract size adjustment specified under section 6 of the RCG 2023 Guidance notes. The currency ERC rates are set at £4m (Four Million Pounds) @ 1st April 2021 (AVD) for the RCG 2023 Publication. | - | Measure area of Tarmac | - | - | - | - | - | photo missing | photo missing | 10020 |  | m2 | - | Please Select | - | - | 81.6475 | Option 2 | 107.1067 | 31.18% | 123 | 85.6103 | 4.854% | -20.07% | 85.6103 | 4.854% | ERC Over-ridden | P.Avo | VOA_GPN_GOV_UK\7243572 | 2020-05-04 | Low | Amber | Low | Based on 1/04/2015, Agreement | - | - | NA | SPONS Civils | 1.441 | (BEAMS Note 2) The ERC for this item should be added to all other rateable items on the hereditament (except land). Therefore the total of the ERC of the other Building Items and the P&M ERC (where applicable) to enable the correct contract size adjustment to be made. ERC of Building Component + ERC of P&M = Total ERC to which contract size adjustment should be applied. The appropriate % adjustment should be made in accordance with the scale for contract size adjustment specified under section 6 of the RCG 2021 Guidance notes. The currency ERC rates are set at £4m (Four Million Pounds) @ 1st April 2019 (AVD) for the RCG 2021 Publication. | photo missing | photo missing | 2 | TRUE
284 | 70502Y | 5508 | 70502Y | Airports | Pavements | PCN (Pavement Classification Number) | 56 | - | The costs include for excavations and disposal of surplus materials arising from the excavations being disposed on site. Pavement construction comprises imported limestone fill, lean mix concrete sub base and slip form paved pavement quality concrete and associated drainage and AGL ducting. | Location Adjustment Applicable (See Guidance Notes) - ERC = UK mean of 1.00 | (BEAMS Note 2) The ERC for this item should be added to all other rateable items on the hereditament (except land). Therefore the total of the ERC of the other Building Items and the P&M ERC (where applicable) to enable the correct contract size adjustment to be made. ERC of Building Component + ERC of P&M = Total ERC to which contract size adjustment should be applied. The appropriate % adjustment should be made in accordance with the scale for contract size adjustment specified under section 6 of the RCG 2023 Guidance notes. The currency ERC rates are set at £4m (Four Million Pounds) @ 1st April 2021 (AVD) for the RCG 2023 Publication. | - | Measure area of Tarmac | - | - | - | - | - | photo missing | photo missing | 10020 |  | m2 | - | Please Select | - | - | 82.2561 | Option 2 | 107.9051 | 31.18% | 124 | 86.3063 | 4.924% | -20.02% | 86.3063 | 4.924% | ERC Over-ridden | P.Avo | VOA_GPN_GOV_UK\7243572 | 2020-05-04 | Low | Amber | Low | Based on 1/04/2015, Agreement | - | - | NA | SPONS Civils | 1.441 | (BEAMS Note 2) The ERC for this item should be added to all other rateable items on the hereditament (except land). Therefore the total of the ERC of the other Building Items and the P&M ERC (where applicable) to enable the correct contract size adjustment to be made. ERC of Building Component + ERC of P&M = Total ERC to which contract size adjustment should be applied. The appropriate % adjustment should be made in accordance with the scale for contract size adjustment specified under section 6 of the RCG 2021 Guidance notes. The currency ERC rates are set at £4m (Four Million Pounds) @ 1st April 2019 (AVD) for the RCG 2021 Publication. | photo missing | photo missing | 2 | TRUE
285 | 70502Z | 6059 | 70502Z | Airports | Pavements | PCN (Pavement Classification Number) | 57 | - | The costs include for excavations and disposal of surplus materials arising from the excavations being disposed on site. Pavement construction comprises imported limestone fill, lean mix concrete sub base and slip form paved pavement quality concrete and associated drainage and AGL ducting. | Location Adjustment Applicable (See Guidance Notes) - ERC = UK mean of 1.00 | (BEAMS Note 2) The ERC for this item should be added to all other rateable items on the hereditament (except land). Therefore the total of the ERC of the other Building Items and the P&M ERC (where applicable) to enable the correct contract size adjustment to be made. ERC of Building Component + ERC of P&M = Total ERC to which contract size adjustment should be applied. The appropriate % adjustment should be made in accordance with the scale for contract size adjustment specified under section 6 of the RCG 2023 Guidance notes. The currency ERC rates are set at £4m (Four Million Pounds) @ 1st April 2021 (AVD) for the RCG 2023 Publication. | - | Measure area of Tarmac | - | - | - | - | - | photo missing | photo missing | 10020 |  | m2 | - | Please Select | - | - | 82.856 | Option 2 | 108.692 | 31.18% | 125 | 87.0023 | 5.004% | -19.96% | 87.0023 | 5.004% | ERC Over-ridden | P.Avo | VOA_GPN_GOV_UK\7243572 | 2020-05-04 | Low | Amber | Low | Based on 1/04/2015, Agreement | - | - | NA | SPONS Civils | 1.441 | (BEAMS Note 2) The ERC for this item should be added to all other rateable items on the hereditament (except land). Therefore the total of the ERC of the other Building Items and the P&M ERC (where applicable) to enable the correct contract size adjustment to be made. ERC of Building Component + ERC of P&M = Total ERC to which contract size adjustment should be applied. The appropriate % adjustment should be made in accordance with the scale for contract size adjustment specified under section 6 of the RCG 2021 Guidance notes. The currency ERC rates are set at £4m (Four Million Pounds) @ 1st April 2019 (AVD) for the RCG 2021 Publication. | photo missing | photo missing | 2 | TRUE
286 | 70503A | 4077 | 70503A | Airports | Pavements | PCN (Pavement Classification Number) | 58 | - | The costs include for excavations and disposal of surplus materials arising from the excavations being disposed on site. Pavement construction comprises imported limestone fill, lean mix concrete sub base and slip form paved pavement quality concrete and associated drainage and AGL ducting. | Location Adjustment Applicable (See Guidance Notes) - ERC = UK mean of 1.00 | (BEAMS Note 2) The ERC for this item should be added to all other rateable items on the hereditament (except land). Therefore the total of the ERC of the other Building Items and the P&M ERC (where applicable) to enable the correct contract size adjustment to be made. ERC of Building Component + ERC of P&M = Total ERC to which contract size adjustment should be applied. The appropriate % adjustment should be made in accordance with the scale for contract size adjustment specified under section 6 of the RCG 2023 Guidance notes. The currency ERC rates are set at £4m (Four Million Pounds) @ 1st April 2021 (AVD) for the RCG 2023 Publication. | - | Measure area of Tarmac | - | - | - | - | - | photo missing | photo missing | 10020 |  | m2 | - | Please Select | - | - | 83.4646 | Option 2 | 109.4904 | 31.18% | 127 | 88.3944 | 5.906% | -19.27% | 88.3944 | 5.906% | ERC Over-ridden | P.Avo | VOA_GPN_GOV_UK\7243572 | 2020-05-04 | Low | Amber | Low | Based on 1/04/2015, Agreement | - | - | NA | SPONS Civils | 1.441 | (BEAMS Note 2) The ERC for this item should be added to all other rateable items on the hereditament (except land). Therefore the total of the ERC of the other Building Items and the P&M ERC (where applicable) to enable the correct contract size adjustment to be made. ERC of Building Component + ERC of P&M = Total ERC to which contract size adjustment should be applied. The appropriate % adjustment should be made in accordance with the scale for contract size adjustment specified under section 6 of the RCG 2021 Guidance notes. The currency ERC rates are set at £4m (Four Million Pounds) @ 1st April 2019 (AVD) for the RCG 2021 Publication. | photo missing | photo missing | 2 | TRUE
287 | 70503B | 5681 | 70503B | Airports | Pavements | PCN (Pavement Classification Number) | 59 | - | The costs include for excavations and disposal of surplus materials arising from the excavations being disposed on site. Pavement construction comprises imported limestone fill, lean mix concrete sub base and slip form paved pavement quality concrete and associated drainage and AGL ducting. | Location Adjustment Applicable (See Guidance Notes) - ERC = UK mean of 1.00 | (BEAMS Note 2) The ERC for this item should be added to all other rateable items on the hereditament (except land). Therefore the total of the ERC of the other Building Items and the P&M ERC (where applicable) to enable the correct contract size adjustment to be made. ERC of Building Component + ERC of P&M = Total ERC to which contract size adjustment should be applied. The appropriate % adjustment should be made in accordance with the scale for contract size adjustment specified under section 6 of the RCG 2023 Guidance notes. The currency ERC rates are set at £4m (Four Million Pounds) @ 1st April 2021 (AVD) for the RCG 2023 Publication. | - | Measure area of Tarmac | - | - | - | - | - | photo missing | photo missing | 10020 |  | m2 | - | Please Select | - | - | 84.0644 | Option 2 | 110.2773 | 31.18% | 127 | 88.3944 | 5.151% | -19.84% | 88.3944 | 5.151% | ERC Over-ridden | P.Avo | VOA_GPN_GOV_UK\7243572 | 2020-05-04 | Low | Amber | Low | Based on 1/04/2015, Agreement | - | - | NA | SPONS Civils | 1.441 | (BEAMS Note 2) The ERC for this item should be added to all other rateable items on the hereditament (except land). Therefore the total of the ERC of the other Building Items and the P&M ERC (where applicable) to enable the correct contract size adjustment to be made. ERC of Building Component + ERC of P&M = Total ERC to which contract size adjustment should be applied. The appropriate % adjustment should be made in accordance with the scale for contract size adjustment specified under section 6 of the RCG 2021 Guidance notes. The currency ERC rates are set at £4m (Four Million Pounds) @ 1st April 2019 (AVD) for the RCG 2021 Publication. | photo missing | photo missing | 2 | TRUE
288 | 70503C | 4010 | 70503C | Airports | Pavements | PCN (Pavement Classification Number) | 60 | - | The costs include for excavations and disposal of surplus materials arising from the excavations being disposed on site. Pavement construction comprises imported limestone fill, lean mix concrete sub base and slip form paved pavement quality concrete and associated drainage and AGL ducting. | Location Adjustment Applicable (See Guidance Notes) - ERC = UK mean of 1.00 | (BEAMS Note 2) The ERC for this item should be added to all other rateable items on the hereditament (except land). Therefore the total of the ERC of the other Building Items and the P&M ERC (where applicable) to enable the correct contract size adjustment to be made. ERC of Building Component + ERC of P&M = Total ERC to which contract size adjustment should be applied. The appropriate % adjustment should be made in accordance with the scale for contract size adjustment specified under section 6 of the RCG 2023 Guidance notes. The currency ERC rates are set at £4m (Four Million Pounds) @ 1st April 2021 (AVD) for the RCG 2023 Publication. | - | Measure area of Tarmac | - | - | - | - | - | photo missing | photo missing | 10020 |  | m2 | - | Please Select | - | - | 84.6731 | Option 2 | 111.0757 | 31.18% | 128 | 89.0904 | 5.217% | -19.79% | 89.0904 | 5.217% | ERC Over-ridden | P.Avo | VOA_GPN_GOV_UK\7243572 | 2020-05-04 | Low | Amber | Low | Based on 1/04/2015, Agreement | - | - | NA | SPONS Civils | 1.441 | (BEAMS Note 2) The ERC for this item should be added to all other rateable items on the hereditament (except land). Therefore the total of the ERC of the other Building Items and the P&M ERC (where applicable) to enable the correct contract size adjustment to be made. ERC of Building Component + ERC of P&M = Total ERC to which contract size adjustment should be applied. The appropriate % adjustment should be made in accordance with the scale for contract size adjustment specified under section 6 of the RCG 2021 Guidance notes. The currency ERC rates are set at £4m (Four Million Pounds) @ 1st April 2019 (AVD) for the RCG 2021 Publication. | photo missing | photo missing | 2 | TRUE
289 | 70503D | 4421 | 70503D | Airports | Pavements | PCN (Pavement Classification Number) | 61 | - | The costs include for excavations and disposal of surplus materials arising from the excavations being disposed on site. Pavement construction comprises imported limestone fill, lean mix concrete sub base and slip form paved pavement quality concrete and associated drainage and AGL ducting. | Location Adjustment Applicable (See Guidance Notes) - ERC = UK mean of 1.00 | (BEAMS Note 2) The ERC for this item should be added to all other rateable items on the hereditament (except land). Therefore the total of the ERC of the other Building Items and the P&M ERC (where applicable) to enable the correct contract size adjustment to be made. ERC of Building Component + ERC of P&M = Total ERC to which contract size adjustment should be applied. The appropriate % adjustment should be made in accordance with the scale for contract size adjustment specified under section 6 of the RCG 2023 Guidance notes. The currency ERC rates are set at £4m (Four Million Pounds) @ 1st April 2021 (AVD) for the RCG 2023 Publication. | - | Measure area of Tarmac | - | - | - | - | - | photo missing | photo missing | 10020 |  | m2 | - | Please Select | - | - | 85.3082 | Option 2 | 111.9089 | 31.18% | 129 | 89.7864 | 5.249% | -19.77% | 89.7864 | 5.249% | ERC Over-ridden | P.Avo | VOA_GPN_GOV_UK\7243572 | 2020-05-04 | Low | Amber | Low | Based on 1/04/2015, Agreement | - | - | NA | SPONS Civils | 1.441 | (BEAMS Note 2) The ERC for this item should be added to all other rateable items on the hereditament (except land). Therefore the total of the ERC of the other Building Items and the P&M ERC (where applicable) to enable the correct contract size adjustment to be made. ERC of Building Component + ERC of P&M = Total ERC to which contract size adjustment should be applied. The appropriate % adjustment should be made in accordance with the scale for contract size adjustment specified under section 6 of the RCG 2021 Guidance notes. The currency ERC rates are set at £4m (Four Million Pounds) @ 1st April 2019 (AVD) for the RCG 2021 Publication. | photo missing | photo missing | 2 | TRUE
290 | 70503E | 4236 | 70503E | Airports | Pavements | PCN (Pavement Classification Number) | 62 | - | The costs include for excavations and disposal of surplus materials arising from the excavations being disposed on site. Pavement construction comprises imported limestone fill, lean mix concrete sub base and slip form paved pavement quality concrete and associated drainage and AGL ducting. | Location Adjustment Applicable (See Guidance Notes) - ERC = UK mean of 1.00 | (BEAMS Note 2) The ERC for this item should be added to all other rateable items on the hereditament (except land). Therefore the total of the ERC of the other Building Items and the P&M ERC (where applicable) to enable the correct contract size adjustment to be made. ERC of Building Component + ERC of P&M = Total ERC to which contract size adjustment should be applied. The appropriate % adjustment should be made in accordance with the scale for contract size adjustment specified under section 6 of the RCG 2023 Guidance notes. The currency ERC rates are set at £4m (Four Million Pounds) @ 1st April 2021 (AVD) for the RCG 2023 Publication. | - | Measure area of Tarmac | - | - | - | - | - | photo missing | photo missing | 10020 |  | m2 | - | Please Select | - | - | 85.9521 | Option 2 | 112.7536 | 31.18% | 130 | 90.4824 | 5.271% | -19.75% | 90.4824 | 5.271% | ERC Over-ridden | P.Avo | VOA_GPN_GOV_UK\7243572 | 2020-05-04 | Low | Amber | Low | Based on 1/04/2015, Agreement | - | - | NA | SPONS Civils | 1.441 | (BEAMS Note 2) The ERC for this item should be added to all other rateable items on the hereditament (except land). Therefore the total of the ERC of the other Building Items and the P&M ERC (where applicable) to enable the correct contract size adjustment to be made. ERC of Building Component + ERC of P&M = Total ERC to which contract size adjustment should be applied. The appropriate % adjustment should be made in accordance with the scale for contract size adjustment specified under section 6 of the RCG 2021 Guidance notes. The currency ERC rates are set at £4m (Four Million Pounds) @ 1st April 2019 (AVD) for the RCG 2021 Publication. | photo missing | photo missing | 2 | TRUE
291 | 70503F | 4440 | 70503F | Airports | Pavements | PCN (Pavement Classification Number) | 63 | - | The costs include for excavations and disposal of surplus materials arising from the excavations being disposed on site. Pavement construction comprises imported limestone fill, lean mix concrete sub base and slip form paved pavement quality concrete and associated drainage and AGL ducting. | Location Adjustment Applicable (See Guidance Notes) - ERC = UK mean of 1.00 | (BEAMS Note 2) The ERC for this item should be added to all other rateable items on the hereditament (except land). Therefore the total of the ERC of the other Building Items and the P&M ERC (where applicable) to enable the correct contract size adjustment to be made. ERC of Building Component + ERC of P&M = Total ERC to which contract size adjustment should be applied. The appropriate % adjustment should be made in accordance with the scale for contract size adjustment specified under section 6 of the RCG 2023 Guidance notes. The currency ERC rates are set at £4m (Four Million Pounds) @ 1st April 2021 (AVD) for the RCG 2023 Publication. | - | Measure area of Tarmac | - | - | - | - | - | photo missing | photo missing | 10020 |  | m2 | - | Please Select | - | - | 86.5873 | Option 2 | 113.5868 | 31.18% | 130 | 90.4824 | 4.499% | -20.34% | 90.4824 | 4.499% | ERC Over-ridden | P.Avo | VOA_GPN_GOV_UK\7243572 | 2020-05-04 | Low | Amber | Low | Based on 1/04/2015, Agreement | - | - | NA | SPONS Civils | 1.441 | (BEAMS Note 2) The ERC for this item should be added to all other rateable items on the hereditament (except land). Therefore the total of the ERC of the other Building Items and the P&M ERC (where applicable) to enable the correct contract size adjustment to be made. ERC of Building Component + ERC of P&M = Total ERC to which contract size adjustment should be applied. The appropriate % adjustment should be made in accordance with the scale for contract size adjustment specified under section 6 of the RCG 2021 Guidance notes. The currency ERC rates are set at £4m (Four Million Pounds) @ 1st April 2019 (AVD) for the RCG 2021 Publication. | photo missing | photo missing | 2 | TRUE
292 | 70503G | 4114 | 70503G | Airports | Pavements | PCN (Pavement Classification Number) | 64 | - | The costs include for excavations and disposal of surplus materials arising from the excavations being disposed on site. Pavement construction comprises imported limestone fill, lean mix concrete sub base and slip form paved pavement quality concrete and associated drainage and AGL ducting. | Location Adjustment Applicable (See Guidance Notes) - ERC = UK mean of 1.00 | (BEAMS Note 2) The ERC for this item should be added to all other rateable items on the hereditament (except land). Therefore the total of the ERC of the other Building Items and the P&M ERC (where applicable) to enable the correct contract size adjustment to be made. ERC of Building Component + ERC of P&M = Total ERC to which contract size adjustment should be applied. The appropriate % adjustment should be made in accordance with the scale for contract size adjustment specified under section 6 of the RCG 2023 Guidance notes. The currency ERC rates are set at £4m (Four Million Pounds) @ 1st April 2021 (AVD) for the RCG 2023 Publication. | - | Measure area of Tarmac | - | - | - | - | - | photo missing | photo missing | 10020 |  | m2 | - | Please Select | - | - | 87.2224 | Option 2 | 114.4199 | 31.18% | 132 | 91.8744 | 5.334% | -19.7% | 91.8744 | 5.334% | ERC Over-ridden | P.Avo | VOA_GPN_GOV_UK\7243572 | 2020-05-04 | Low | Amber | Low | Based on 1/04/2015, Agreement | - | - | NA | SPONS Civils | 1.441 | (BEAMS Note 2) The ERC for this item should be added to all other rateable items on the hereditament (except land). Therefore the total of the ERC of the other Building Items and the P&M ERC (where applicable) to enable the correct contract size adjustment to be made. ERC of Building Component + ERC of P&M = Total ERC to which contract size adjustment should be applied. The appropriate % adjustment should be made in accordance with the scale for contract size adjustment specified under section 6 of the RCG 2021 Guidance notes. The currency ERC rates are set at £4m (Four Million Pounds) @ 1st April 2019 (AVD) for the RCG 2021 Publication. | photo missing | photo missing | 2 | TRUE
293 | 70503H | 4046 | 70503H | Airports | Pavements | PCN (Pavement Classification Number) | 65 | - | The costs include for excavations and disposal of surplus materials arising from the excavations being disposed on site. Pavement construction comprises imported limestone fill, lean mix concrete sub base and slip form paved pavement quality concrete and associated drainage and AGL ducting. | Location Adjustment Applicable (See Guidance Notes) - ERC = UK mean of 1.00 | (BEAMS Note 2) The ERC for this item should be added to all other rateable items on the hereditament (except land). Therefore the total of the ERC of the other Building Items and the P&M ERC (where applicable) to enable the correct contract size adjustment to be made. ERC of Building Component + ERC of P&M = Total ERC to which contract size adjustment should be applied. The appropriate % adjustment should be made in accordance with the scale for contract size adjustment specified under section 6 of the RCG 2023 Guidance notes. The currency ERC rates are set at £4m (Four Million Pounds) @ 1st April 2021 (AVD) for the RCG 2023 Publication. | - | Measure area of Tarmac | - | - | - | - | - | photo missing | photo missing | 10020 |  | m2 | - | Please Select | - | - | 87.8575 | Option 2 | 115.2531 | 31.18% | 133 | 92.5705 | 5.364% | -19.68% | 92.5705 | 5.364% | ERC Over-ridden | P.Avo | VOA_GPN_GOV_UK\7243572 | 2020-05-04 | Low | Amber | Low | Based on 1/04/2015, Agreement | - | - | NA | SPONS Civils | 1.441 | (BEAMS Note 2) The ERC for this item should be added to all other rateable items on the hereditament (except land). Therefore the total of the ERC of the other Building Items and the P&M ERC (where applicable) to enable the correct contract size adjustment to be made. ERC of Building Component + ERC of P&M = Total ERC to which contract size adjustment should be applied. The appropriate % adjustment should be made in accordance with the scale for contract size adjustment specified under section 6 of the RCG 2021 Guidance notes. The currency ERC rates are set at £4m (Four Million Pounds) @ 1st April 2019 (AVD) for the RCG 2021 Publication. | photo missing | photo missing | 2 | TRUE
294 | 70503J | 4689 | 70503J | Airports | Pavements | PCN (Pavement Classification Number) | 66 | - | The costs include for excavations and disposal of surplus materials arising from the excavations being disposed on site. Pavement construction comprises imported limestone fill, lean mix concrete sub base and slip form paved pavement quality concrete and associated drainage and AGL ducting. | Location Adjustment Applicable (See Guidance Notes) - ERC = UK mean of 1.00 | (BEAMS Note 2) The ERC for this item should be added to all other rateable items on the hereditament (except land). Therefore the total of the ERC of the other Building Items and the P&M ERC (where applicable) to enable the correct contract size adjustment to be made. ERC of Building Component + ERC of P&M = Total ERC to which contract size adjustment should be applied. The appropriate % adjustment should be made in accordance with the scale for contract size adjustment specified under section 6 of the RCG 2023 Guidance notes. The currency ERC rates are set at £4m (Four Million Pounds) @ 1st April 2021 (AVD) for the RCG 2023 Publication. | - | Measure area of Tarmac | - | - | - | - | - | photo missing | photo missing | 10020 |  | m2 | - | Please Select | - | - | 88.4044 | Option 2 | 115.9705 | 31.18% | 133 | 92.5705 | 4.713% | -20.18% | 92.5705 | 4.713% | ERC Over-ridden | P.Avo | VOA_GPN_GOV_UK\7243572 | 2020-05-04 | Low | Amber | Low | Based on 1/04/2015, Agreement | - | - | NA | SPONS Civils | 1.441 | (BEAMS Note 2) The ERC for this item should be added to all other rateable items on the hereditament (except land). Therefore the total of the ERC of the other Building Items and the P&M ERC (where applicable) to enable the correct contract size adjustment to be made. ERC of Building Component + ERC of P&M = Total ERC to which contract size adjustment should be applied. The appropriate % adjustment should be made in accordance with the scale for contract size adjustment specified under section 6 of the RCG 2021 Guidance notes. The currency ERC rates are set at £4m (Four Million Pounds) @ 1st April 2019 (AVD) for the RCG 2021 Publication. | photo missing | photo missing | 2 | TRUE
295 | 70503K | 5261 | 70503K | Airports | Pavements | PCN (Pavement Classification Number) | 67 | - | The costs include for excavations and disposal of surplus materials arising from the excavations being disposed on site. Pavement construction comprises imported limestone fill, lean mix concrete sub base and slip form paved pavement quality concrete and associated drainage and AGL ducting. | Location Adjustment Applicable (See Guidance Notes) - ERC = UK mean of 1.00 | (BEAMS Note 2) The ERC for this item should be added to all other rateable items on the hereditament (except land). Therefore the total of the ERC of the other Building Items and the P&M ERC (where applicable) to enable the correct contract size adjustment to be made. ERC of Building Component + ERC of P&M = Total ERC to which contract size adjustment should be applied. The appropriate % adjustment should be made in accordance with the scale for contract size adjustment specified under section 6 of the RCG 2023 Guidance notes. The currency ERC rates are set at £4m (Four Million Pounds) @ 1st April 2021 (AVD) for the RCG 2023 Publication. | - | Measure area of Tarmac | - | - | - | - | - | photo missing | photo missing | 10020 |  | m2 | - | Please Select | - | - | 88.9425 | Option 2 | 116.6764 | 31.18% | 134 | 93.2665 | 4.862% | -20.06% | 93.2665 | 4.862% | ERC Over-ridden | P.Avo | VOA_GPN_GOV_UK\7243572 | 2020-05-04 | Low | Amber | Low | Based on 1/04/2015, Agreement | - | - | NA | SPONS Civils | 1.441 | (BEAMS Note 2) The ERC for this item should be added to all other rateable items on the hereditament (except land). Therefore the total of the ERC of the other Building Items and the P&M ERC (where applicable) to enable the correct contract size adjustment to be made. ERC of Building Component + ERC of P&M = Total ERC to which contract size adjustment should be applied. The appropriate % adjustment should be made in accordance with the scale for contract size adjustment specified under section 6 of the RCG 2021 Guidance notes. The currency ERC rates are set at £4m (Four Million Pounds) @ 1st April 2019 (AVD) for the RCG 2021 Publication. | photo missing | photo missing | 2 | TRUE
296 | 70503L | 5395 | 70503L | Airports | Pavements | PCN (Pavement Classification Number) | 68 | - | The costs include for excavations and disposal of surplus materials arising from the excavations being disposed on site. Pavement construction comprises imported limestone fill, lean mix concrete sub base and slip form paved pavement quality concrete and associated drainage and AGL ducting. | Location Adjustment Applicable (See Guidance Notes) - ERC = UK mean of 1.00 | (BEAMS Note 2) The ERC for this item should be added to all other rateable items on the hereditament (except land). Therefore the total of the ERC of the other Building Items and the P&M ERC (where applicable) to enable the correct contract size adjustment to be made. ERC of Building Component + ERC of P&M = Total ERC to which contract size adjustment should be applied. The appropriate % adjustment should be made in accordance with the scale for contract size adjustment specified under section 6 of the RCG 2023 Guidance notes. The currency ERC rates are set at £4m (Four Million Pounds) @ 1st April 2021 (AVD) for the RCG 2023 Publication. | - | Measure area of Tarmac | - | - | - | - | - | photo missing | photo missing | 10020 |  | m2 | - | Please Select | - | - | 89.4894 | Option 2 | 117.3938 | 31.18% | 135 | 93.9625 | 4.998% | -19.96% | 93.9625 | 4.998% | ERC Over-ridden | P.Avo | VOA_GPN_GOV_UK\7243572 | 2020-05-04 | Low | Amber | Low | Based on 1/04/2015, Agreement | - | - | NA | SPONS Civils | 1.441 | (BEAMS Note 2) The ERC for this item should be added to all other rateable items on the hereditament (except land). Therefore the total of the ERC of the other Building Items and the P&M ERC (where applicable) to enable the correct contract size adjustment to be made. ERC of Building Component + ERC of P&M = Total ERC to which contract size adjustment should be applied. The appropriate % adjustment should be made in accordance with the scale for contract size adjustment specified under section 6 of the RCG 2021 Guidance notes. The currency ERC rates are set at £4m (Four Million Pounds) @ 1st April 2019 (AVD) for the RCG 2021 Publication. | photo missing | photo missing | 2 | TRUE
297 | 70503M | 5281 | 70503M | Airports | Pavements | PCN (Pavement Classification Number) | 69 | - | The costs include for excavations and disposal of surplus materials arising from the excavations being disposed on site. Pavement construction comprises imported limestone fill, lean mix concrete sub base and slip form paved pavement quality concrete and associated drainage and AGL ducting. | Location Adjustment Applicable (See Guidance Notes) - ERC = UK mean of 1.00 | (BEAMS Note 2) The ERC for this item should be added to all other rateable items on the hereditament (except land). Therefore the total of the ERC of the other Building Items and the P&M ERC (where applicable) to enable the correct contract size adjustment to be made. ERC of Building Component + ERC of P&M = Total ERC to which contract size adjustment should be applied. The appropriate % adjustment should be made in accordance with the scale for contract size adjustment specified under section 6 of the RCG 2023 Guidance notes. The currency ERC rates are set at £4m (Four Million Pounds) @ 1st April 2021 (AVD) for the RCG 2023 Publication. | - | Measure area of Tarmac | - | - | - | - | - | photo missing | photo missing | 10020 |  | m2 | - | Please Select | - | - | 90.0275 | Option 2 | 118.0997 | 31.18% | 135 | 93.9625 | 4.371% | -20.44% | 93.9625 | 4.371% | ERC Over-ridden | P.Avo | VOA_GPN_GOV_UK\7243572 | 2020-05-04 | Low | Amber | Low | Based on 1/04/2015, Agreement | - | - | NA | SPONS Civils | 1.441 | (BEAMS Note 2) The ERC for this item should be added to all other rateable items on the hereditament (except land). Therefore the total of the ERC of the other Building Items and the P&M ERC (where applicable) to enable the correct contract size adjustment to be made. ERC of Building Component + ERC of P&M = Total ERC to which contract size adjustment should be applied. The appropriate % adjustment should be made in accordance with the scale for contract size adjustment specified under section 6 of the RCG 2021 Guidance notes. The currency ERC rates are set at £4m (Four Million Pounds) @ 1st April 2019 (AVD) for the RCG 2021 Publication. | photo missing | photo missing | 2 | TRUE
298 | 70503N | 5299 | 70503N | Airports | Pavements | PCN (Pavement Classification Number) | 70 | - | The costs include for excavations and disposal of surplus materials arising from the excavations being disposed on site. Pavement construction comprises imported limestone fill, lean mix concrete sub base and slip form paved pavement quality concrete and associated drainage and AGL ducting. | Location Adjustment Applicable (See Guidance Notes) - ERC = UK mean of 1.00 | (BEAMS Note 2) The ERC for this item should be added to all other rateable items on the hereditament (except land). Therefore the total of the ERC of the other Building Items and the P&M ERC (where applicable) to enable the correct contract size adjustment to be made. ERC of Building Component + ERC of P&M = Total ERC to which contract size adjustment should be applied. The appropriate % adjustment should be made in accordance with the scale for contract size adjustment specified under section 6 of the RCG 2023 Guidance notes. The currency ERC rates are set at £4m (Four Million Pounds) @ 1st April 2021 (AVD) for the RCG 2023 Publication. | - | Measure area of Tarmac | - | - | - | - | - | photo missing | photo missing | 10020 |  | m2 | - | Please Select | - | - | 90.5567 | Option 2 | 118.794 | 31.18% | 137 | 95.3545 | 5.298% | -19.73% | 95.3545 | 5.298% | ERC Over-ridden | P.Avo | VOA_GPN_GOV_UK\7243572 | 2020-05-04 | Low | Amber | Low | Based on 1/04/2015, Agreement | - | - | NA | SPONS Civils | 1.441 | (BEAMS Note 2) The ERC for this item should be added to all other rateable items on the hereditament (except land). Therefore the total of the ERC of the other Building Items and the P&M ERC (where applicable) to enable the correct contract size adjustment to be made. ERC of Building Component + ERC of P&M = Total ERC to which contract size adjustment should be applied. The appropriate % adjustment should be made in accordance with the scale for contract size adjustment specified under section 6 of the RCG 2021 Guidance notes. The currency ERC rates are set at £4m (Four Million Pounds) @ 1st April 2019 (AVD) for the RCG 2021 Publication. | photo missing | photo missing | 2 | TRUE
299 | 70503P | 5319 | 70503P | Airports | Pavements | PCN (Pavement Classification Number) | 71 | - | The costs include for excavations and disposal of surplus materials arising from the excavations being disposed on site. Pavement construction comprises imported limestone fill, lean mix concrete sub base and slip form paved pavement quality concrete and associated drainage and AGL ducting. | Location Adjustment Applicable (See Guidance Notes) - ERC = UK mean of 1.00 | (BEAMS Note 2) The ERC for this item should be added to all other rateable items on the hereditament (except land). Therefore the total of the ERC of the other Building Items and the P&M ERC (where applicable) to enable the correct contract size adjustment to be made. ERC of Building Component + ERC of P&M = Total ERC to which contract size adjustment should be applied. The appropriate % adjustment should be made in accordance with the scale for contract size adjustment specified under section 6 of the RCG 2023 Guidance notes. The currency ERC rates are set at £4m (Four Million Pounds) @ 1st April 2021 (AVD) for the RCG 2023 Publication. | - | Measure area of Tarmac | - | - | - | - | - | photo missing | photo missing | 10020 |  | m2 | - | Please Select | - | - | 91.1213 | Option 2 | 119.5346 | 31.18% | 138 | 96.0506 | 5.41% | -19.65% | 96.0506 | 5.41% | ERC Over-ridden | P.Avo | VOA_GPN_GOV_UK\7243572 | 2020-05-04 | Low | Amber | Low | Based on 1/04/2015, Agreement | - | - | NA | SPONS Civils | 1.441 | (BEAMS Note 2) The ERC for this item should be added to all other rateable items on the hereditament (except land). Therefore the total of the ERC of the other Building Items and the P&M ERC (where applicable) to enable the correct contract size adjustment to be made. ERC of Building Component + ERC of P&M = Total ERC to which contract size adjustment should be applied. The appropriate % adjustment should be made in accordance with the scale for contract size adjustment specified under section 6 of the RCG 2021 Guidance notes. The currency ERC rates are set at £4m (Four Million Pounds) @ 1st April 2019 (AVD) for the RCG 2021 Publication. | photo missing | photo missing | 2 | TRUE
300 | 70503Q | 5338 | 70503Q | Airports | Pavements | PCN (Pavement Classification Number) | 72 | - | The costs include for excavations and disposal of surplus materials arising from the excavations being disposed on site. Pavement construction comprises imported limestone fill, lean mix concrete sub base and slip form paved pavement quality concrete and associated drainage and AGL ducting. | Location Adjustment Applicable (See Guidance Notes) - ERC = UK mean of 1.00 | (BEAMS Note 2) The ERC for this item should be added to all other rateable items on the hereditament (except land). Therefore the total of the ERC of the other Building Items and the P&M ERC (where applicable) to enable the correct contract size adjustment to be made. ERC of Building Component + ERC of P&M = Total ERC to which contract size adjustment should be applied. The appropriate % adjustment should be made in accordance with the scale for contract size adjustment specified under section 6 of the RCG 2023 Guidance notes. The currency ERC rates are set at £4m (Four Million Pounds) @ 1st April 2021 (AVD) for the RCG 2023 Publication. | - | Measure area of Tarmac | - | - | - | - | - | photo missing | photo missing | 10020 |  | m2 | - | Please Select | - | - | 91.677 | Option 2 | 120.2636 | 31.18% | 138 | 96.0506 | 4.771% | -20.13% | 96.0506 | 4.771% | ERC Over-ridden | P.Avo | VOA_GPN_GOV_UK\7243572 | 2020-05-04 | Low | Amber | Low | Based on 1/04/2015, Agreement | - | - | NA | SPONS Civils | 1.441 | (BEAMS Note 2) The ERC for this item should be added to all other rateable items on the hereditament (except land). Therefore the total of the ERC of the other Building Items and the P&M ERC (where applicable) to enable the correct contract size adjustment to be made. ERC of Building Component + ERC of P&M = Total ERC to which contract size adjustment should be applied. The appropriate % adjustment should be made in accordance with the scale for contract size adjustment specified under section 6 of the RCG 2021 Guidance notes. The currency ERC rates are set at £4m (Four Million Pounds) @ 1st April 2019 (AVD) for the RCG 2021 Publication. | photo missing | photo missing | 2 | TRUE
301 | 70503R | 5187 | 70503R | Airports | Pavements | PCN (Pavement Classification Number) | 73 | - | The costs include for excavations and disposal of surplus materials arising from the excavations being disposed on site. Pavement construction comprises imported limestone fill, lean mix concrete sub base and slip form paved pavement quality concrete and associated drainage and AGL ducting. | Location Adjustment Applicable (See Guidance Notes) - ERC = UK mean of 1.00 | (BEAMS Note 2) The ERC for this item should be added to all other rateable items on the hereditament (except land). Therefore the total of the ERC of the other Building Items and the P&M ERC (where applicable) to enable the correct contract size adjustment to be made. ERC of Building Component + ERC of P&M = Total ERC to which contract size adjustment should be applied. The appropriate % adjustment should be made in accordance with the scale for contract size adjustment specified under section 6 of the RCG 2023 Guidance notes. The currency ERC rates are set at £4m (Four Million Pounds) @ 1st April 2021 (AVD) for the RCG 2023 Publication. | - | Measure area of Tarmac | - | - | - | - | - | photo missing | photo missing | 10020 |  | m2 | - | Please Select | - | - | 92.2327 | Option 2 | 120.9926 | 31.18% | 139 | 96.7466 | 4.894% | -20.04% | 96.7466 | 4.894% | ERC Over-ridden | P.Avo | VOA_GPN_GOV_UK\7243572 | 2020-05-04 | Low | Amber | Low | Based on 1/04/2015, Agreement | - | - | NA | SPONS Civils | 1.441 | (BEAMS Note 2) The ERC for this item should be added to all other rateable items on the hereditament (except land). Therefore the total of the ERC of the other Building Items and the P&M ERC (where applicable) to enable the correct contract size adjustment to be made. ERC of Building Component + ERC of P&M = Total ERC to which contract size adjustment should be applied. The appropriate % adjustment should be made in accordance with the scale for contract size adjustment specified under section 6 of the RCG 2021 Guidance notes. The currency ERC rates are set at £4m (Four Million Pounds) @ 1st April 2019 (AVD) for the RCG 2021 Publication. | photo missing | photo missing | 2 | TRUE
302 | 70503S | 5224 | 70503S | Airports | Pavements | PCN (Pavement Classification Number) | 74 | - | The costs include for excavations and disposal of surplus materials arising from the excavations being disposed on site. Pavement construction comprises imported limestone fill, lean mix concrete sub base and slip form paved pavement quality concrete and associated drainage and AGL ducting. | Location Adjustment Applicable (See Guidance Notes) - ERC = UK mean of 1.00 | (BEAMS Note 2) The ERC for this item should be added to all other rateable items on the hereditament (except land). Therefore the total of the ERC of the other Building Items and the P&M ERC (where applicable) to enable the correct contract size adjustment to be made. ERC of Building Component + ERC of P&M = Total ERC to which contract size adjustment should be applied. The appropriate % adjustment should be made in accordance with the scale for contract size adjustment specified under section 6 of the RCG 2023 Guidance notes. The currency ERC rates are set at £4m (Four Million Pounds) @ 1st April 2021 (AVD) for the RCG 2023 Publication. | - | Measure area of Tarmac | - | - | - | - | - | photo missing | photo missing | 10020 |  | m2 | - | Please Select | - | - | 92.7884 | Option 2 | 121.7216 | 31.18% | 140 | 97.4426 | 5.016% | -19.95% | 97.4426 | 5.016% | ERC Over-ridden | P.Avo | VOA_GPN_GOV_UK\7243572 | 2020-05-04 | Low | Amber | Low | Based on 1/04/2015, Agreement | - | - | NA | SPONS Civils | 1.441 | (BEAMS Note 2) The ERC for this item should be added to all other rateable items on the hereditament (except land). Therefore the total of the ERC of the other Building Items and the P&M ERC (where applicable) to enable the correct contract size adjustment to be made. ERC of Building Component + ERC of P&M = Total ERC to which contract size adjustment should be applied. The appropriate % adjustment should be made in accordance with the scale for contract size adjustment specified under section 6 of the RCG 2021 Guidance notes. The currency ERC rates are set at £4m (Four Million Pounds) @ 1st April 2019 (AVD) for the RCG 2021 Publication. | photo missing | photo missing | 2 | TRUE
303 | 70503T | 5148 | 70503T | Airports | Pavements | PCN (Pavement Classification Number) | 75 | - | The costs include for excavations and disposal of surplus materials arising from the excavations being disposed on site. Pavement construction comprises imported limestone fill, lean mix concrete sub base and slip form paved pavement quality concrete and associated drainage and AGL ducting. | Location Adjustment Applicable (See Guidance Notes) - ERC = UK mean of 1.00 | (BEAMS Note 2) The ERC for this item should be added to all other rateable items on the hereditament (except land). Therefore the total of the ERC of the other Building Items and the P&M ERC (where applicable) to enable the correct contract size adjustment to be made. ERC of Building Component + ERC of P&M = Total ERC to which contract size adjustment should be applied. The appropriate % adjustment should be made in accordance with the scale for contract size adjustment specified under section 6 of the RCG 2023 Guidance notes. The currency ERC rates are set at £4m (Four Million Pounds) @ 1st April 2021 (AVD) for the RCG 2023 Publication. | - | Measure area of Tarmac | - | - | - | - | - | photo missing | photo missing | 10020 |  | m2 | - | Please Select | - | - | 93.353 | Option 2 | 122.4622 | 31.18% | 140 | 97.4426 | 4.381% | -20.43% | 97.4426 | 4.381% | ERC Over-ridden | P.Avo | VOA_GPN_GOV_UK\7243572 | 2020-05-04 | Low | Amber | Low | Based on 1/04/2015, Agreement | - | - | NA | SPONS Civils | 1.441 | (BEAMS Note 2) The ERC for this item should be added to all other rateable items on the hereditament (except land). Therefore the total of the ERC of the other Building Items and the P&M ERC (where applicable) to enable the correct contract size adjustment to be made. ERC of Building Component + ERC of P&M = Total ERC to which contract size adjustment should be applied. The appropriate % adjustment should be made in accordance with the scale for contract size adjustment specified under section 6 of the RCG 2021 Guidance notes. The currency ERC rates are set at £4m (Four Million Pounds) @ 1st April 2019 (AVD) for the RCG 2021 Publication. | photo missing | photo missing | 2 | TRUE
304 | 70503U | 5320 | 70503U | Airports | Pavements | PCN (Pavement Classification Number) | 76 | - | The costs include for excavations and disposal of surplus materials arising from the excavations being disposed on site. Pavement construction comprises imported limestone fill, lean mix concrete sub base and slip form paved pavement quality concrete and associated drainage and AGL ducting. | Location Adjustment Applicable (See Guidance Notes) - ERC = UK mean of 1.00 | (BEAMS Note 2) The ERC for this item should be added to all other rateable items on the hereditament (except land). Therefore the total of the ERC of the other Building Items and the P&M ERC (where applicable) to enable the correct contract size adjustment to be made. ERC of Building Component + ERC of P&M = Total ERC to which contract size adjustment should be applied. The appropriate % adjustment should be made in accordance with the scale for contract size adjustment specified under section 6 of the RCG 2023 Guidance notes. The currency ERC rates are set at £4m (Four Million Pounds) @ 1st April 2021 (AVD) for the RCG 2023 Publication. | - | Measure area of Tarmac | - | - | - | - | - | photo missing | photo missing | 10020 |  | m2 | - | Please Select | - | - | 94.0675 | Option 2 | 123.3995 | 31.18% | 142 | 98.8346 | 5.068% | -19.91% | 98.8346 | 5.068% | ERC Over-ridden | P.Avo | VOA_GPN_GOV_UK\7243572 | 2020-05-04 | Low | Amber | Low | Based on 1/04/2015, Agreement | - | - | NA | SPONS Civils | 1.441 | (BEAMS Note 2) The ERC for this item should be added to all other rateable items on the hereditament (except land). Therefore the total of the ERC of the other Building Items and the P&M ERC (where applicable) to enable the correct contract size adjustment to be made. ERC of Building Component + ERC of P&M = Total ERC to which contract size adjustment should be applied. The appropriate % adjustment should be made in accordance with the scale for contract size adjustment specified under section 6 of the RCG 2021 Guidance notes. The currency ERC rates are set at £4m (Four Million Pounds) @ 1st April 2019 (AVD) for the RCG 2021 Publication. | photo missing | photo missing | 2 | TRUE
305 | 70503V | 5396 | 70503V | Airports | Pavements | PCN (Pavement Classification Number) | 77 | - | The costs include for excavations and disposal of surplus materials arising from the excavations being disposed on site. Pavement construction comprises imported limestone fill, lean mix concrete sub base and slip form paved pavement quality concrete and associated drainage and AGL ducting. | Location Adjustment Applicable (See Guidance Notes) - ERC = UK mean of 1.00 | (BEAMS Note 2) The ERC for this item should be added to all other rateable items on the hereditament (except land). Therefore the total of the ERC of the other Building Items and the P&M ERC (where applicable) to enable the correct contract size adjustment to be made. ERC of Building Component + ERC of P&M = Total ERC to which contract size adjustment should be applied. The appropriate % adjustment should be made in accordance with the scale for contract size adjustment specified under section 6 of the RCG 2023 Guidance notes. The currency ERC rates are set at £4m (Four Million Pounds) @ 1st April 2021 (AVD) for the RCG 2023 Publication. | - | Measure area of Tarmac | - | - | - | - | - | photo missing | photo missing | 10020 |  | m2 | - | Please Select | - | - | 94.782 | Option 2 | 124.3368 | 31.18% | 143 | 99.5306 | 5.01% | -19.95% | 99.5306 | 5.01% | ERC Over-ridden | P.Avo | VOA_GPN_GOV_UK\7243572 | 2020-05-04 | Low | Amber | Low | Based on 1/04/2015, Agreement | - | - | NA | SPONS Civils | 1.441 | (BEAMS Note 2) The ERC for this item should be added to all other rateable items on the hereditament (except land). Therefore the total of the ERC of the other Building Items and the P&M ERC (where applicable) to enable the correct contract size adjustment to be made. ERC of Building Component + ERC of P&M = Total ERC to which contract size adjustment should be applied. The appropriate % adjustment should be made in accordance with the scale for contract size adjustment specified under section 6 of the RCG 2021 Guidance notes. The currency ERC rates are set at £4m (Four Million Pounds) @ 1st April 2019 (AVD) for the RCG 2021 Publication. | photo missing | photo missing | 2 | TRUE
306 | 70503W | 5472 | 70503W | Airports | Pavements | PCN (Pavement Classification Number) | 78 | - | The costs include for excavations and disposal of surplus materials arising from the excavations being disposed on site. Pavement construction comprises imported limestone fill, lean mix concrete sub base and slip form paved pavement quality concrete and associated drainage and AGL ducting. | Location Adjustment Applicable (See Guidance Notes) - ERC = UK mean of 1.00 | (BEAMS Note 2) The ERC for this item should be added to all other rateable items on the hereditament (except land). Therefore the total of the ERC of the other Building Items and the P&M ERC (where applicable) to enable the correct contract size adjustment to be made. ERC of Building Component + ERC of P&M = Total ERC to which contract size adjustment should be applied. The appropriate % adjustment should be made in accordance with the scale for contract size adjustment specified under section 6 of the RCG 2023 Guidance notes. The currency ERC rates are set at £4m (Four Million Pounds) @ 1st April 2021 (AVD) for the RCG 2023 Publication. | - | Measure area of Tarmac | - | - | - | - | - | photo missing | photo missing | 10020 |  | m2 | - | Please Select | - | - | 95.4965 | Option 2 | 125.2741 | 31.18% | 144 | 100.2267 | 4.953% | -19.99% | 100.2267 | 4.953% | ERC Over-ridden | P.Avo | VOA_GPN_GOV_UK\7243572 | 2020-05-04 | Low | Amber | Low | Based on 1/04/2015, Agreement | - | - | NA | SPONS Civils | 1.441 | (BEAMS Note 2) The ERC for this item should be added to all other rateable items on the hereditament (except land). Therefore the total of the ERC of the other Building Items and the P&M ERC (where applicable) to enable the correct contract size adjustment to be made. ERC of Building Component + ERC of P&M = Total ERC to which contract size adjustment should be applied. The appropriate % adjustment should be made in accordance with the scale for contract size adjustment specified under section 6 of the RCG 2021 Guidance notes. The currency ERC rates are set at £4m (Four Million Pounds) @ 1st April 2019 (AVD) for the RCG 2021 Publication. | photo missing | photo missing | 2 | TRUE
307 | 70503X | 5300 | 70503X | Airports | Pavements | PCN (Pavement Classification Number) | 79 | - | The costs include for excavations and disposal of surplus materials arising from the excavations being disposed on site. Pavement construction comprises imported limestone fill, lean mix concrete sub base and slip form paved pavement quality concrete and associated drainage and AGL ducting. | Location Adjustment Applicable (See Guidance Notes) - ERC = UK mean of 1.00 | (BEAMS Note 2) The ERC for this item should be added to all other rateable items on the hereditament (except land). Therefore the total of the ERC of the other Building Items and the P&M ERC (where applicable) to enable the correct contract size adjustment to be made. ERC of Building Component + ERC of P&M = Total ERC to which contract size adjustment should be applied. The appropriate % adjustment should be made in accordance with the scale for contract size adjustment specified under section 6 of the RCG 2023 Guidance notes. The currency ERC rates are set at £4m (Four Million Pounds) @ 1st April 2021 (AVD) for the RCG 2023 Publication. | - | Measure area of Tarmac | - | - | - | - | - | photo missing | photo missing | 10020 |  | m2 | - | Please Select | - | - | 96.211 | Option 2 | 126.2114 | 31.18% | 146 | 101.6187 | 5.621% | -19.49% | 101.6187 | 5.621% | ERC Over-ridden | P.Avo | VOA_GPN_GOV_UK\7243572 | 2020-05-04 | Low | Amber | Low | Based on 1/04/2015, Agreement | - | - | NA | SPONS Civils | 1.441 | (BEAMS Note 2) The ERC for this item should be added to all other rateable items on the hereditament (except land). Therefore the total of the ERC of the other Building Items and the P&M ERC (where applicable) to enable the correct contract size adjustment to be made. ERC of Building Component + ERC of P&M = Total ERC to which contract size adjustment should be applied. The appropriate % adjustment should be made in accordance with the scale for contract size adjustment specified under section 6 of the RCG 2021 Guidance notes. The currency ERC rates are set at £4m (Four Million Pounds) @ 1st April 2019 (AVD) for the RCG 2021 Publication. | photo missing | photo missing | 2 | TRUE
308 | 70503Y | 5526 | 70503Y | Airports | Pavements | PCN (Pavement Classification Number) | 80 | - | The costs include for excavations and disposal of surplus materials arising from the excavations being disposed on site. Pavement construction comprises imported limestone fill, lean mix concrete sub base and slip form paved pavement quality concrete and associated drainage and AGL ducting. | Location Adjustment Applicable (See Guidance Notes) - ERC = UK mean of 1.00 | (BEAMS Note 2) The ERC for this item should be added to all other rateable items on the hereditament (except land). Therefore the total of the ERC of the other Building Items and the P&M ERC (where applicable) to enable the correct contract size adjustment to be made. ERC of Building Component + ERC of P&M = Total ERC to which contract size adjustment should be applied. The appropriate % adjustment should be made in accordance with the scale for contract size adjustment specified under section 6 of the RCG 2023 Guidance notes. The currency ERC rates are set at £4m (Four Million Pounds) @ 1st April 2021 (AVD) for the RCG 2023 Publication. | - | Measure area of Tarmac | - | - | - | - | - | photo missing | photo missing | 10020 |  | m2 | - | Please Select | - | - | 96.9343 | Option 2 | 127.1602 | 31.18% | 147 | 102.3147 | 5.551% | -19.54% | 102.3147 | 5.551% | ERC Over-ridden | P.Avo | VOA_GPN_GOV_UK\7243572 | 2020-05-04 | Low | Amber | Low | Based on 1/04/2015, Agreement | - | - | NA | SPONS Civils | 1.441 | (BEAMS Note 2) The ERC for this item should be added to all other rateable items on the hereditament (except land). Therefore the total of the ERC of the other Building Items and the P&M ERC (where applicable) to enable the correct contract size adjustment to be made. ERC of Building Component + ERC of P&M = Total ERC to which contract size adjustment should be applied. The appropriate % adjustment should be made in accordance with the scale for contract size adjustment specified under section 6 of the RCG 2021 Guidance notes. The currency ERC rates are set at £4m (Four Million Pounds) @ 1st April 2019 (AVD) for the RCG 2021 Publication. | photo missing | photo missing | 2 | TRUE
309 | 70503Z | 5301 | 70503Z | Airports | Pavements | PCN (Pavement Classification Number) | 81 | - | The costs include for excavations and disposal of surplus materials arising from the excavations being disposed on site. Pavement construction comprises imported limestone fill, lean mix concrete sub base and slip form paved pavement quality concrete and associated drainage and AGL ducting. | Location Adjustment Applicable (See Guidance Notes) - ERC = UK mean of 1.00 | (BEAMS Note 2) The ERC for this item should be added to all other rateable items on the hereditament (except land). Therefore the total of the ERC of the other Building Items and the P&M ERC (where applicable) to enable the correct contract size adjustment to be made. ERC of Building Component + ERC of P&M = Total ERC to which contract size adjustment should be applied. The appropriate % adjustment should be made in accordance with the scale for contract size adjustment specified under section 6 of the RCG 2023 Guidance notes. The currency ERC rates are set at £4m (Four Million Pounds) @ 1st April 2021 (AVD) for the RCG 2023 Publication. | - | Measure area of Tarmac | - | - | - | - | - | photo missing | photo missing | 10020 |  | m2 | - | Please Select | - | - | 97.4371 | Option 2 | 127.8198 | 31.18% | 147 | 102.3147 | 5.006% | -19.95% | 102.3147 | 5.006% | ERC Over-ridden | P.Avo | VOA_GPN_GOV_UK\7243572 | 2020-05-04 | Low | Amber | Low | Based on 1/04/2015, Agreement | - | - | NA | SPONS Civils | 1.441 | (BEAMS Note 2) The ERC for this item should be added to all other rateable items on the hereditament (except land). Therefore the total of the ERC of the other Building Items and the P&M ERC (where applicable) to enable the correct contract size adjustment to be made. ERC of Building Component + ERC of P&M = Total ERC to which contract size adjustment should be applied. The appropriate % adjustment should be made in accordance with the scale for contract size adjustment specified under section 6 of the RCG 2021 Guidance notes. The currency ERC rates are set at £4m (Four Million Pounds) @ 1st April 2019 (AVD) for the RCG 2021 Publication. | photo missing | photo missing | 2 | TRUE
310 | 70504A | 5244 | 70504A | Airports | Pavements | PCN (Pavement Classification Number) | 82 | - | The costs include for excavations and disposal of surplus materials arising from the excavations being disposed on site. Pavement construction comprises imported limestone fill, lean mix concrete sub base and slip form paved pavement quality concrete and associated drainage and AGL ducting. | Location Adjustment Applicable (See Guidance Notes) - ERC = UK mean of 1.00 | (BEAMS Note 2) The ERC for this item should be added to all other rateable items on the hereditament (except land). Therefore the total of the ERC of the other Building Items and the P&M ERC (where applicable) to enable the correct contract size adjustment to be made. ERC of Building Component + ERC of P&M = Total ERC to which contract size adjustment should be applied. The appropriate % adjustment should be made in accordance with the scale for contract size adjustment specified under section 6 of the RCG 2023 Guidance notes. The currency ERC rates are set at £4m (Four Million Pounds) @ 1st April 2021 (AVD) for the RCG 2023 Publication. | - | Measure area of Tarmac | - | - | - | - | - | photo missing | photo missing | 10020 |  | m2 | - | Please Select | - | - | 97.9488 | Option 2 | 128.491 | 31.18% | 148 | 103.0107 | 5.168% | -19.83% | 103.0107 | 5.168% | ERC Over-ridden | P.Avo | VOA_GPN_GOV_UK\7243572 | 2020-05-04 | Low | Amber | Low | Based on 1/04/2015, Agreement | - | - | NA | SPONS Civils | 1.441 | (BEAMS Note 2) The ERC for this item should be added to all other rateable items on the hereditament (except land). Therefore the total of the ERC of the other Building Items and the P&M ERC (where applicable) to enable the correct contract size adjustment to be made. ERC of Building Component + ERC of P&M = Total ERC to which contract size adjustment should be applied. The appropriate % adjustment should be made in accordance with the scale for contract size adjustment specified under section 6 of the RCG 2021 Guidance notes. The currency ERC rates are set at £4m (Four Million Pounds) @ 1st April 2019 (AVD) for the RCG 2021 Publication. | photo missing | photo missing | 2 | TRUE
311 | 70504B | 4078 | 70504B | Airports | Pavements | PCN (Pavement Classification Number) | 83 | - | The costs include for excavations and disposal of surplus materials arising from the excavations being disposed on site. Pavement construction comprises imported limestone fill, lean mix concrete sub base and slip form paved pavement quality concrete and associated drainage and AGL ducting. | Location Adjustment Applicable (See Guidance Notes) - ERC = UK mean of 1.00 | (BEAMS Note 2) The ERC for this item should be added to all other rateable items on the hereditament (except land). Therefore the total of the ERC of the other Building Items and the P&M ERC (where applicable) to enable the correct contract size adjustment to be made. ERC of Building Component + ERC of P&M = Total ERC to which contract size adjustment should be applied. The appropriate % adjustment should be made in accordance with the scale for contract size adjustment specified under section 6 of the RCG 2023 Guidance notes. The currency ERC rates are set at £4m (Four Million Pounds) @ 1st April 2021 (AVD) for the RCG 2023 Publication. | - | Measure area of Tarmac | - | - | - | - | - | photo missing | photo missing | 10020 |  | m2 | - | Please Select | - | - | 98.4604 | Option 2 | 129.1621 | 31.18% | 148 | 103.0107 | 4.622% | -20.25% | 103.0107 | 4.622% | ERC Over-ridden | P.Avo | VOA_GPN_GOV_UK\7243572 | 2020-05-04 | Low | Amber | Low | Based on 1/04/2015, Agreement | - | - | NA | SPONS Civils | 1.441 | (BEAMS Note 2) The ERC for this item should be added to all other rateable items on the hereditament (except land). Therefore the total of the ERC of the other Building Items and the P&M ERC (where applicable) to enable the correct contract size adjustment to be made. ERC of Building Component + ERC of P&M = Total ERC to which contract size adjustment should be applied. The appropriate % adjustment should be made in accordance with the scale for contract size adjustment specified under section 6 of the RCG 2021 Guidance notes. The currency ERC rates are set at £4m (Four Million Pounds) @ 1st April 2019 (AVD) for the RCG 2021 Publication. | photo missing | photo missing | 2 | TRUE
312 | 70504C | 5452 | 70504C | Airports | Pavements | PCN (Pavement Classification Number) | 84 | - | The costs include for excavations and disposal of surplus materials arising from the excavations being disposed on site. Pavement construction comprises imported limestone fill, lean mix concrete sub base and slip form paved pavement quality concrete and associated drainage and AGL ducting. | Location Adjustment Applicable (See Guidance Notes) - ERC = UK mean of 1.00 | (BEAMS Note 2) The ERC for this item should be added to all other rateable items on the hereditament (except land). Therefore the total of the ERC of the other Building Items and the P&M ERC (where applicable) to enable the correct contract size adjustment to be made. ERC of Building Component + ERC of P&M = Total ERC to which contract size adjustment should be applied. The appropriate % adjustment should be made in accordance with the scale for contract size adjustment specified under section 6 of the RCG 2023 Guidance notes. The currency ERC rates are set at £4m (Four Million Pounds) @ 1st April 2021 (AVD) for the RCG 2023 Publication. | - | Measure area of Tarmac | - | - | - | - | - | photo missing | photo missing | 10020 |  | m2 | - | Please Select | - | - | 98.972 | Option 2 | 129.8333 | 31.18% | 149 | 103.7068 | 4.784% | -20.12% | 103.7068 | 4.784% | ERC Over-ridden | P.Avo | VOA_GPN_GOV_UK\7243572 | 2020-05-04 | Low | Amber | Low | Based on 1/04/2015, Agreement | - | - | NA | SPONS Civils | 1.441 | (BEAMS Note 2) The ERC for this item should be added to all other rateable items on the hereditament (except land). Therefore the total of the ERC of the other Building Items and the P&M ERC (where applicable) to enable the correct contract size adjustment to be made. ERC of Building Component + ERC of P&M = Total ERC to which contract size adjustment should be applied. The appropriate % adjustment should be made in accordance with the scale for contract size adjustment specified under section 6 of the RCG 2021 Guidance notes. The currency ERC rates are set at £4m (Four Million Pounds) @ 1st April 2019 (AVD) for the RCG 2021 Publication. | photo missing | photo missing | 2 | TRUE
313 | 70504D | 5149 | 70504D | Airports | Pavements | PCN (Pavement Classification Number) | 85 | - | The costs include for excavations and disposal of surplus materials arising from the excavations being disposed on site. Pavement construction comprises imported limestone fill, lean mix concrete sub base and slip form paved pavement quality concrete and associated drainage and AGL ducting. | Location Adjustment Applicable (See Guidance Notes) - ERC = UK mean of 1.00 | (BEAMS Note 2) The ERC for this item should be added to all other rateable items on the hereditament (except land). Therefore the total of the ERC of the other Building Items and the P&M ERC (where applicable) to enable the correct contract size adjustment to be made. ERC of Building Component + ERC of P&M = Total ERC to which contract size adjustment should be applied. The appropriate % adjustment should be made in accordance with the scale for contract size adjustment specified under section 6 of the RCG 2023 Guidance notes. The currency ERC rates are set at £4m (Four Million Pounds) @ 1st April 2021 (AVD) for the RCG 2023 Publication. | - | Measure area of Tarmac | - | - | - | - | - | photo missing | photo missing | 10020 |  | m2 | - | Please Select | - | - | 99.4836 | Option 2 | 130.5044 | 31.18% | 151 | 105.0988 | 5.644% | -19.47% | 105.0988 | 5.644% | ERC Over-ridden | P.Avo | VOA_GPN_GOV_UK\7243572 | 2020-05-04 | Low | Amber | Low | Based on 1/04/2015, Agreement | - | - | NA | SPONS Civils | 1.441 | (BEAMS Note 2) The ERC for this item should be added to all other rateable items on the hereditament (except land). Therefore the total of the ERC of the other Building Items and the P&M ERC (where applicable) to enable the correct contract size adjustment to be made. ERC of Building Component + ERC of P&M = Total ERC to which contract size adjustment should be applied. The appropriate % adjustment should be made in accordance with the scale for contract size adjustment specified under section 6 of the RCG 2021 Guidance notes. The currency ERC rates are set at £4m (Four Million Pounds) @ 1st April 2019 (AVD) for the RCG 2021 Publication. | photo missing | photo missing | 2 | TRUE
314 | 70504E | 5262 | 70504E | Airports | Pavements | PCN (Pavement Classification Number) | 86 | - | The costs include for excavations and disposal of surplus materials arising from the excavations being disposed on site. Pavement construction comprises imported limestone fill, lean mix concrete sub base and slip form paved pavement quality concrete and associated drainage and AGL ducting. | Location Adjustment Applicable (See Guidance Notes) - ERC = UK mean of 1.00 | (BEAMS Note 2) The ERC for this item should be added to all other rateable items on the hereditament (except land). Therefore the total of the ERC of the other Building Items and the P&M ERC (where applicable) to enable the correct contract size adjustment to be made. ERC of Building Component + ERC of P&M = Total ERC to which contract size adjustment should be applied. The appropriate % adjustment should be made in accordance with the scale for contract size adjustment specified under section 6 of the RCG 2023 Guidance notes. The currency ERC rates are set at £4m (Four Million Pounds) @ 1st April 2021 (AVD) for the RCG 2023 Publication. | - | Measure area of Tarmac | - | - | - | - | - | photo missing | photo missing | 10020 |  | m2 | - | Please Select | - | - | 100.1187 | Option 2 | 131.3376 | 31.18% | 151 | 105.0988 | 4.974% | -19.98% | 105.0988 | 4.974% | ERC Over-ridden | P.Avo | VOA_GPN_GOV_UK\7243572 | 2020-05-04 | Low | Amber | Low | Based on 1/04/2015, Agreement | - | - | NA | SPONS Civils | 1.441 | (BEAMS Note 2) The ERC for this item should be added to all other rateable items on the hereditament (except land). Therefore the total of the ERC of the other Building Items and the P&M ERC (where applicable) to enable the correct contract size adjustment to be made. ERC of Building Component + ERC of P&M = Total ERC to which contract size adjustment should be applied. The appropriate % adjustment should be made in accordance with the scale for contract size adjustment specified under section 6 of the RCG 2021 Guidance notes. The currency ERC rates are set at £4m (Four Million Pounds) @ 1st April 2019 (AVD) for the RCG 2021 Publication. | photo missing | photo missing | 2 | TRUE
315 | 70504F | 5150 | 70504F | Airports | Pavements | PCN (Pavement Classification Number) | 87 | - | The costs include for excavations and disposal of surplus materials arising from the excavations being disposed on site. Pavement construction comprises imported limestone fill, lean mix concrete sub base and slip form paved pavement quality concrete and associated drainage and AGL ducting. | Location Adjustment Applicable (See Guidance Notes) - ERC = UK mean of 1.00 | (BEAMS Note 2) The ERC for this item should be added to all other rateable items on the hereditament (except land). Therefore the total of the ERC of the other Building Items and the P&M ERC (where applicable) to enable the correct contract size adjustment to be made. ERC of Building Component + ERC of P&M = Total ERC to which contract size adjustment should be applied. The appropriate % adjustment should be made in accordance with the scale for contract size adjustment specified under section 6 of the RCG 2023 Guidance notes. The currency ERC rates are set at £4m (Four Million Pounds) @ 1st April 2021 (AVD) for the RCG 2023 Publication. | - | Measure area of Tarmac | - | - | - | - | - | photo missing | photo missing | 10020 |  | m2 | - | Please Select | - | - | 100.7538 | Option 2 | 132.1707 | 31.18% | 152 | 105.7948 | 5.003% | -19.96% | 105.7948 | 5.003% | ERC Over-ridden | P.Avo | VOA_GPN_GOV_UK\7243572 | 2020-05-04 | Low | Amber | Low | Based on 1/04/2015, Agreement | - | - | NA | SPONS Civils | 1.441 | (BEAMS Note 2) The ERC for this item should be added to all other rateable items on the hereditament (except land). Therefore the total of the ERC of the other Building Items and the P&M ERC (where applicable) to enable the correct contract size adjustment to be made. ERC of Building Component + ERC of P&M = Total ERC to which contract size adjustment should be applied. The appropriate % adjustment should be made in accordance with the scale for contract size adjustment specified under section 6 of the RCG 2021 Guidance notes. The currency ERC rates are set at £4m (Four Million Pounds) @ 1st April 2019 (AVD) for the RCG 2021 Publication. | photo missing | photo missing | 2 | TRUE
316 | 70504G | 5453 | 70504G | Airports | Pavements | PCN (Pavement Classification Number) | 88 | - | The costs include for excavations and disposal of surplus materials arising from the excavations being disposed on site. Pavement construction comprises imported limestone fill, lean mix concrete sub base and slip form paved pavement quality concrete and associated drainage and AGL ducting. | Location Adjustment Applicable (See Guidance Notes) - ERC = UK mean of 1.00 | (BEAMS Note 2) The ERC for this item should be added to all other rateable items on the hereditament (except land). Therefore the total of the ERC of the other Building Items and the P&M ERC (where applicable) to enable the correct contract size adjustment to be made. ERC of Building Component + ERC of P&M = Total ERC to which contract size adjustment should be applied. The appropriate % adjustment should be made in accordance with the scale for contract size adjustment specified under section 6 of the RCG 2023 Guidance notes. The currency ERC rates are set at £4m (Four Million Pounds) @ 1st April 2021 (AVD) for the RCG 2023 Publication. | - | Measure area of Tarmac | - | - | - | - | - | photo missing | photo missing | 10020 |  | m2 | - | Please Select | - | - | 101.3801 | Option 2 | 132.9923 | 31.18% | 153 | 106.4908 | 5.041% | -19.93% | 106.4908 | 5.041% | ERC Over-ridden | P.Avo | VOA_GPN_GOV_UK\7243572 | 2020-05-04 | Low | Amber | Low | Based on 1/04/2015, Agreement | - | - | NA | SPONS Civils | 1.441 | (BEAMS Note 2) The ERC for this item should be added to all other rateable items on the hereditament (except land). Therefore the total of the ERC of the other Building Items and the P&M ERC (where applicable) to enable the correct contract size adjustment to be made. ERC of Building Component + ERC of P&M = Total ERC to which contract size adjustment should be applied. The appropriate % adjustment should be made in accordance with the scale for contract size adjustment specified under section 6 of the RCG 2021 Guidance notes. The currency ERC rates are set at £4m (Four Million Pounds) @ 1st April 2019 (AVD) for the RCG 2021 Publication. | photo missing | photo missing | 2 | TRUE
317 | 70504H | 5339 | 70504H | Airports | Pavements | PCN (Pavement Classification Number) | 89 | - | The costs include for excavations and disposal of surplus materials arising from the excavations being disposed on site. Pavement construction comprises imported limestone fill, lean mix concrete sub base and slip form paved pavement quality concrete and associated drainage and AGL ducting. | Location Adjustment Applicable (See Guidance Notes) - ERC = UK mean of 1.00 | (BEAMS Note 2) The ERC for this item should be added to all other rateable items on the hereditament (except land). Therefore the total of the ERC of the other Building Items and the P&M ERC (where applicable) to enable the correct contract size adjustment to be made. ERC of Building Component + ERC of P&M = Total ERC to which contract size adjustment should be applied. The appropriate % adjustment should be made in accordance with the scale for contract size adjustment specified under section 6 of the RCG 2023 Guidance notes. The currency ERC rates are set at £4m (Four Million Pounds) @ 1st April 2021 (AVD) for the RCG 2023 Publication. | - | Measure area of Tarmac | - | - | - | - | - | photo missing | photo missing | 10020 |  | m2 | - | Please Select | - | - | 102.0152 | Option 2 | 133.8255 | 31.18% | 154 | 107.1868 | 5.069% | -19.91% | 107.1868 | 5.069% | ERC Over-ridden | P.Avo | VOA_GPN_GOV_UK\7243572 | 2020-05-04 | Low | Amber | Low | Based on 1/04/2015, Agreement | - | - | NA | SPONS Civils | 1.441 | (BEAMS Note 2) The ERC for this item should be added to all other rateable items on the hereditament (except land). Therefore the total of the ERC of the other Building Items and the P&M ERC (where applicable) to enable the correct contract size adjustment to be made. ERC of Building Component + ERC of P&M = Total ERC to which contract size adjustment should be applied. The appropriate % adjustment should be made in accordance with the scale for contract size adjustment specified under section 6 of the RCG 2021 Guidance notes. The currency ERC rates are set at £4m (Four Million Pounds) @ 1st April 2019 (AVD) for the RCG 2021 Publication. | photo missing | photo missing | 2 | TRUE
318 | 70504J | 5527 | 70504J | Airports | Pavements | PCN (Pavement Classification Number) | 90 | - | The costs include for excavations and disposal of surplus materials arising from the excavations being disposed on site. Pavement construction comprises imported limestone fill, lean mix concrete sub base and slip form paved pavement quality concrete and associated drainage and AGL ducting. | Location Adjustment Applicable (See Guidance Notes) - ERC = UK mean of 1.00 | (BEAMS Note 2) The ERC for this item should be added to all other rateable items on the hereditament (except land). Therefore the total of the ERC of the other Building Items and the P&M ERC (where applicable) to enable the correct contract size adjustment to be made. ERC of Building Component + ERC of P&M = Total ERC to which contract size adjustment should be applied. The appropriate % adjustment should be made in accordance with the scale for contract size adjustment specified under section 6 of the RCG 2023 Guidance notes. The currency ERC rates are set at £4m (Four Million Pounds) @ 1st April 2021 (AVD) for the RCG 2023 Publication. | - | Measure area of Tarmac | - | - | - | - | - | photo missing | photo missing | 10020 |  | m2 | - | Please Select | - | - | 102.6592 | Option 2 | 134.6702 | 31.18% | 156 | 108.5789 | 5.766% | -19.37% | 108.5789 | 5.766% | ERC Over-ridden | P.Avo | VOA_GPN_GOV_UK\7243572 | 2020-05-04 | Low | Amber | Low | Based on 1/04/2015, Agreement | - | - | NA | SPONS Civils | 1.441 | (BEAMS Note 2) The ERC for this item should be added to all other rateable items on the hereditament (except land). Therefore the total of the ERC of the other Building Items and the P&M ERC (where applicable) to enable the correct contract size adjustment to be made. ERC of Building Component + ERC of P&M = Total ERC to which contract size adjustment should be applied. The appropriate % adjustment should be made in accordance with the scale for contract size adjustment specified under section 6 of the RCG 2021 Guidance notes. The currency ERC rates are set at £4m (Four Million Pounds) @ 1st April 2019 (AVD) for the RCG 2021 Publication. | photo missing | photo missing | 2 | TRUE
319 | 70504K | 5263 | 70504K | Airports | Pavements | PCN (Pavement Classification Number) | 91 | - | The costs include for excavations and disposal of surplus materials arising from the excavations being disposed on site. Pavement construction comprises imported limestone fill, lean mix concrete sub base and slip form paved pavement quality concrete and associated drainage and AGL ducting. | Location Adjustment Applicable (See Guidance Notes) - ERC = UK mean of 1.00 | (BEAMS Note 2) The ERC for this item should be added to all other rateable items on the hereditament (except land). Therefore the total of the ERC of the other Building Items and the P&M ERC (where applicable) to enable the correct contract size adjustment to be made. ERC of Building Component + ERC of P&M = Total ERC to which contract size adjustment should be applied. The appropriate % adjustment should be made in accordance with the scale for contract size adjustment specified under section 6 of the RCG 2023 Guidance notes. The currency ERC rates are set at £4m (Four Million Pounds) @ 1st April 2021 (AVD) for the RCG 2023 Publication. | - | Measure area of Tarmac | - | - | - | - | - | photo missing | photo missing | 10020 |  | m2 | - | Please Select | - | - | 103.2502 | Option 2 | 135.4455 | 31.18% | 156 | 108.5789 | 5.161% | -19.84% | 108.5789 | 5.161% | ERC Over-ridden | P.Avo | VOA_GPN_GOV_UK\7243572 | 2020-05-04 | Low | Amber | Low | Based on 1/04/2015, Agreement | - | - | NA | SPONS Civils | 1.441 | (BEAMS Note 2) The ERC for this item should be added to all other rateable items on the hereditament (except land). Therefore the total of the ERC of the other Building Items and the P&M ERC (where applicable) to enable the correct contract size adjustment to be made. ERC of Building Component + ERC of P&M = Total ERC to which contract size adjustment should be applied. The appropriate % adjustment should be made in accordance with the scale for contract size adjustment specified under section 6 of the RCG 2021 Guidance notes. The currency ERC rates are set at £4m (Four Million Pounds) @ 1st April 2019 (AVD) for the RCG 2021 Publication. | photo missing | photo missing | 2 | TRUE
320 | 70504L | 5225 | 70504L | Airports | Pavements | PCN (Pavement Classification Number) | 92 | - | The costs include for excavations and disposal of surplus materials arising from the excavations being disposed on site. Pavement construction comprises imported limestone fill, lean mix concrete sub base and slip form paved pavement quality concrete and associated drainage and AGL ducting. | Location Adjustment Applicable (See Guidance Notes) - ERC = UK mean of 1.00 | (BEAMS Note 2) The ERC for this item should be added to all other rateable items on the hereditament (except land). Therefore the total of the ERC of the other Building Items and the P&M ERC (where applicable) to enable the correct contract size adjustment to be made. ERC of Building Component + ERC of P&M = Total ERC to which contract size adjustment should be applied. The appropriate % adjustment should be made in accordance with the scale for contract size adjustment specified under section 6 of the RCG 2023 Guidance notes. The currency ERC rates are set at £4m (Four Million Pounds) @ 1st April 2021 (AVD) for the RCG 2023 Publication. | - | Measure area of Tarmac | - | - | - | - | - | photo missing | photo missing | 10020 |  | m2 | - | Please Select | - | - | 103.4531 | Option 2 | 135.7117 | 31.18% | 156 | 108.5789 | 4.955% | -19.99% | 108.5789 | 4.955% | ERC Over-ridden | P.Avo | VOA_GPN_GOV_UK\7243572 | 2020-05-04 | Low | Amber | Low | Based on 1/04/2015, Agreement | - | - | NA | SPONS Civils | 1.441 | (BEAMS Note 2) The ERC for this item should be added to all other rateable items on the hereditament (except land). Therefore the total of the ERC of the other Building Items and the P&M ERC (where applicable) to enable the correct contract size adjustment to be made. ERC of Building Component + ERC of P&M = Total ERC to which contract size adjustment should be applied. The appropriate % adjustment should be made in accordance with the scale for contract size adjustment specified under section 6 of the RCG 2021 Guidance notes. The currency ERC rates are set at £4m (Four Million Pounds) @ 1st April 2019 (AVD) for the RCG 2021 Publication. | photo missing | photo missing | 2 | TRUE
321 | 70504M | 5188 | 70504M | Airports | Pavements | PCN (Pavement Classification Number) | 93 | - | The costs include for excavations and disposal of surplus materials arising from the excavations being disposed on site. Pavement construction comprises imported limestone fill, lean mix concrete sub base and slip form paved pavement quality concrete and associated drainage and AGL ducting. | Location Adjustment Applicable (See Guidance Notes) - ERC = UK mean of 1.00 | (BEAMS Note 2) The ERC for this item should be added to all other rateable items on the hereditament (except land). Therefore the total of the ERC of the other Building Items and the P&M ERC (where applicable) to enable the correct contract size adjustment to be made. ERC of Building Component + ERC of P&M = Total ERC to which contract size adjustment should be applied. The appropriate % adjustment should be made in accordance with the scale for contract size adjustment specified under section 6 of the RCG 2023 Guidance notes. The currency ERC rates are set at £4m (Four Million Pounds) @ 1st April 2021 (AVD) for the RCG 2023 Publication. | - | Measure area of Tarmac | - | - | - | - | - | photo missing | photo missing | 10020 |  | m2 | - | Please Select | - | - | 104.0882 | Option 2 | 136.5448 | 31.18% | 157 | 109.2749 | 4.983% | -19.97% | 109.2749 | 4.983% | ERC Over-ridden | P.Avo | VOA_GPN_GOV_UK\7243572 | 2020-05-04 | Low | Amber | Low | Based on 1/04/2015, Agreement | - | - | NA | SPONS Civils | 1.441 | (BEAMS Note 2) The ERC for this item should be added to all other rateable items on the hereditament (except land). Therefore the total of the ERC of the other Building Items and the P&M ERC (where applicable) to enable the correct contract size adjustment to be made. ERC of Building Component + ERC of P&M = Total ERC to which contract size adjustment should be applied. The appropriate % adjustment should be made in accordance with the scale for contract size adjustment specified under section 6 of the RCG 2021 Guidance notes. The currency ERC rates are set at £4m (Four Million Pounds) @ 1st April 2019 (AVD) for the RCG 2021 Publication. | photo missing | photo missing | 2 | TRUE
322 | 70504N | 5282 | 70504N | Airports | Pavements | PCN (Pavement Classification Number) | 93+ | - | The costs include for excavations and disposal of surplus materials arising from the excavations being disposed on site. Pavement construction comprises imported limestone fill, lean mix concrete sub base and slip form paved pavement quality concrete and associated drainage and AGL ducting. | Location Adjustment Applicable (See Guidance Notes) - ERC = UK mean of 1.00 | (BEAMS Note 2) The ERC for this item should be added to all other rateable items on the hereditament (except land). Therefore the total of the ERC of the other Building Items and the P&M ERC (where applicable) to enable the correct contract size adjustment to be made. ERC of Building Component + ERC of P&M = Total ERC to which contract size adjustment should be applied. The appropriate % adjustment should be made in accordance with the scale for contract size adjustment specified under section 6 of the RCG 2023 Guidance notes. The currency ERC rates are set at £4m (Four Million Pounds) @ 1st April 2021 (AVD) for the RCG 2023 Publication. | - | Measure area of Tarmac | - | - | - | - | - | photo missing | photo missing | 10020 |  | m2 | - | Please Select | - | - | 105.8524 | Option 2 | 138.8591 | 31.18% | 159 | 110.6669 | 4.548% | -20.3% | 110.6669 | 4.548% | ERC Over-ridden | P.Avo | VOA_GPN_GOV_UK\7243572 | 2020-05-04 | Low | Amber | Low | Based on 1/04/2015, Agreement | - | - | NA | SPONS Civils | 1.441 | (BEAMS Note 2) The ERC for this item should be added to all other rateable items on the hereditament (except land). Therefore the total of the ERC of the other Building Items and the P&M ERC (where applicable) to enable the correct contract size adjustment to be made. ERC of Building Component + ERC of P&M = Total ERC to which contract size adjustment should be applied. The appropriate % adjustment should be made in accordance with the scale for contract size adjustment specified under section 6 of the RCG 2021 Guidance notes. The currency ERC rates are set at £4m (Four Million Pounds) @ 1st April 2019 (AVD) for the RCG 2021 Publication. | photo missing | photo missing | 2 | TRUE
326 | 70500P | 4514 | 70500P | Airports | Terminal buildings | Regional | - | - | Modern steel/concrete frame, external cladding and glazing to high quality specification, good quality internal fittings and finishes, good quality ventilation, heating and some transportation, limited VIP and CIP suites etc. and smaller than Band 2. | Location Adjustment Applicable (See Guidance Notes) - ERC = UK mean of 1.00 | (BEAMS Note 2) The ERC for this item should be added to all other rateable items on the hereditament (except land). Therefore the total of the ERC of the other Building Items and the P&M ERC (where applicable) to enable the correct contract size adjustment to be made. ERC of Building Component + ERC of P&M = Total ERC to which contract size adjustment should be applied. The appropriate % adjustment should be made in accordance with the scale for contract size adjustment specified under section 6 of the RCG 2023 Guidance notes. The currency ERC rates are set at £4m (Four Million Pounds) @ 1st April 2021 (AVD) for the RCG 2023 Publication. | Due to the continual alterations, extensions, refitting and upgrading of facilities and services encountered in this class the properties listed in the bands are indicative only. Rates adopted if necessary should be interpolated between the bands according to service provision and the level and quality of finishes | Measure to GIA | - | - | - | - | Variations: The above costs should be adjusted to reflect the variations in construction and finish | photo missing | photo missing | 10021 |  | m2 | - | Please Select | - | - | 0 | Option 1 | 0 | 0% | 2147 | 1604.132 | 0% | 0% | 1604.132 | 0% | ERC Over-ridden | P.Avo | VOA_GPN_GOV_UK\7243572 | 2021-10-22 | Low | Amber | Low | Check on Code used is correct | - | - | NA | BCIS | 1.441 | (BEAMS Note 2) The ERC for this item should be added to all other rateable items on the hereditament (except land). Therefore the total of the ERC of the other Building Items and the P&M ERC (where applicable) to enable the correct contract size adjustment to be made. ERC of Building Component + ERC of P&M = Total ERC to which contract size adjustment should be applied. The appropriate % adjustment should be made in accordance with the scale for contract size adjustment specified under section 6 of the RCG 2021 Guidance notes. The currency ERC rates are set at £4m (Four Million Pounds) @ 1st April 2019 (AVD) for the RCG 2021 Publication. | photo missing | photo missing | 2 | TRUE
323 | 70500F | 4183 | 70500F | Airports | Terminal buildings | Internationals | - | - | Modern steel/concrete frame, external cladding and glazing to high quality specification, good quality internal fittings and finishes, good quality ventilation, heating and some transportation, limited VIP and CIP suites etc. | Location Adjustment Applicable (See Guidance Notes) - ERC = UK mean of 1.00 | (BEAMS Note 2) The ERC for this item should be added to all other rateable items on the hereditament (except land). Therefore the total of the ERC of the other Building Items and the P&M ERC (where applicable) to enable the correct contract size adjustment to be made. ERC of Building Component + ERC of P&M = Total ERC to which contract size adjustment should be applied. The appropriate % adjustment should be made in accordance with the scale for contract size adjustment specified under section 6 of the RCG 2023 Guidance notes. The currency ERC rates are set at £4m (Four Million Pounds) @ 1st April 2021 (AVD) for the RCG 2023 Publication. | Due to the continual alterations, extensions, refitting and upgrading of facilities and services encountered in this class the properties listed in the bands are indicative only. Rates adopted if necessary should be interpolated between the bands according to service provision and the level and quality of finishes | Measure to GIA | - | - | - | - | Variations: The above costs should be adjusted to reflect the variations in construction and finish | photo missing | photo missing | 10021 |  | m2 | - | Please Select | - | - | 2053.0955 | Option 1 | 2416.9174 | 17.72% | 3394 | 2535.8286 | 23.51% | 4.92% | 2535.8286 | 23.51% | ERC Over-ridden | P. Avo | VOA_GPN_GOV_UK\7243572 | 2020-05-04 | Low | Amber | Low | - | - | - | NA | BCIS | 1.441 | (BEAMS Note 2) The ERC for this item should be added to all other rateable items on the hereditament (except land). Therefore the total of the ERC of the other Building Items and the P&M ERC (where applicable) to enable the correct contract size adjustment to be made. ERC of Building Component + ERC of P&M = Total ERC to which contract size adjustment should be applied. The appropriate % adjustment should be made in accordance with the scale for contract size adjustment specified under section 6 of the RCG 2021 Guidance notes. The currency ERC rates are set at £4m (Four Million Pounds) @ 1st April 2019 (AVD) for the RCG 2021 Publication. | photo missing | photo missing | 2 | TRUE
324 | 70500A | 4063 | 70500A | Airports | Terminal buildings | MaJor Internationals | - | - | Multi - Storey buildings Steel / Concrete clad frame,high standards of fittings and finishes, elaborate services for ventilation, heating and transportation, VIP and CIP suites etc. | Location Adjustment Applicable (See Guidance Notes) - ERC = UK mean of 1.00 | (BEAMS Note 2) The ERC for this item should be added to all other rateable items on the hereditament (except land). Therefore the total of the ERC of the other Building Items and the P&M ERC (where applicable) to enable the correct contract size adjustment to be made. ERC of Building Component + ERC of P&M = Total ERC to which contract size adjustment should be applied. The appropriate % adjustment should be made in accordance with the scale for contract size adjustment specified under section 6 of the RCG 2023 Guidance notes. The currency ERC rates are set at £4m (Four Million Pounds) @ 1st April 2021 (AVD) for the RCG 2023 Publication. | Due to the continual alterations, extensions, refitting and upgrading of facilities and services encountered in this class the properties listed in the bands are indicative only. Rates adopted if necessary should be interpolated between the bands according to service provision and the level and quality of finishes | Measure to GIA | - | - | - | - | Variations: The above costs should be adjusted to reflect the variations in construction and finish | photo missing | photo missing | 10021 |  | m2 | - | Please Select | - | - | 2513.9945 | Option 1 | 2959.4908 | 17.72% | 4157 | 3105.9044 | 23.54% | 4.947% | 3105.9044 | 23.54% | ERC Over-ridden | P. Avo | VOA_GPN_GOV_UK\7243572 | 2020-08-03 | Low | Amber | Low | - | - | - | NA | BCIS | 1.441 | (BEAMS Note 2) The ERC for this item should be added to all other rateable items on the hereditament (except land). Therefore the total of the ERC of the other Building Items and the P&M ERC (where applicable) to enable the correct contract size adjustment to be made. ERC of Building Component + ERC of P&M = Total ERC to which contract size adjustment should be applied. The appropriate % adjustment should be made in accordance with the scale for contract size adjustment specified under section 6 of the RCG 2021 Guidance notes. The currency ERC rates are set at £4m (Four Million Pounds) @ 1st April 2019 (AVD) for the RCG 2021 Publication. | photo missing | photo missing | 2 | TRUE
325 | 70500K | 4028 | 70500K | Airports | Terminal buildings | International Small | - | - | Extended buildings over a long period. Continual improvements. Many differing types of constructions, less extensive provision of fittings and fixtures. | Location Adjustment Applicable (See Guidance Notes) - ERC = UK mean of 1.00 | (BEAMS Note 2) The ERC for this item should be added to all other rateable items on the hereditament (except land). Therefore the total of the ERC of the other Building Items and the P&M ERC (where applicable) to enable the correct contract size adjustment to be made. ERC of Building Component + ERC of P&M = Total ERC to which contract size adjustment should be applied. The appropriate % adjustment should be made in accordance with the scale for contract size adjustment specified under section 6 of the RCG 2023 Guidance notes. The currency ERC rates are set at £4m (Four Million Pounds) @ 1st April 2021 (AVD) for the RCG 2023 Publication. | Due to the continual alterations, extensions, refitting and upgrading of facilities and services encountered in this class the properties listed in the bands are indicative only. Rates adopted if necessary should be interpolated between the bands according to service provision and the level and quality of finishes | Measure to GIA | - | - | - | - | Variations: The above costs should be adjusted to reflect the variations in construction and finish | photo missing | photo missing | 10021 |  | m2 | - | Please Select | - | - | 1298.8971 | Option 1 | 1529.0702 | 17.72% | 2771 | 2070.3539 | 59.39% | 35.4% | 2070.3539 | 59.39% | ERC Over-ridden | P.Avo | VOA_GPN_GOV_UK\7243572 | 2021-10-22 | Low | Amber | Low | Based on 1/04/2015, Agreement | - | - | NA | BCIS | 1.441 | (BEAMS Note 2) The ERC for this item should be added to all other rateable items on the hereditament (except land). Therefore the total of the ERC of the other Building Items and the P&M ERC (where applicable) to enable the correct contract size adjustment to be made. ERC of Building Component + ERC of P&M = Total ERC to which contract size adjustment should be applied. The appropriate % adjustment should be made in accordance with the scale for contract size adjustment specified under section 6 of the RCG 2021 Guidance notes. The currency ERC rates are set at £4m (Four Million Pounds) @ 1st April 2019 (AVD) for the RCG 2021 Publication. | photo missing | photo missing | 2 | TRUE
327 | 70500U | 6192 | 70500U | Airports | Terminal buildings | Regional - Small | - | - | Modern steel framed. Brickwork, glazing and insulated metal cladding roof and walls good quality but economical fittings and finishes. | Location Adjustment Applicable (See Guidance Notes) - ERC = UK mean of 1.00 | (BEAMS Note 2) The ERC for this item should be added to all other rateable items on the hereditament (except land). Therefore the total of the ERC of the other Building Items and the P&M ERC (where applicable) to enable the correct contract size adjustment to be made. ERC of Building Component + ERC of P&M = Total ERC to which contract size adjustment should be applied. The appropriate % adjustment should be made in accordance with the scale for contract size adjustment specified under section 6 of the RCG 2023 Guidance notes. The currency ERC rates are set at £4m (Four Million Pounds) @ 1st April 2021 (AVD) for the RCG 2023 Publication. | Due to the continual alterations, extensions, refitting and upgrading of facilities and services encountered in this class the properties listed in the bands are indicative only. Rates adopted if necessary should be interpolated between the bands according to service provision and the level and quality of finishes | Measure to GIA | - | - | - | - | Variations: The above costs should be adjusted to reflect the variations in construction and finish | photo missing | photo missing | 10021 |  | m2 | per m2 | Please Select | - | - | 1089.3976 | Option 1 | 1282.446 | 17.72% | 1801 | 1345.618 | 23.52% | 4.926% | 1345.618 | 23.52% | ERC Over-ridden | P.Avo | VOA_GPN_GOV_UK\7243572 | 2020-05-04 | Low | Amber | Low | Based on 1/04/2015, Agreement | - | - | NA | BCIS | 1.441 | (BEAMS Note 2) The ERC for this item should be added to all other rateable items on the hereditament (except land). Therefore the total of the ERC of the other Building Items and the P&M ERC (where applicable) to enable the correct contract size adjustment to be made. ERC of Building Component + ERC of P&M = Total ERC to which contract size adjustment should be applied. The appropriate % adjustment should be made in accordance with the scale for contract size adjustment specified under section 6 of the RCG 2021 Guidance notes. The currency ERC rates are set at £4m (Four Million Pounds) @ 1st April 2019 (AVD) for the RCG 2021 Publication. | photo missing | photo missing | 2 | TRUE
328 | 70510A | 4011 | 70510A | Airports | Visual Control Room | Modern Post 2000, Visual Control Tower | - | - | Modern 1990s style. Visual control room with 360 (vision), sloping windows, with small bars for maximum vision to all sides of the airport, balcony external and access by vertical ladder or stairs from fire station or other building below. | Location Adjustment Applicable (See Guidance Notes) - ERC = UK mean of 1.00 | (BEAMS Note 2) The ERC for this item should be added to all other rateable items on the hereditament (except land). Therefore the total of the ERC of the other Building Items and the P&M ERC (where applicable) to enable the correct contract size adjustment to be made. ERC of Building Component + ERC of P&M = Total ERC to which contract size adjustment should be applied. The appropriate % adjustment should be made in accordance with the scale for contract size adjustment specified under section 6 of the RCG 2023 Guidance notes. The currency ERC rates are set at £4m (Four Million Pounds) @ 1st April 2021 (AVD) for the RCG 2023 Publication. | Maximum GIA expected to be 65m2 for the VCR only cost excludes any supporting structure. | Measure to GIA | - | - | - | - | Variations: The above costs should be adjusted to reflect the variations in construction and finish | photo missing | photo missing | 10019 |  | m2 | - | Please Select | - | - | 10144.1882 | Option 2 | 11941.8048 | 17.72% | 11793 | 9274.8898 | -8.569% | -22.33% | 9274.8898 | -8.569% | ERC Over-ridden | P.Avo | VOA_GPN_GOV_UK\7243572 | 2020-05-04 | Low | Amber | Low | - | - | - | NA | BCIS | 1.441 | (BEAMS Note 2) The ERC for this item should be added to all other rateable items on the hereditament (except land). Therefore the total of the ERC of the other Building Items and the P&M ERC (where applicable) to enable the correct contract size adjustment to be made. ERC of Building Component + ERC of P&M = Total ERC to which contract size adjustment should be applied. The appropriate % adjustment should be made in accordance with the scale for contract size adjustment specified under section 6 of the RCG 2021 Guidance notes. The currency ERC rates are set at £4m (Four Million Pounds) @ 1st April 2019 (AVD) for the RCG 2021 Publication. | photo missing | photo missing | 2 | TRUE
329 | 60F00C | 9483 | 60F00C | Ambulance Station | Ambulance Station | Ambulance Station 300m2 to 600 m2 GIA | Redirected to 60F00B | - | Single storey detached ambulance station comprising concrete foundations supporting steel frame enclosed by cavity walls faced with metal cladding, double glazed windows, timber doors and metal up and over garage doors and pitched tiled roof over. Internally, block partitions, softwood doors, plastered and fair face painted walls, screeded floors, plastered ceilings, fixed fittings, sanitary installation, centrally heated, mechanical ventilation, electric installation, alarms, communications and IT services. | Location Adjustment Applicable (See Guidance Notes) - ERC = UK mean of 1.00 | (BEAMS Note 2) The ERC for this item should be added to all other rateable items on the hereditament (except land). Therefore the total of the ERC of the other Building Items and the P&M ERC (where applicable) to enable the correct contract size adjustment to be made. ERC of Building Component + ERC of P&M = Total ERC to which contract size adjustment should be applied. The appropriate % adjustment should be made in accordance with the scale for contract size adjustment specified under section 6 of the RCG 2023 Guidance notes. The currency ERC rates are set at £4m (Four Million Pounds) @ 1st April 2021 (AVD) for the RCG 2023 Publication. | FORs (2) and elemental cost analyses obtained from BCIS (7) | - | - | - | - | - | - | - | - |  |  | M2 | m2 | NA | NA | NA | #N/A | Option 1 | ERROR | 0% | 1429.45 | 1068.0142 | 0% | 0% | 0 | 0% | VP4 ERC | NA | VOA_GPN_GOV_UK\7246041 | 2019-08-30 | High | Amber | Medium | Risk taken from previous CG | - | - | NA | BCIS | NA | (BEAMS Note 2) The ERC for this item should be added to all other rateable items on the hereditament (except land). Therefore the total of the ERC of the other Building Items and the P&M ERC (where applicable) to enable the correct contract size adjustment to be made. ERC of Building Component + ERC of P&M = Total ERC to which contract size adjustment should be applied. The appropriate % adjustment should be made in accordance with the scale for contract size adjustment specified under section 6 of the RCG 2021 Guidance notes. The currency ERC rates are set at £4m (Four Million Pounds) @ 1st April 2019 (AVD) for the RCG 2021 Publication. | - | - | 2 | TRUE
330 | 60F00D | 9484 | 60F00D | Ambulance Station | Ambulance Station | Ambulance Station 600 m2 to 1,000 m2 GIA | Redirected to 60F00B | - | Single storey detached ambulance station comprising concrete foundations supporting steel frame enclosed by cavity walls faced with metal cladding, double glazed windows, timber doors and metal up and over garage doors and pitched tiled roof over. Internally, block partitions, softwood doors, plastered and fair face painted walls, screeded floors, plastered ceilings, fixed fittings, sanitary installation, centrally heated, mechanical ventilation, electric installation, alarms, communications and IT services, some workshop facilities. | Location Adjustment Applicable (See Guidance Notes) - ERC = UK mean of 1.00 | (BEAMS Note 2) The ERC for this item should be added to all other rateable items on the hereditament (except land). Therefore the total of the ERC of the other Building Items and the P&M ERC (where applicable) to enable the correct contract size adjustment to be made. ERC of Building Component + ERC of P&M = Total ERC to which contract size adjustment should be applied. The appropriate % adjustment should be made in accordance with the scale for contract size adjustment specified under section 6 of the RCG 2023 Guidance notes. The currency ERC rates are set at £4m (Four Million Pounds) @ 1st April 2021 (AVD) for the RCG 2023 Publication. | Elemental cost analyses obtained from BCIS (6) | - | - | - | - | - | - | - | - |  |  | M2 | m2 | NA | NA | NA | #N/A | Option 1 | ERROR | 0% | 1340.9 | 1001.854 | 0% | 0% | 0 | 0% | VP4 ERC | NA | VOA_GPN_GOV_UK\7246041 | 2019-08-30 | High | Amber | Medium | Risk taken from previous CG | - | - | NA | BCIS | NA | (BEAMS Note 2) The ERC for this item should be added to all other rateable items on the hereditament (except land). Therefore the total of the ERC of the other Building Items and the P&M ERC (where applicable) to enable the correct contract size adjustment to be made. ERC of Building Component + ERC of P&M = Total ERC to which contract size adjustment should be applied. The appropriate % adjustment should be made in accordance with the scale for contract size adjustment specified under section 6 of the RCG 2021 Guidance notes. The currency ERC rates are set at £4m (Four Million Pounds) @ 1st April 2019 (AVD) for the RCG 2021 Publication. | - | - | 2 | TRUE
331 | 60F00E | 9485 | 60F00E | Ambulance Station | Ambulance Station | Ambulance Station over 1,000 m2 GIA | Redirected to 60F00B | - | Part one storey, part 2 storey detached ambulance station with garage and office facilities comprising concrete foundations supporting steel frame enclosed by brick cavity walls, double glazed windows and doors, metal up and over garage doors and low pitched roof clad with metal sheeting over. Internally, block partitions, softwood veneered doors, plastered and fair face painted walls, screeded floors, plastered and suspended ceilings, fixed fittings, sanitary installation, centrally heated, mechanical ventilation, electric installation, lift, alarms, communications and IT services and some workshop facilities. | Location Adjustment Applicable (See Guidance Notes) - ERC = UK mean of 1.00 | (BEAMS Note 2) The ERC for this item should be added to all other rateable items on the hereditament (except land). Therefore the total of the ERC of the other Building Items and the P&M ERC (where applicable) to enable the correct contract size adjustment to be made. ERC of Building Component + ERC of P&M = Total ERC to which contract size adjustment should be applied. The appropriate % adjustment should be made in accordance with the scale for contract size adjustment specified under section 6 of the RCG 2023 Guidance notes. The currency ERC rates are set at £4m (Four Million Pounds) @ 1st April 2021 (AVD) for the RCG 2023 Publication. | Elemental cost analyses obtained from BCIS (3) | - | - | - | - | - | - | - | - |  |  | M2 | m2 | NA | NA | NA | #N/A | Option 1 | ERROR | 0% | 1429.45 | 1068.0142 | 0% | 0% | 0 | 0% | VP4 ERC | NA | VOA_GPN_GOV_UK\7246041 | 2019-08-30 | High | Amber | Medium | Risk taken from previous CG | - | - | NA | BCIS | NA | (BEAMS Note 2) The ERC for this item should be added to all other rateable items on the hereditament (except land). Therefore the total of the ERC of the other Building Items and the P&M ERC (where applicable) to enable the correct contract size adjustment to be made. ERC of Building Component + ERC of P&M = Total ERC to which contract size adjustment should be applied. The appropriate % adjustment should be made in accordance with the scale for contract size adjustment specified under section 6 of the RCG 2021 Guidance notes. The currency ERC rates are set at £4m (Four Million Pounds) @ 1st April 2019 (AVD) for the RCG 2021 Publication. | - | - | 2 | TRUE
332 | 60F00B | 9482 | 60F00B | Ambulance Station | Ambulance Station | Ambulance Station up to 300m2 GIA | - | - | Single storey detached ambulance station comprising concrete foundations supporting steel frame enclosed by brick cavity walls, double glazed windows, timber doors and metal up and over garage doors and pitched tiled roof over. Internally, block partitions, softwood doors, plastered and fair face painted walls, screeded floors, plastered ceilings, fixed fittings, sanitary installation, centrally heated, mechanical ventilation, electric installation, alarms, communications and IT services. | Location Adjustment Applicable (See Guidance Notes) - ERC = UK mean of 1.00 | (BEAMS Note 2) The ERC for this item should be added to all other rateable items on the hereditament (except land). Therefore the total of the ERC of the other Building Items and the P&M ERC (where applicable) to enable the correct contract size adjustment to be made. ERC of Building Component + ERC of P&M = Total ERC to which contract size adjustment should be applied. The appropriate % adjustment should be made in accordance with the scale for contract size adjustment specified under section 6 of the RCG 2023 Guidance notes. The currency ERC rates are set at £4m (Four Million Pounds) @ 1st April 2021 (AVD) for the RCG 2023 Publication. | Elemental cost analyses obtained from BCIS (6) | - | - | - | - | - | - | - | - |  | 60F00C, 60F00D, 60F00E, 60F00G | M2 | m2 | NA | NA | NA | #N/A | Option 1 | ERROR | 0% | 1581.25 | 1181.4317 | 0% | 0% | 1270 | 0% | VP4 ERC | NA | VOA_GPN_GOV_UK\7246041 | 2023-03-18 | High | Amber | Medium | Risk taken from previous CG | - | - | NA | BCIS | NA | (BEAMS Note 2) The ERC for this item should be added to all other rateable items on the hereditament (except land). Therefore the total of the ERC of the other Building Items and the P&M ERC (where applicable) to enable the correct contract size adjustment to be made. ERC of Building Component + ERC of P&M = Total ERC to which contract size adjustment should be applied. The appropriate % adjustment should be made in accordance with the scale for contract size adjustment specified under section 6 of the RCG 2021 Guidance notes. The currency ERC rates are set at £4m (Four Million Pounds) @ 1st April 2019 (AVD) for the RCG 2021 Publication. | - | - | 2 | TRUE
333 | 60F00G | 100004 | 60F00G | Ambulance Station | Make Ready Centre | Make Ready Centres involve a system which sees ambulances prepared by a dedicated team of specialists in a purpose built or converted building, who clean, restock and check the equipment on ambulances before the beginning and at the end of every shift. MRC building with ‘make ready workshop’ as well as office, training, staff care and refreshment facilities supported by parking bays. | Redirected to 60F00B | - | Building Construction: Foundations: Reinforced concrete strip foundations with concrete ground slab Frame: Steel (two storey) - where appropriate Upper Floors: Concrete slab/pre cast concrete block and beam with screed topping (two storey) Roof: Concrete flat roof with mineral felt and chippings/pitched roof with plain tiles External Walls: Brick / block cavity. Windows and Doors: Aluminium windows, double glazed powder coated Internal Walls: Brick/block Stairs: timber or concrete Internal Finishes: Emulsion paint to plastered walls and ceilings, thermoplastic floor tiles. Building Services: Full gas central heating to steel panel radiators, general lighting and power, reasonable standard of sanitary appliances Accommodation: Comprising staff recreation, rest, first aid rooms and locker or changing faciliti. | Location Adjustment Applicable (See Guidance Notes) - ERC = UK mean of 1.00 | (BEAMS Note 2) The ERC for this item should be added to all other rateable items on the hereditament (except land). Therefore the total of the ERC of the other Building Items and the P&M ERC (where applicable) to enable the correct contract size adjustment to be made. ERC of Building Component + ERC of P&M = Total ERC to which contract size adjustment should be applied. The appropriate % adjustment should be made in accordance with the scale for contract size adjustment specified under section 6 of the RCG 2023 Guidance notes. The currency ERC rates are set at £4m (Four Million Pounds) @ 1st April 2021 (AVD) for the RCG 2023 Publication. | - | - | - | - | - | - | - | - | - | - |  | M2 | m2 | NA | NA | NA | #N/A | Option 1 | ERROR | 0% | 1518 | 1134.1744 | 0% | 0% | 0 | 0% | VP4 ERC | NA | VOA_GPN_GOV_UK\7246041 | 2019-08-30 | - | - | - | Risk taken from previous CG | - | - | NA | FOR | NA | (BEAMS Note 2) The ERC for this item should be added to all other rateable items on the hereditament (except land). Therefore the total of the ERC of the other Building Items and the P&M ERC (where applicable) to enable the correct contract size adjustment to be made. ERC of Building Component + ERC of P&M = Total ERC to which contract size adjustment should be applied. The appropriate % adjustment should be made in accordance with the scale for contract size adjustment specified under section 6 of the RCG 2021 Guidance notes. The currency ERC rates are set at £4m (Four Million Pounds) @ 1st April 2019 (AVD) for the RCG 2021 Publication. | - | - | 2 | TRUE
334 | STS002 | 5115 | STS002 | Ambulance Station | Subject to scheme | - | - | - | - | Location Adjustment Applicable (See Guidance Notes) - ERC = UK mean of 1.00 | (BEAMS Note 2) The ERC for this item should be added to all other rateable items on the hereditament (except land). Therefore the total of the ERC of the other Building Items and the P&M ERC (where applicable) to enable the correct contract size adjustment to be made. ERC of Building Component + ERC of P&M = Total ERC to which contract size adjustment should be applied. The appropriate % adjustment should be made in accordance with the scale for contract size adjustment specified under section 6 of the RCG 2023 Guidance notes. The currency ERC rates are set at £4m (Four Million Pounds) @ 1st April 2021 (AVD) for the RCG 2023 Publication. | - | - | - | - | - | - | - | - | - | 77777 |  | STS | m2 | NA | NA | NA | 0 | Option 1 | 0 | 0% | 0 | 0 | 0% | 0% | 0 | 0% | STS | NA | VOA_GPN_GOV_UK\7246041 | 2019-08-30 | Low | - | - | Risk taken from previous CG | - | - | NA | BCIS | NA | (BEAMS Note 2) The ERC for this item should be added to all other rateable items on the hereditament (except land). Therefore the total of the ERC of the other Building Items and the P&M ERC (where applicable) to enable the correct contract size adjustment to be made. ERC of Building Component + ERC of P&M = Total ERC to which contract size adjustment should be applied. The appropriate % adjustment should be made in accordance with the scale for contract size adjustment specified under section 6 of the RCG 2021 Guidance notes. The currency ERC rates are set at £4m (Four Million Pounds) @ 1st April 2019 (AVD) for the RCG 2021 Publication. | - | - | 2 | TRUE
340 | 40500Z | 6665 | 40500Z | Amenity buildings | Amenity buildings | Two storey | up to 4.0m height internally each storey | - | Building Construction: Foundations: Reinforced concrete strip foundations with concrete ground slab Frame: Steel (two storey)- where appropriate Upper Floors: Concrete slab/pre cast concrete block and beam with screed topping (two storey) Roof: Pitched roof with plain concrete tiles External Walls: Brick /block cavity Windows and Doors: Aluminium windows, double glazed powder coated Internal Walls: Brick/block Stairs: timber or concrete Internal Finishes: Emulsion paint to plastered walls and ceilings, thermoplastic floor tiles Building Services: Full gas central heating to steel panel radiators, general lighting and power, reasonable standard of sanitary appliances Accommodation: Comprising staff recreation, rest, first aid rooms and locker or changing facilities. | Location Adjustment Applicable (See Guidance Notes) - ERC = UK mean of 1.00 | (BEAMS Note 2) The ERC for this item should be added to all other rateable items on the hereditament (except land). Therefore the total of the ERC of the other Building Items and the P&M ERC (where applicable) to enable the correct contract size adjustment to be made. ERC of Building Component + ERC of P&M = Total ERC to which contract size adjustment should be applied. The appropriate % adjustment should be made in accordance with the scale for contract size adjustment specified under section 6 of the RCG 2023 Guidance notes. The currency ERC rates are set at £4m (Four Million Pounds) @ 1st April 2021 (AVD) for the RCG 2023 Publication. | Note: see also variations Exclude: External works and services All loose fixture and fittings | Measure to GIA | - | - | - | - | Flat roof, Terrazzo Floors, Wood Block Floor, Suspended Ceilings, Quarry Tiles Floor, - Deductions - No Central Heating - See Evidence Tab for costs | Photo 1 - Single storey - pitched roof. Photo 2 - Single storey - flat roof. Photo 3 - single storey - pitched roof. | all photos missing - update online | - |  | m2 | - | 3 - INDUSTRIAL | David Grace | - | 701.1713 | Option 1 | 869.315 | 23.98% | 887.9304 | 637.5128 | -9.079% | -26.66% | 637.5128 | -9.079% | Price Book Data | H. Price | VOA_GPN_GOV_UK\7237340 | 2021-08-05 | Low | Amber | Medium | - | RH 25/11/2020 - copied to latest DCS | Updated indices following QA. Med risk as moderate decrease on RCG2021. | NA | SPONS A&B | 1.561 | (BEAMS Note 2) The ERC for this item should be added to all other rateable items on the hereditament (except land). Therefore the total of the ERC of the other Building Items and the P&M ERC (where applicable) to enable the correct contract size adjustment to be made. ERC of Building Component + ERC of P&M = Total ERC to which contract size adjustment should be applied. The appropriate % adjustment should be made in accordance with the scale for contract size adjustment specified under section 6 of the RCG 2021 Guidance notes. The currency ERC rates are set at £4m (Four Million Pounds) @ 1st April 2019 (AVD) for the RCG 2021 Publication. | Photo 1 - Single storey - pitched roof. Photo 2 - Single storey - flat roof. Photo 3 - single storey - pitched roof. | all photos missing - update online | 2 | FALSE
341 | 42T421 | 5793 | 42T421 | Amenity buildings | Detached | Basic toilets | - | - | Building Construction: Foundations: Reinforced concrete strip foundations with concrete ground slab Frame: Steel (two storey)- where appropriate Upper Floors: Concrete slab/pre cast concrete block and beam with screed topping (two storey) Roof: Pitched roof with plain concrete tiles External Walls: Brick /block cavity Windows and Doors: Aluminium windows, double glazed powder coated Internal Walls: Brick/block Stairs: timber or concrete Internal Finishes: Emulsion paint to plastered walls and ceilings, thermoplastic floor tiles Building Services: Full gas central heating to steel panel radiators, general lighting and power, reasonable standard of sanitary appliances Accommodation: Comprising staff recreation, rest, first aid rooms and locker or changing facilities. | Location Adjustment Applicable (See Guidance Notes) - ERC = UK mean of 1.00 | (BEAMS Note 2) The ERC for this item should be added to all other rateable items on the hereditament (except land). Therefore the total of the ERC of the other Building Items and the P&M ERC (where applicable) to enable the correct contract size adjustment to be made. ERC of Building Component + ERC of P&M = Total ERC to which contract size adjustment should be applied. The appropriate % adjustment should be made in accordance with the scale for contract size adjustment specified under section 6 of the RCG 2023 Guidance notes. The currency ERC rates are set at £4m (Four Million Pounds) @ 1st April 2021 (AVD) for the RCG 2023 Publication. | Note: see also variations Exclude: External works and services All loose fixture and fittings | Measure to GIA | - | - | - | - | Flat roof, Terrazzo Floors, Wood Block Floor, Suspended Ceilings, Quarry Tiles Floor, - Deductions - No Central Heating - See Evidence Tab for costs | photo missing | photo missing | - |  | m2 | - | 3 - INDUSTRIAL | David Grace | - | 1007.1649 | Option 1 | 1248.6871 | 23.98% | 946.3991 | 679.4919 | -32.53% | -45.58% | 679.4919 | -32.53% | Price Book Data | H. Price | VOA_GPN_GOV_UK\7237340 | 2021-08-05 | Low | Amber | Medium | - | RH 25/11/2020 - copied to latest DCS | Updated indices following QA. Med risk as moderate decrease on RCG2021. | NA | SPONS A&B | 1.561 | (BEAMS Note 2) The ERC for this item should be added to all other rateable items on the hereditament (except land). Therefore the total of the ERC of the other Building Items and the P&M ERC (where applicable) to enable the correct contract size adjustment to be made. ERC of Building Component + ERC of P&M = Total ERC to which contract size adjustment should be applied. The appropriate % adjustment should be made in accordance with the scale for contract size adjustment specified under section 6 of the RCG 2021 Guidance notes. The currency ERC rates are set at £4m (Four Million Pounds) @ 1st April 2019 (AVD) for the RCG 2021 Publication. | photo missing | photo missing | 2 | FALSE
335 | 40500A | 6627 | 40500A | Amenity buildings | Detached | Single storey | up to 3m height internally | - | Building Construction: Foundations: Reinforced concrete strip foundations with concrete ground slab Frame: Steel (two storey)- where appropriate Upper Floors: Concrete slab/pre cast concrete block and beam with screed topping (two storey) Roof: Pitched roof with plain concrete tiles External Walls: Brick /block cavity Windows and Doors: Aluminium windows, double glazed powder coated Internal Walls: Brick/block Stairs: timber or concrete Internal Finishes: Emulsion paint to plastered walls and ceilings, thermoplastic floor tiles Building Services: Full gas central heating to steel panel radiators, general lighting and power, reasonable standard of sanitary appliances Accommodation: Comprising staff recreation, rest, first aid rooms and locker or changing facilities. | Location Adjustment Applicable (See Guidance Notes) - ERC = UK mean of 1.00 | (BEAMS Note 2) The ERC for this item should be added to all other rateable items on the hereditament (except land). Therefore the total of the ERC of the other Building Items and the P&M ERC (where applicable) to enable the correct contract size adjustment to be made. ERC of Building Component + ERC of P&M = Total ERC to which contract size adjustment should be applied. The appropriate % adjustment should be made in accordance with the scale for contract size adjustment specified under section 6 of the RCG 2023 Guidance notes. The currency ERC rates are set at £4m (Four Million Pounds) @ 1st April 2021 (AVD) for the RCG 2023 Publication. | Note: see also variations Exclude: External works and services All loose fixture and fittings | Measure to GIA | - | - | - | - | Flat roof, Terrazzo Floors, Wood Block Floor, Suspended Ceilings, Quarry Tiles Floor, - Deductions - No Central Heating - See Evidence Tab for costs | Photo 1 - Single storey - pitched roof. Photo 2 - Single storey - flat roof. Photo 3 - single storey - pitched roof. | - | - |  | m2 | - | 3 - INDUSTRIAL | David Grace | - | 685.7947 | Option 1 | 850.2511 | 23.98% | 894.3845 | 642.1467 | -6.365% | -24.48% | 679.4919 | -0.9191% | Price Book Data | H. Price | VOA_GPN_GOV_UK\7237340 | 2022-03-28 | Low | Amber | Medium | - | RH 25/11/2020 - copied to latest DCS | Updated indices following QA. Med risk as moderate decrease on RCG2021. | NA | SPONS A&B | 1.561 | (BEAMS Note 2) The ERC for this item should be added to all other rateable items on the hereditament (except land). Therefore the total of the ERC of the other Building Items and the P&M ERC (where applicable) to enable the correct contract size adjustment to be made. ERC of Building Component + ERC of P&M = Total ERC to which contract size adjustment should be applied. The appropriate % adjustment should be made in accordance with the scale for contract size adjustment specified under section 6 of the RCG 2021 Guidance notes. The currency ERC rates are set at £4m (Four Million Pounds) @ 1st April 2019 (AVD) for the RCG 2021 Publication. | Photo 1 - Single storey - pitched roof. Photo 2 - Single storey - flat roof. Photo 3 - single storey - pitched roof. | - | 2 | FALSE
336 | 40500F | 6399 | 40500F | Amenity buildings | Detached | Single storey | up to 3.5m height internally | - | Building Construction: Foundations: Reinforced concrete strip foundations with concrete ground slab Frame: Steel (two storey)- where appropriate Upper Floors: Concrete slab/pre cast concrete block and beam with screed topping (two storey) Roof: Pitched roof with plain concrete tiles External Walls: Brick /block cavity Windows and Doors: Aluminium windows, double glazed powder coated Internal Walls: Brick/block Stairs: timber or concrete Internal Finishes: Emulsion paint to plastered walls and ceilings, thermoplastic floor tiles Building Services: Full gas central heating to steel panel radiators, general lighting and power, reasonable standard of sanitary appliances Accommodation: Comprising staff recreation, rest, first aid rooms and locker or changing facilities. | Location Adjustment Applicable (See Guidance Notes) - ERC = UK mean of 1.00 | (BEAMS Note 2) The ERC for this item should be added to all other rateable items on the hereditament (except land). Therefore the total of the ERC of the other Building Items and the P&M ERC (where applicable) to enable the correct contract size adjustment to be made. ERC of Building Component + ERC of P&M = Total ERC to which contract size adjustment should be applied. The appropriate % adjustment should be made in accordance with the scale for contract size adjustment specified under section 6 of the RCG 2023 Guidance notes. The currency ERC rates are set at £4m (Four Million Pounds) @ 1st April 2021 (AVD) for the RCG 2023 Publication. | Note: see also variations Exclude: External works and services All loose fixture and fittings | Measure to GIA | - | - | - | - | Flat roof, Terrazzo Floors, Wood Block Floor, Suspended Ceilings, Quarry Tiles Floor, - Deductions - No Central Heating - See Evidence Tab for costs | Photo 1 - Single storey - pitched roof. Photo 2 - Single storey - flat roof. Photo 3 - single storey - pitched roof. | - | - |  | m2 | - | 3 - INDUSTRIAL | David Grace | - | 701.9401 | Option 1 | 870.2682 | 23.98% | 967.3751 | 694.5522 | -1.052% | -20.19% | 694.5522 | -1.052% | Price Book Data | H. Price | VOA_GPN_GOV_UK\7237340 | 2021-08-05 | Low | Amber | Medium | - | RH 25/11/2020 - copied to latest DCS | Updated indices following QA. Med risk as moderate decrease on RCG2021. | NA | SPONS A&B | 1.561 | (BEAMS Note 2) The ERC for this item should be added to all other rateable items on the hereditament (except land). Therefore the total of the ERC of the other Building Items and the P&M ERC (where applicable) to enable the correct contract size adjustment to be made. ERC of Building Component + ERC of P&M = Total ERC to which contract size adjustment should be applied. The appropriate % adjustment should be made in accordance with the scale for contract size adjustment specified under section 6 of the RCG 2021 Guidance notes. The currency ERC rates are set at £4m (Four Million Pounds) @ 1st April 2019 (AVD) for the RCG 2021 Publication. | Photo 1 - Single storey - pitched roof. Photo 2 - Single storey - flat roof. Photo 3 - single storey - pitched roof. | - | 2 | FALSE
337 | 40500K | 6400 | 40500K | Amenity buildings | Detached | Single storey | up to 4.0m height internally | - | Building Construction: Foundations: Reinforced concrete strip foundations with concrete ground slab Frame: Steel (two storey)- where appropriate Upper Floors: Concrete slab/pre cast concrete block and beam with screed topping (two storey) Roof: Pitched roof with plain concrete tiles External Walls: Brick /block cavity Windows and Doors: Aluminium windows, double glazed powder coated Internal Walls: Brick/block Stairs: timber or concrete Internal Finishes: Emulsion paint to plastered walls and ceilings, thermoplastic floor tiles Building Services: Full gas central heating to steel panel radiators, general lighting and power, reasonable standard of sanitary appliances Accommodation: Comprising staff recreation, rest, first aid rooms and locker or changing facilities. | Location Adjustment Applicable (See Guidance Notes) - ERC = UK mean of 1.00 | (BEAMS Note 2) The ERC for this item should be added to all other rateable items on the hereditament (except land). Therefore the total of the ERC of the other Building Items and the P&M ERC (where applicable) to enable the correct contract size adjustment to be made. ERC of Building Component + ERC of P&M = Total ERC to which contract size adjustment should be applied. The appropriate % adjustment should be made in accordance with the scale for contract size adjustment specified under section 6 of the RCG 2023 Guidance notes. The currency ERC rates are set at £4m (Four Million Pounds) @ 1st April 2021 (AVD) for the RCG 2023 Publication. | Note: see also variations Exclude: External works and services All loose fixture and fittings | Measure to GIA | - | - | - | - | Flat roof, Terrazzo Floors, Wood Block Floor, Suspended Ceilings, Quarry Tiles Floor, - Deductions - No Central Heating - See Evidence Tab for costs | Photo 1 - Single storey - pitched roof. Photo 2 - Single storey - flat roof. Photo 3 - single storey - pitched roof. | photo 1 missing - update online | - |  | m2 | - | 3 - INDUSTRIAL | David Grace | - | 718.0855 | Option 1 | 890.2853 | 23.98% | 988.3512 | 709.6125 | -1.18% | -20.29% | 709.6125 | -1.18% | Price Book Data | H. Price | VOA_GPN_GOV_UK\7237340 | 2021-08-05 | Low | Amber | Medium | - | RH 25/11/2020 - copied to latest DCS | Updated indices following QA. Med risk as moderate decrease on RCG2021. | NA | SPONS A&B | 1.561 | (BEAMS Note 2) The ERC for this item should be added to all other rateable items on the hereditament (except land). Therefore the total of the ERC of the other Building Items and the P&M ERC (where applicable) to enable the correct contract size adjustment to be made. ERC of Building Component + ERC of P&M = Total ERC to which contract size adjustment should be applied. The appropriate % adjustment should be made in accordance with the scale for contract size adjustment specified under section 6 of the RCG 2021 Guidance notes. The currency ERC rates are set at £4m (Four Million Pounds) @ 1st April 2019 (AVD) for the RCG 2021 Publication. | Photo 1 - Single storey - pitched roof. Photo 2 - Single storey - flat roof. Photo 3 - single storey - pitched roof. | photo 1 missing - update online | 2 | FALSE
338 | 40500P | 6758 | 40500P | Amenity buildings | Detached | Two storey | up to 3.0m height internally each storey | - | Building Construction: Foundations: Reinforced concrete strip foundations with concrete ground slab Frame: Steel (two storey)- where appropriate Upper Floors: Concrete slab/pre cast concrete block and beam with screed topping (two storey) Roof: Pitched roof with plain concrete tiles External Walls: Brick /block cavity Windows and Doors: Aluminium windows, double glazed powder coated Internal Walls: Brick/block Stairs: timber or concrete Internal Finishes: Emulsion paint to plastered walls and ceilings, thermoplastic floor tiles Building Services: Full gas central heating to steel panel radiators, general lighting and power, reasonable standard of sanitary appliances Accommodation: Comprising staff recreation, rest, first aid rooms and locker or changing facilities. | Location Adjustment Applicable (See Guidance Notes) - ERC = UK mean of 1.00 | (BEAMS Note 2) The ERC for this item should be added to all other rateable items on the hereditament (except land). Therefore the total of the ERC of the other Building Items and the P&M ERC (where applicable) to enable the correct contract size adjustment to be made. ERC of Building Component + ERC of P&M = Total ERC to which contract size adjustment should be applied. The appropriate % adjustment should be made in accordance with the scale for contract size adjustment specified under section 6 of the RCG 2023 Guidance notes. The currency ERC rates are set at £4m (Four Million Pounds) @ 1st April 2021 (AVD) for the RCG 2023 Publication. | Note: see also variations Exclude: External works and services All loose fixture and fittings | Measure to GIA | - | - | - | - | Flat roof, Terrazzo Floors, Wood Block Floor, Suspended Ceilings, Quarry Tiles Floor, - Deductions - No Central Heating - See Evidence Tab for costs | Photo 1 - Single storey - pitched roof. Photo 2 - Single storey - flat roof. Photo 3 - single storey - pitched roof. | all photos missing - update online | - |  | m2 | - | 3 - INDUSTRIAL | David Grace | - | 662.7299 | Option 1 | 821.6552 | 23.98% | 845.9783 | 607.3922 | -8.35% | -26.08% | 607.3922 | -8.35% | Price Book Data | H. Price | VOA_GPN_GOV_UK\7237340 | 2021-08-05 | Low | Amber | Medium | - | RH 25/11/2020 - copied to latest DCS | Updated indices following QA. Med risk as moderate decrease on RCG2021. | NA | SPONS A&B | 1.561 | (BEAMS Note 2) The ERC for this item should be added to all other rateable items on the hereditament (except land). Therefore the total of the ERC of the other Building Items and the P&M ERC (where applicable) to enable the correct contract size adjustment to be made. ERC of Building Component + ERC of P&M = Total ERC to which contract size adjustment should be applied. The appropriate % adjustment should be made in accordance with the scale for contract size adjustment specified under section 6 of the RCG 2021 Guidance notes. The currency ERC rates are set at £4m (Four Million Pounds) @ 1st April 2019 (AVD) for the RCG 2021 Publication. | Photo 1 - Single storey - pitched roof. Photo 2 - Single storey - flat roof. Photo 3 - single storey - pitched roof. | all photos missing - update online | 2 | FALSE
339 | 40500U | 6965 | 40500U | Amenity buildings | Detached | Two storey | up to 3.5m height internally each storey | - | Building Construction: Foundations: Reinforced concrete strip foundations with concrete ground slab Frame: Steel (two storey)- where appropriate Upper Floors: Concrete slab/pre cast concrete block and beam with screed topping (two storey) Roof: Pitched roof with plain concrete tiles External Walls: Brick /block cavity Windows and Doors: Aluminium windows, double glazed powder coated Internal Walls: Brick/block Stairs: timber or concrete Internal Finishes: Emulsion paint to plastered walls and ceilings, thermoplastic floor tiles Building Services: Full gas central heating to steel panel radiators, general lighting and power, reasonable standard of sanitary appliances Accommodation: Comprising staff recreation, rest, first aid rooms and locker or changing facilities. | Location Adjustment Applicable (See Guidance Notes) - ERC = UK mean of 1.00 | (BEAMS Note 2) The ERC for this item should be added to all other rateable items on the hereditament (except land). Therefore the total of the ERC of the other Building Items and the P&M ERC (where applicable) to enable the correct contract size adjustment to be made. ERC of Building Component + ERC of P&M = Total ERC to which contract size adjustment should be applied. The appropriate % adjustment should be made in accordance with the scale for contract size adjustment specified under section 6 of the RCG 2023 Guidance notes. The currency ERC rates are set at £4m (Four Million Pounds) @ 1st April 2021 (AVD) for the RCG 2023 Publication. | Note: see also variations Exclude: External works and services All loose fixture and fittings | Measure to GIA | - | - | - | - | Flat roof, Terrazzo Floors, Wood Block Floor, Suspended Ceilings, Quarry Tiles Floor, - Deductions - No Central Heating - See Evidence Tab for costs | Photo 1 - Single storey - pitched roof. Photo 2 - Single storey - flat roof. Photo 3 - single storey - pitched roof. | all photos missing - update online | - |  | m2 | - | 3 - INDUSTRIAL | David Grace | - | 681.9506 | Option 1 | 845.4851 | 23.98% | 866.9544 | 622.4525 | -8.725% | -26.38% | 622.4525 | -8.725% | Price Book Data | H. Price | VOA_GPN_GOV_UK\7237340 | 2021-08-05 | Low | Amber | Medium | - | RH 25/11/2020 - copied to latest DCS | Updated indices following QA. Med risk as moderate decrease on RCG2021. | NA | SPONS A&B | 1.561 | (BEAMS Note 2) The ERC for this item should be added to all other rateable items on the hereditament (except land). Therefore the total of the ERC of the other Building Items and the P&M ERC (where applicable) to enable the correct contract size adjustment to be made. ERC of Building Component + ERC of P&M = Total ERC to which contract size adjustment should be applied. The appropriate % adjustment should be made in accordance with the scale for contract size adjustment specified under section 6 of the RCG 2021 Guidance notes. The currency ERC rates are set at £4m (Four Million Pounds) @ 1st April 2019 (AVD) for the RCG 2021 Publication. | Photo 1 - Single storey - pitched roof. Photo 2 - Single storey - flat roof. Photo 3 - single storey - pitched roof. | all photos missing - update online | 2 | FALSE
342 | 208F01 | 8563 | 208F01 | Berm | Hazard containment | Earth bank | Central core of brick, concrete or steel | 3m high x 1 m wide at top | An earth bund is usually a low bank built to contain leaks or spillage from, for example, a free standing fuel tank. Earth bunds are often identical to berms but may be shallower and do not usually act as blast protection. See Bunds- 33U 40P. Embankment Wall, reinforced with Tensar Uniaxial Geogrid ref 55 RE 55Kn/m, laid horizontally to 100% vertical height of slope at 1.0 m centres, filling with excavated material spoil composted in layers | Considered Not Applicable at time of Publication | (BEAMS Note 2) The ERC for this item should be added to all other rateable items on the hereditament (except land). Therefore the total of the ERC of the other Building Items and the P&M ERC (where applicable) to enable the correct contract size adjustment to be made. ERC of Building Component + ERC of P&M = Total ERC to which contract size adjustment should be applied. The appropriate % adjustment should be made in accordance with the scale for contract size adjustment specified under section 6 of the RCG 2023 Guidance notes. The currency ERC rates are set at £4m (Four Million Pounds) @ 1st April 2021 (AVD) for the RCG 2023 Publication. | This cost is based on the assumption that the bund is built on a site cleared of organic topsoil and having normal load bearing capacity. See also variations | 1. The height (vertically). 2. The width at the base. 3. What is covered with i.e. grass, earth, boulders. 4. Length. 5. Age. 6. Width at top. 7. Slope length (base to top). | Class 2 Table 2(f) Protection from Hazards. Bunds, blast protection walls, berms. | Under Class 2 if they are not used or intended to be used mainly or exclusively in connection with services. e.g. Landscaping mounds or natural embankment | - | Tanks, settings. | Surface area within bund maybe gravel or stone finished. Allow £6/m2 for enclosed area. vac ref 33U1QA | Photo 1 - Indicative section drawing. Photo 2 - earth bund (view along length). Photo 3 - earth bund (elevation). | - | 10027 |  | m | Linear Metre | Please Select | - | - | 1958.2694 | Option 2 | 2568.8938 | 31.18% | 2061.3623 | 1434.7463 | -26.73% | -44.15% | 1434.7463 | -26.73% | Price Book Data | S Beresford | VOA_GPN_GOV_UK\7212398 | 2021-08-09 | Low | Amber | Medium | - | - | Moderate increase on previous list, but build-up / evidence to support. | NA | SPONS Civils | 1.471 | (BEAMS Note 2) The ERC for this item should be added to all other rateable items on the hereditament (except land). Therefore the total of the ERC of the other Building Items and the P&M ERC (where applicable) to enable the correct contract size adjustment to be made. ERC of Building Component + ERC of P&M = Total ERC to which contract size adjustment should be applied. The appropriate % adjustment should be made in accordance with the scale for contract size adjustment specified under section 6 of the RCG 2021 Guidance notes. The currency ERC rates are set at £4m (Four Million Pounds) @ 1st April 2019 (AVD) for the RCG 2021 Publication. | Photo 1 - Indicative section drawing. Photo 2 - earth bund (view along length). Photo 3 - earth bund (elevation). | - | 2 | TRUE
343 | 215J04 | 7824 | 215J04 | Bitsand bases | Pad foundation to large tanks | Based on diaMetre of tank | < 12m | - | Bitsand bases Pad foundations to large tanks Based on tank with diaMetre not exceeding 12m | Location Adjustment Applicable (See Guidance Notes) - ERC = UK mean of 1.00 | (BEAMS Note 2) The ERC for this item should be added to all other rateable items on the hereditament (except land). Therefore the total of the ERC of the other Building Items and the P&M ERC (where applicable) to enable the correct contract size adjustment to be made. ERC of Building Component + ERC of P&M = Total ERC to which contract size adjustment should be applied. The appropriate % adjustment should be made in accordance with the scale for contract size adjustment specified under section 6 of the RCG 2023 Guidance notes. The currency ERC rates are set at £4m (Four Million Pounds) @ 1st April 2021 (AVD) for the RCG 2023 Publication. | Cost includes standard Bitsand construction variations | Measure surface area =m2 or calculate dia. of the tank | - | - | - | - | - | Photo 1 - Sand topped base. Photo 2 - Diagrammatic section of Bitsand base. Photo 3 - Tank joint with base of haunched concrete. | - | 20132 |  | Nr | Linear Metre | NA | NA | NA | 476.3358 | Option 2 | 590.5631 | 23.98% | 603.344 | 455.9859 | -4.272% | -22.79% | 455.9859 | -4.272% | Indexed | NA | VOA_GPN_GOV_UK\7246041 | 2019-08-30 | Low | Amber | Medium | Risk taken from previous CG | - | - | NA | SPONS A&B | NA | (BEAMS Note 2) The ERC for this item should be added to all other rateable items on the hereditament (except land). Therefore the total of the ERC of the other Building Items and the P&M ERC (where applicable) to enable the correct contract size adjustment to be made. ERC of Building Component + ERC of P&M = Total ERC to which contract size adjustment should be applied. The appropriate % adjustment should be made in accordance with the scale for contract size adjustment specified under section 6 of the RCG 2021 Guidance notes. The currency ERC rates are set at £4m (Four Million Pounds) @ 1st April 2019 (AVD) for the RCG 2021 Publication. | Photo 1 - Sand topped base. Photo 2 - Diagrammatic section of Bitsand base. Photo 3 - Tank joint with base of haunched concrete. | - | 2 | TRUE
344 | 215J05 | 7881 | 215J05 | Bitsand bases | Pad foundation to large tanks | Based on diaMetre of tank | 13m - 15m | - | Bitsand bases Pad foundation to large tanks Based on tank with diaMetre of 13m - 15m | Location Adjustment Applicable (See Guidance Notes) - ERC = UK mean of 1.00 | (BEAMS Note 2) The ERC for this item should be added to all other rateable items on the hereditament (except land). Therefore the total of the ERC of the other Building Items and the P&M ERC (where applicable) to enable the correct contract size adjustment to be made. ERC of Building Component + ERC of P&M = Total ERC to which contract size adjustment should be applied. The appropriate % adjustment should be made in accordance with the scale for contract size adjustment specified under section 6 of the RCG 2023 Guidance notes. The currency ERC rates are set at £4m (Four Million Pounds) @ 1st April 2021 (AVD) for the RCG 2023 Publication. | Cost includes standard Bitsand construction variations | Measure surface area =m2 or calculate dia. of the tank | - | - | - | - | - | Photo 1 - Sand topped base. Photo 2 - Diagrammatic section of Bitsand base. Photo 3 - Tank joint with base of haunched concrete. | - | 20132 |  | Nr | Linear Metre | NA | NA | NA | 520.441 | Option 2 | 645.2448 | 23.98% | 680.3422 | 514.1783 | -1.203% | -20.31% | 514.1783 | -1.203% | Indexed | NA | VOA_GPN_GOV_UK\7246041 | 2019-08-30 | Low | Amber | Medium | Risk taken from previous CG | - | - | NA | SPONS A&B | NA | (BEAMS Note 2) The ERC for this item should be added to all other rateable items on the hereditament (except land). Therefore the total of the ERC of the other Building Items and the P&M ERC (where applicable) to enable the correct contract size adjustment to be made. ERC of Building Component + ERC of P&M = Total ERC to which contract size adjustment should be applied. The appropriate % adjustment should be made in accordance with the scale for contract size adjustment specified under section 6 of the RCG 2021 Guidance notes. The currency ERC rates are set at £4m (Four Million Pounds) @ 1st April 2019 (AVD) for the RCG 2021 Publication. | Photo 1 - Sand topped base. Photo 2 - Diagrammatic section of Bitsand base. Photo 3 - Tank joint with base of haunched concrete. | - | 2 | TRUE
345 | 215J06 | 7901 | 215J06 | Bitsand bases | Pad foundation to large tanks | Based on diaMetre of tank | 16m - 18m | - | Bitsand bases Pad foundation to large tanks Based on tank with diaMetre of 16m - 18m | Location Adjustment Applicable (See Guidance Notes) - ERC = UK mean of 1.00 | (BEAMS Note 2) The ERC for this item should be added to all other rateable items on the hereditament (except land). Therefore the total of the ERC of the other Building Items and the P&M ERC (where applicable) to enable the correct contract size adjustment to be made. ERC of Building Component + ERC of P&M = Total ERC to which contract size adjustment should be applied. The appropriate % adjustment should be made in accordance with the scale for contract size adjustment specified under section 6 of the RCG 2023 Guidance notes. The currency ERC rates are set at £4m (Four Million Pounds) @ 1st April 2021 (AVD) for the RCG 2023 Publication. | Cost includes standard Bitsand construction variations | Measure surface area =m2 or calculate dia. of the tank | - | - | - | - | - | Photo 1 - Sand topped base. Photo 2 - Diagrammatic section of Bitsand base. Photo 3 - Tank joint with base of haunched concrete. | - | 20132 |  | Nr | Linear Metre | NA | NA | NA | 591.0092 | Option 2 | 732.7357 | 23.98% | 798.7125 | 603.6384 | 2.137% | -17.62% | 603.6384 | 2.137% | Indexed | NA | VOA_GPN_GOV_UK\7246041 | 2019-08-30 | Low | Amber | Medium | Risk taken from previous CG | - | - | NA | SPONS A&B | NA | (BEAMS Note 2) The ERC for this item should be added to all other rateable items on the hereditament (except land). Therefore the total of the ERC of the other Building Items and the P&M ERC (where applicable) to enable the correct contract size adjustment to be made. ERC of Building Component + ERC of P&M = Total ERC to which contract size adjustment should be applied. The appropriate % adjustment should be made in accordance with the scale for contract size adjustment specified under section 6 of the RCG 2021 Guidance notes. The currency ERC rates are set at £4m (Four Million Pounds) @ 1st April 2019 (AVD) for the RCG 2021 Publication. | Photo 1 - Sand topped base. Photo 2 - Diagrammatic section of Bitsand base. Photo 3 - Tank joint with base of haunched concrete. | - | 2 | TRUE
346 | 215J07 | 7768 | 215J07 | Bitsand bases | Pad foundation to large tanks | Based on diaMetre of tank | 18m - 20m | - | Bitsand bases Pad foundation to large tanks Based on tank with diaMetre of 18m - 20m | Location Adjustment Applicable (See Guidance Notes) - ERC = UK mean of 1.00 | (BEAMS Note 2) The ERC for this item should be added to all other rateable items on the hereditament (except land). Therefore the total of the ERC of the other Building Items and the P&M ERC (where applicable) to enable the correct contract size adjustment to be made. ERC of Building Component + ERC of P&M = Total ERC to which contract size adjustment should be applied. The appropriate % adjustment should be made in accordance with the scale for contract size adjustment specified under section 6 of the RCG 2023 Guidance notes. The currency ERC rates are set at £4m (Four Million Pounds) @ 1st April 2021 (AVD) for the RCG 2023 Publication. | Cost includes standard Bitsand construction variations | Measure surface area =m2 or calculate dia. of the tank | - | - | - | - | - | Photo 1 - Sand topped base. Photo 2 - Diagrammatic section of Bitsand base. Photo 3 - Tank joint with base of haunched concrete. | - | 20132 |  | Nr | Linear Metre | NA | NA | NA | 635.1144 | Option 2 | 787.4174 | 23.98% | 879.1584 | 664.4365 | 4.617% | -15.62% | 664.4365 | 4.617% | Indexed | NA | VOA_GPN_GOV_UK\7246041 | 2019-08-30 | Low | Amber | Medium | Risk taken from previous CG | - | - | NA | SPONS A&B | NA | (BEAMS Note 2) The ERC for this item should be added to all other rateable items on the hereditament (except land). Therefore the total of the ERC of the other Building Items and the P&M ERC (where applicable) to enable the correct contract size adjustment to be made. ERC of Building Component + ERC of P&M = Total ERC to which contract size adjustment should be applied. The appropriate % adjustment should be made in accordance with the scale for contract size adjustment specified under section 6 of the RCG 2021 Guidance notes. The currency ERC rates are set at £4m (Four Million Pounds) @ 1st April 2019 (AVD) for the RCG 2021 Publication. | Photo 1 - Sand topped base. Photo 2 - Diagrammatic section of Bitsand base. Photo 3 - Tank joint with base of haunched concrete. | - | 2 | TRUE
347 | 215J08 | 7958 | 215J08 | Bitsand bases | Pad foundation to large tanks | Based on diaMetre of tank | 20m - 22m | - | Bitsand bases Pad foundation to large tanks Based on tank with diaMetre of 20m - 22m | Location Adjustment Applicable (See Guidance Notes) - ERC = UK mean of 1.00 | (BEAMS Note 2) The ERC for this item should be added to all other rateable items on the hereditament (except land). Therefore the total of the ERC of the other Building Items and the P&M ERC (where applicable) to enable the correct contract size adjustment to be made. ERC of Building Component + ERC of P&M = Total ERC to which contract size adjustment should be applied. The appropriate % adjustment should be made in accordance with the scale for contract size adjustment specified under section 6 of the RCG 2023 Guidance notes. The currency ERC rates are set at £4m (Four Million Pounds) @ 1st April 2021 (AVD) for the RCG 2023 Publication. | Cost includes standard Bitsand construction variations | Measure surface area =m2 or calculate dia. of the tank | - | - | - | - | - | Photo 1 - Sand topped base. Photo 2 - Diagrammatic section of Bitsand base. Photo 3 - Tank joint with base of haunched concrete. | - | 20132 |  | Nr | Linear Metre | NA | NA | NA | 679.2196 | Option 2 | 842.0992 | 23.98% | 960.7535 | 726.1032 | 6.903% | -13.77% | 726.1032 | 6.903% | Indexed | NA | VOA_GPN_GOV_UK\7246041 | 2019-08-30 | Low | Amber | Medium | Risk taken from previous CG | - | - | NA | SPONS A&B | NA | (BEAMS Note 2) The ERC for this item should be added to all other rateable items on the hereditament (except land). Therefore the total of the ERC of the other Building Items and the P&M ERC (where applicable) to enable the correct contract size adjustment to be made. ERC of Building Component + ERC of P&M = Total ERC to which contract size adjustment should be applied. The appropriate % adjustment should be made in accordance with the scale for contract size adjustment specified under section 6 of the RCG 2021 Guidance notes. The currency ERC rates are set at £4m (Four Million Pounds) @ 1st April 2019 (AVD) for the RCG 2021 Publication. | Photo 1 - Sand topped base. Photo 2 - Diagrammatic section of Bitsand base. Photo 3 - Tank joint with base of haunched concrete. | - | 2 | TRUE
348 | 215J09 | 5509 | 215J09 | Bitsand bases | Pad foundation to large tanks | Based on diaMetre of tank | 22m - 24m | - | Bitsand bases Pad foundation to large tanks Based on tank with diaMetre of 22m - 24m | Location Adjustment Applicable (See Guidance Notes) - ERC = UK mean of 1.00 | (BEAMS Note 2) The ERC for this item should be added to all other rateable items on the hereditament (except land). Therefore the total of the ERC of the other Building Items and the P&M ERC (where applicable) to enable the correct contract size adjustment to be made. ERC of Building Component + ERC of P&M = Total ERC to which contract size adjustment should be applied. The appropriate % adjustment should be made in accordance with the scale for contract size adjustment specified under section 6 of the RCG 2023 Guidance notes. The currency ERC rates are set at £4m (Four Million Pounds) @ 1st April 2021 (AVD) for the RCG 2023 Publication. | Cost includes standard Bitsand construction variations | Measure surface area =m2 or calculate dia. of the tank | - | - | - | - | - | Photo 1 - Sand topped base. Photo 2 - Diagrammatic section of Bitsand base. Photo 3 - Tank joint with base of haunched concrete. | - | 20132 |  | Nr | Linear Metre | NA | NA | NA | 714.5037 | Option 2 | 885.8446 | 23.98% | 1043.4978 | 788.6384 | 10.38% | -10.97% | 788.6384 | 10.38% | Indexed | NA | VOA_GPN_GOV_UK\7246041 | 2019-08-30 | Low | Amber | Medium | Risk taken from previous CG | - | - | NA | SPONS A&B | NA | (BEAMS Note 2) The ERC for this item should be added to all other rateable items on the hereditament (except land). Therefore the total of the ERC of the other Building Items and the P&M ERC (where applicable) to enable the correct contract size adjustment to be made. ERC of Building Component + ERC of P&M = Total ERC to which contract size adjustment should be applied. The appropriate % adjustment should be made in accordance with the scale for contract size adjustment specified under section 6 of the RCG 2021 Guidance notes. The currency ERC rates are set at £4m (Four Million Pounds) @ 1st April 2019 (AVD) for the RCG 2021 Publication. | Photo 1 - Sand topped base. Photo 2 - Diagrammatic section of Bitsand base. Photo 3 - Tank joint with base of haunched concrete. | - | 2 | TRUE
349 | 215J10 | 3799 | 215J10 | Bitsand bases | Pad foundation to large tanks | Based on diaMetre of tank | 25m - 30m | - | Bitsand bases Pad foundation to large tanks Based on tank with diaMetre of 25m - 30m | Location Adjustment Applicable (See Guidance Notes) - ERC = UK mean of 1.00 | (BEAMS Note 2) The ERC for this item should be added to all other rateable items on the hereditament (except land). Therefore the total of the ERC of the other Building Items and the P&M ERC (where applicable) to enable the correct contract size adjustment to be made. ERC of Building Component + ERC of P&M = Total ERC to which contract size adjustment should be applied. The appropriate % adjustment should be made in accordance with the scale for contract size adjustment specified under section 6 of the RCG 2023 Guidance notes. The currency ERC rates are set at £4m (Four Million Pounds) @ 1st April 2021 (AVD) for the RCG 2023 Publication. | Cost includes standard Bitsand construction variations | Measure surface area =m2 or calculate dia. of the tank | - | - | - | - | - | Photo 1 - Sand topped base. Photo 2 - Diagrammatic section of Bitsand base. Photo 3 - Tank joint with base of haunched concrete. | - | 20132 |  | Nr | Linear Metre | NA | NA | NA | 820.3561 | Option 2 | 1017.0808 | 23.98% | 1234.2695 | 932.8168 | 13.71% | -8.285% | 932.8168 | 13.71% | Indexed | NA | VOA_GPN_GOV_UK\7246041 | 2019-08-30 | Low | Amber | Medium | Risk taken from previous CG | - | - | NA | SPONS A&B | NA | (BEAMS Note 2) The ERC for this item should be added to all other rateable items on the hereditament (except land). Therefore the total of the ERC of the other Building Items and the P&M ERC (where applicable) to enable the correct contract size adjustment to be made. ERC of Building Component + ERC of P&M = Total ERC to which contract size adjustment should be applied. The appropriate % adjustment should be made in accordance with the scale for contract size adjustment specified under section 6 of the RCG 2021 Guidance notes. The currency ERC rates are set at £4m (Four Million Pounds) @ 1st April 2019 (AVD) for the RCG 2021 Publication. | Photo 1 - Sand topped base. Photo 2 - Diagrammatic section of Bitsand base. Photo 3 - Tank joint with base of haunched concrete. | - | 2 | TRUE
350 | 215J11 | 3972 | 215J11 | Bitsand bases | Pad foundation to large tanks | Based on diaMetre of tank | 30m - 35m | - | Bitsand bases Pad foundation to large tanks Based on tank with diaMetre of 30m - 35m | Location Adjustment Applicable (See Guidance Notes) - ERC = UK mean of 1.00 | (BEAMS Note 2) The ERC for this item should be added to all other rateable items on the hereditament (except land). Therefore the total of the ERC of the other Building Items and the P&M ERC (where applicable) to enable the correct contract size adjustment to be made. ERC of Building Component + ERC of P&M = Total ERC to which contract size adjustment should be applied. The appropriate % adjustment should be made in accordance with the scale for contract size adjustment specified under section 6 of the RCG 2023 Guidance notes. The currency ERC rates are set at £4m (Four Million Pounds) @ 1st April 2021 (AVD) for the RCG 2023 Publication. | Cost includes standard Bitsand construction variations | Measure surface area =m2 or calculate dia. of the tank | - | - | - | - | - | Photo 1 - Sand topped base. Photo 2 - Diagrammatic section of Bitsand base. Photo 3 - Tank joint with base of haunched concrete. | - | 20132 |  | Nr | Linear Metre | NA | NA | NA | 1032.0609 | Option 2 | 1279.5533 | 23.98% | 1452.6225 | 1097.8403 | 6.374% | -14.2% | 1097.8403 | 6.374% | Indexed | NA | VOA_GPN_GOV_UK\7246041 | 2019-08-30 | Low | Amber | Medium | Risk taken from previous CG | - | - | NA | SPONS A&B | NA | (BEAMS Note 2) The ERC for this item should be added to all other rateable items on the hereditament (except land). Therefore the total of the ERC of the other Building Items and the P&M ERC (where applicable) to enable the correct contract size adjustment to be made. ERC of Building Component + ERC of P&M = Total ERC to which contract size adjustment should be applied. The appropriate % adjustment should be made in accordance with the scale for contract size adjustment specified under section 6 of the RCG 2021 Guidance notes. The currency ERC rates are set at £4m (Four Million Pounds) @ 1st April 2019 (AVD) for the RCG 2021 Publication. | Photo 1 - Sand topped base. Photo 2 - Diagrammatic section of Bitsand base. Photo 3 - Tank joint with base of haunched concrete. | - | 2 | TRUE
351 | 215J12 | 3640 | 215J12 | Bitsand bases | Pad foundation to large tanks | Based on diaMetre of tank | 35m - 40m | - | Bitsand bases Pad foundation to large tanks Based on tank with diaMetre of 35m - 40m | Location Adjustment Applicable (See Guidance Notes) - ERC = UK mean of 1.00 | (BEAMS Note 2) The ERC for this item should be added to all other rateable items on the hereditament (except land). Therefore the total of the ERC of the other Building Items and the P&M ERC (where applicable) to enable the correct contract size adjustment to be made. ERC of Building Component + ERC of P&M = Total ERC to which contract size adjustment should be applied. The appropriate % adjustment should be made in accordance with the scale for contract size adjustment specified under section 6 of the RCG 2023 Guidance notes. The currency ERC rates are set at £4m (Four Million Pounds) @ 1st April 2021 (AVD) for the RCG 2023 Publication. | Cost includes standard Bitsand construction variations | Measure surface area =m2 or calculate dia. of the tank | - | - | - | - | - | Photo 1 - Sand topped base. Photo 2 - Diagrammatic section of Bitsand base. Photo 3 - Tank joint with base of haunched concrete. | - | 20132 |  | Nr | Linear Metre | NA | NA | NA | 1199.6605 | Option 2 | 1487.344 | 23.98% | 1676.7217 | 1267.2064 | 5.63% | -14.8% | 1267.2064 | 5.63% | Indexed | NA | VOA_GPN_GOV_UK\7246041 | 2019-08-30 | Low | Amber | Medium | Risk taken from previous CG | - | - | NA | SPONS A&B | NA | (BEAMS Note 2) The ERC for this item should be added to all other rateable items on the hereditament (except land). Therefore the total of the ERC of the other Building Items and the P&M ERC (where applicable) to enable the correct contract size adjustment to be made. ERC of Building Component + ERC of P&M = Total ERC to which contract size adjustment should be applied. The appropriate % adjustment should be made in accordance with the scale for contract size adjustment specified under section 6 of the RCG 2021 Guidance notes. The currency ERC rates are set at £4m (Four Million Pounds) @ 1st April 2019 (AVD) for the RCG 2021 Publication. | Photo 1 - Sand topped base. Photo 2 - Diagrammatic section of Bitsand base. Photo 3 - Tank joint with base of haunched concrete. | - | 2 | TRUE
352 | 215J13 | 7731 | 215J13 | Bitsand bases | Pad foundation to large tanks | Based on diaMetre of tank | 40m - 50m | - | Bitsand bases Pad foundation to large tanks Based on tank with diaMetre of 40m - 50m | Location Adjustment Applicable (See Guidance Notes) - ERC = UK mean of 1.00 | (BEAMS Note 2) The ERC for this item should be added to all other rateable items on the hereditament (except land). Therefore the total of the ERC of the other Building Items and the P&M ERC (where applicable) to enable the correct contract size adjustment to be made. ERC of Building Component + ERC of P&M = Total ERC to which contract size adjustment should be applied. The appropriate % adjustment should be made in accordance with the scale for contract size adjustment specified under section 6 of the RCG 2023 Guidance notes. The currency ERC rates are set at £4m (Four Million Pounds) @ 1st April 2021 (AVD) for the RCG 2023 Publication. | Cost includes standard Bitsand construction variations | Measure surface area =m2 or calculate dia. of the tank | - | - | - | - | - | Photo 1 - Sand topped base. Photo 2 - Diagrammatic section of Bitsand base. Photo 3 - Tank joint with base of haunched concrete. | - | 20132 |  | Nr | Linear Metre | NA | NA | NA | 1331.976 | Option 2 | 1651.3893 | 23.98% | 2029.5343 | 1533.8496 | 15.16% | -7.118% | 1533.8496 | 15.16% | Indexed | NA | VOA_GPN_GOV_UK\7246041 | 2019-08-30 | Low | Amber | Medium | Risk taken from previous CG | - | - | NA | SPONS A&B | NA | (BEAMS Note 2) The ERC for this item should be added to all other rateable items on the hereditament (except land). Therefore the total of the ERC of the other Building Items and the P&M ERC (where applicable) to enable the correct contract size adjustment to be made. ERC of Building Component + ERC of P&M = Total ERC to which contract size adjustment should be applied. The appropriate % adjustment should be made in accordance with the scale for contract size adjustment specified under section 6 of the RCG 2021 Guidance notes. The currency ERC rates are set at £4m (Four Million Pounds) @ 1st April 2019 (AVD) for the RCG 2021 Publication. | Photo 1 - Sand topped base. Photo 2 - Diagrammatic section of Bitsand base. Photo 3 - Tank joint with base of haunched concrete. | - | 2 | TRUE
353 | 215J14 | 7825 | 215J14 | Bitsand bases | Pad foundation to large tanks | Based on diaMetre of tank | > 50m | - | Bitsand bases Pad foundation to large tanks Based on tank with diaMetre exceeding 50m | Location Adjustment Applicable (See Guidance Notes) - ERC = UK mean of 1.00 | (BEAMS Note 2) The ERC for this item should be added to all other rateable items on the hereditament (except land). Therefore the total of the ERC of the other Building Items and the P&M ERC (where applicable) to enable the correct contract size adjustment to be made. ERC of Building Component + ERC of P&M = Total ERC to which contract size adjustment should be applied. The appropriate % adjustment should be made in accordance with the scale for contract size adjustment specified under section 6 of the RCG 2023 Guidance notes. The currency ERC rates are set at £4m (Four Million Pounds) @ 1st April 2021 (AVD) for the RCG 2023 Publication. | Cost includes standard Bitsand construction variations | Measure surface area =m2 or calculate dia. of the tank | - | - | - | - | - | Photo 1 - Sand topped base. Photo 2 - Diagrammatic section of Bitsand base. Photo 3 - Tank joint with base of haunched concrete. | - | 20132 |  | Nr | Linear Metre | NA | NA | NA | 1437.8284 | Option 2 | 1782.6256 | 23.98% | 2268.5735 | 1714.5069 | 19.24% | -3.821% | 1714.5069 | 19.24% | Indexed | NA | VOA_GPN_GOV_UK\7246041 | 2019-08-30 | Low | Amber | Medium | Risk taken from previous CG | - | - | NA | SPONS A&B | NA | (BEAMS Note 2) The ERC for this item should be added to all other rateable items on the hereditament (except land). Therefore the total of the ERC of the other Building Items and the P&M ERC (where applicable) to enable the correct contract size adjustment to be made. ERC of Building Component + ERC of P&M = Total ERC to which contract size adjustment should be applied. The appropriate % adjustment should be made in accordance with the scale for contract size adjustment specified under section 6 of the RCG 2021 Guidance notes. The currency ERC rates are set at £4m (Four Million Pounds) @ 1st April 2019 (AVD) for the RCG 2021 Publication. | Photo 1 - Sand topped base. Photo 2 - Diagrammatic section of Bitsand base. Photo 3 - Tank joint with base of haunched concrete. | - | 2 | TRUE
354 | 40A00D | 6759 | 40A00D | Boiler houses | Medium | >150M2 | - | - | Brick or steel frame and clad structure. Variety of roofs, either flat or pitched and usually lightweight covering. Gnerally there will be no windows, but allowance for natural ventilation. | Location Adjustment Applicable (See Guidance Notes) - ERC = UK mean of 1.00 | (BEAMS Note 2) The ERC for this item should be added to all other rateable items on the hereditament (except land). Therefore the total of the ERC of the other Building Items and the P&M ERC (where applicable) to enable the correct contract size adjustment to be made. ERC of Building Component + ERC of P&M = Total ERC to which contract size adjustment should be applied. The appropriate % adjustment should be made in accordance with the scale for contract size adjustment specified under section 6 of the RCG 2023 Guidance notes. The currency ERC rates are set at £4m (Four Million Pounds) @ 1st April 2021 (AVD) for the RCG 2023 Publication. | Data available generally for energy centres / biomass, but structures will be similar | - | The building | Standard non-rateable elements, e.g. external works | Assumed the boiler plant will be valued seperately | - | - | - | - | 10024 | 40A00G | m2 | - | Please Select | - | - | 843.5967 | Option 1 | 1045.8946 | 23.98% | 2647 | 1900.4827 | 125.3% | 81.71% | 1900.4827 | 125.3% | Elemental Analysis (multiple) | J McLearon | VOA_GPN_GOV_UK\6039815 | 2020-12-07 | Low | Red | High | - | - | Copied onto latest DCS. Added redirect, changed CSA to option 2. Added risk analysis as this didn't exist on version of sheet originally completed (High - 1 piece of relatively old evidence, showing a significant uplift from 2021 rate). Had to tweak evidence as latest sheet doesn't work without both start / completion date | NA | SPONS A&B | 1.56 | (BEAMS Note 2) The ERC for this item should be added to all other rateable items on the hereditament (except land). Therefore the total of the ERC of the other Building Items and the P&M ERC (where applicable) to enable the correct contract size adjustment to be made. ERC of Building Component + ERC of P&M = Total ERC to which contract size adjustment should be applied. The appropriate % adjustment should be made in accordance with the scale for contract size adjustment specified under section 6 of the RCG 2021 Guidance notes. The currency ERC rates are set at £4m (Four Million Pounds) @ 1st April 2019 (AVD) for the RCG 2021 Publication. | - | - | 2 | TRUE
355 | 40A00G | 6666 | 40A00G | Boiler houses | Medium | >150M2 | - | - | See code 40A00D, this is a duplicate code | Location Adjustment Applicable (See Guidance Notes) - ERC = UK mean of 1.00 | (BEAMS Note 2) The ERC for this item should be added to all other rateable items on the hereditament (except land). Therefore the total of the ERC of the other Building Items and the P&M ERC (where applicable) to enable the correct contract size adjustment to be made. ERC of Building Component + ERC of P&M = Total ERC to which contract size adjustment should be applied. The appropriate % adjustment should be made in accordance with the scale for contract size adjustment specified under section 6 of the RCG 2023 Guidance notes. The currency ERC rates are set at £4m (Four Million Pounds) @ 1st April 2021 (AVD) for the RCG 2023 Publication. | Data available generally for energy centres / biomass, but structures will be similar | - | The building | Standard non-rateable elements, e.g. external works | Assumed the boiler plant will be valued seperately | - | - | - | - | 10024 |  | m2 | M2 | Please Select | - | - | 766.9061 | Option 1 | 950.8133 | 23.98% | 0 | 0 | -100% | -100% | 0 | -100% | Redirected | J McLearon | VOA_GPN_GOV_UK\6039815 | 2021-04-07 | Low | Red | Low | - | - | Minor change to specific category, to group with redirected code. | NA | SPONS A&B | 1.45 | (BEAMS Note 2) The ERC for this item should be added to all other rateable items on the hereditament (except land). Therefore the total of the ERC of the other Building Items and the P&M ERC (where applicable) to enable the correct contract size adjustment to be made. ERC of Building Component + ERC of P&M = Total ERC to which contract size adjustment should be applied. The appropriate % adjustment should be made in accordance with the scale for contract size adjustment specified under section 6 of the RCG 2021 Guidance notes. The currency ERC rates are set at £4m (Four Million Pounds) @ 1st April 2019 (AVD) for the RCG 2021 Publication. | - | - | 2 | TRUE
356 | 40A00A | 6628 | 40A00A | Boiler houses | Small | <150M2 | - | - | Brick or steel frame and clad structure. Variety of roofs, either flat or pitched and usually lightweight covering. Gnerally there will be no windows, but allowance for natural ventilation. | Location Adjustment Applicable (See Guidance Notes) - ERC = UK mean of 1.00 | (BEAMS Note 2) The ERC for this item should be added to all other rateable items on the hereditament (except land). Therefore the total of the ERC of the other Building Items and the P&M ERC (where applicable) to enable the correct contract size adjustment to be made. ERC of Building Component + ERC of P&M = Total ERC to which contract size adjustment should be applied. The appropriate % adjustment should be made in accordance with the scale for contract size adjustment specified under section 6 of the RCG 2023 Guidance notes. The currency ERC rates are set at £4m (Four Million Pounds) @ 1st April 2021 (AVD) for the RCG 2023 Publication. | Data available generally for energy centres / biomass, but structures will be similar | - | The building | Standard non-rateable elements, e.g. external works | Assumed the boiler plant will be valued seperately | - | - | - | - | 10024 | 40A00E, 63Z00U | m2 | - | Please Select | - | - | 1036.4188 | Option 1 | 1284.9562 | 23.98% | 2537 | 1821.5053 | 75.75% | 41.76% | 1821.5053 | 75.75% | Elemental Analysis (multiple) | J McLearon | VOA_GPN_GOV_UK\6039815 | 2022-01-14 | Low | Red | High | - | - | Copied onto latest DCS. Added redirect, changed CSA to option 2. Added risk analysis as this didn't exist on version of sheet originally completed (High - 1 piece of relatively old evidence, showing a significant uplift from 2021 rate). | NA | SPONS A&B | 1.56 | (BEAMS Note 2) The ERC for this item should be added to all other rateable items on the hereditament (except land). Therefore the total of the ERC of the other Building Items and the P&M ERC (where applicable) to enable the correct contract size adjustment to be made. ERC of Building Component + ERC of P&M = Total ERC to which contract size adjustment should be applied. The appropriate % adjustment should be made in accordance with the scale for contract size adjustment specified under section 6 of the RCG 2021 Guidance notes. The currency ERC rates are set at £4m (Four Million Pounds) @ 1st April 2019 (AVD) for the RCG 2021 Publication. | - | - | 2 | TRUE
357 | 40A00E | 8858 | 40A00E | Boiler houses | Small | <150M2 | - | - | Dulpicate see code 40A00A | Location Adjustment Applicable (See Guidance Notes) - ERC = UK mean of 1.00 | (BEAMS Note 2) The ERC for this item should be added to all other rateable items on the hereditament (except land). Therefore the total of the ERC of the other Building Items and the P&M ERC (where applicable) to enable the correct contract size adjustment to be made. ERC of Building Component + ERC of P&M = Total ERC to which contract size adjustment should be applied. The appropriate % adjustment should be made in accordance with the scale for contract size adjustment specified under section 6 of the RCG 2023 Guidance notes. The currency ERC rates are set at £4m (Four Million Pounds) @ 1st April 2021 (AVD) for the RCG 2023 Publication. | Data available generally for energy centres / biomass, but structures will be similar | - | The building | Standard non-rateable elements, e.g. external works | Assumed the boiler plant will be valued seperately | - | - | - | - | 10024 |  | m2 | M2 | Please Select | - | - | #N/A | Option 1 | ERROR | 0% | 0 | 0 | 0% | 0% | 0 | 0% | Redirected | J McLearon | VOA_GPN_GOV_UK\6039815 | 2020-11-26 | Low | Red | Low | - | - | Added redirect code and changed CSA note to option 2. | NA | SPONS A&B | 1.451 | (BEAMS Note 2) The ERC for this item should be added to all other rateable items on the hereditament (except land). Therefore the total of the ERC of the other Building Items and the P&M ERC (where applicable) to enable the correct contract size adjustment to be made. ERC of Building Component + ERC of P&M = Total ERC to which contract size adjustment should be applied. The appropriate % adjustment should be made in accordance with the scale for contract size adjustment specified under section 6 of the RCG 2021 Guidance notes. The currency ERC rates are set at £4m (Four Million Pounds) @ 1st April 2019 (AVD) for the RCG 2021 Publication. | - | - | 2 | TRUE
358 | 202A07 | 3675 | 202A07 | Boilers | High pressure - water tube | Class 1 Table 1 - including List of Accessories | Evp lb/hr x 1000 100 | Psig = 600 | Steam Boilers usually fired by gas or oil, which are capable of operation at high pressures. Natural gas, Waste gas, Gas oil, refuse or coal products may be utilised as fuel. The boilers usually have super heaters (to allow high pressure and temperatures to be reached) and economisers (to pre heat the feed water). Fired by oil or gas (see new coal dust burning boilers being installed) to usually heat the water in tubes in a drum. Steam boilers are usually high pressure. Steam taken under pressure to drive machines direct, and when pressure is let down to heat buildings or to be used in the process. Cost excludes flues, precipitators, foundations, fuel handling and civil engineering. Often capacity of boiler given expressed as 1lb/hour of steam raised i.e. that which a boiler can evaporate at full load output. Large boilers are designated in tonnes/hour e.g. 600 000 lb/hour 2 tonnes per hour The temperature at which the boiler operates should be noted e.g. 3500C and the pressure at which the steam is generated (e.g. 1500 psig). A small boiler will evaporate 2,000 lb/hour. A large industrial boiler 100,000 lb/hour If a boiler is rated in Btu/hr (it is usually for hot water) it can be converted in lb/hours taking: 1000 Btu/hr = 1lb/hour 3412 Btu/hr = 1KW/hour. Often maximum ratings lb/hour are stated on the machine but this is NOT the normal working rating but the maximum allowing for safety margins. Calculate values on the working rate only but have a note of the maximum rate especially if it is substantially greater that the present operating rate. lb/sq inch This is the working pressure of the boiler and under 250lb/sq in is regarded as low pressure and over 300lb/sq in as high pressure. Low Pressure -Heating and process steam. High Pressure-Driving (power) and process steam 1 Bar = 14.5 psig (at atmosphere) psig. General: Hot water boiler-Rated in btu/hour Steam boilers-Rated in evaporated lbs/hour. | Considered Not Applicable at time of Publication | (BEAMS Note 1) The ERC for this item should be added to the total of the ERC of the other P&M items on the site and the Buildings ERC (where applicable) to enable the correct contract size adjustment to be made. ERC of P&M Items + ERC of Building Component’s = Total ERC (net figure rateable items only) to which contract size adjustment should be applied The 2023 Generic Contractors Test Spreadsheet has this facility built into the programme - it is recommended you undertake all contractors test valuations using this spreadsheet. (Details on the application of contract size adjustments can be found in the RCG 2023 Guidance notes). Where RV is calculated using the comparative method (rental method) the contract size adjustment should be made as follows: Select - SCAT code box ""P and M as an addition” within the 2023 Generic Contractors Test Spreadsheet facility. Or Where the spreadsheet is not used take the: Reciprocal of statutory de-capitalisation rate (i.e. 5% reciprocal = 20) multiply by rateable value of the buildings (before any overall end allowances are made and after making a notional deduction for the land value) and add to the ERC of P&M. Use resultant figure to calculate contract size adjustment. (Guidance Notes - Section 6) | - | Dimensions and working pressure/temperatures | "Mainly" This does not mean the % must be more than 50% i.e.: Power (Class 1) 45% Heating (Class 2) 35% Process (Class 4) 20% Mainly Class 1 All the boiler is Rateable Or Power (Class 1) 20% Heating (Class 2) 55% Process (Class 4) 25% Class 2 (in part) All the boiler is Rateable Or Power (Class 1) 30% Heating (Class 2) 30% Process (Class 4) 40% Class 4 Not Rateable Class 1 or 2 (If any part is in Class 2 the whole is rateable under this class) But may be rateable under Class 4 "Mainly" Do not add together the % for Class 1 and Class 2 in order to be greater than Class 4 If the boiler is not mainly Class 1 or in any part Class 2 THE WHOLE BOILER IS RATEABLE If the boiler is not mainly Class 1 or rateable under Class 2 Look at Class 4 Class 4 Table 4 Boilers Class 4 (b) Applies to accessories Class 4 (c) Applies to whole boiler (a) Only the structural elements are rateable therefore no "Twiddly Bits" values, pipes, gauges etc. (b) 400m3 - readily capable of being moved from one site and re-erected in its original state on another without the substantial demolition of any surrounding structure. Boilers will be rateable where Steam is used for Power (Class 1 Table 1) Services i.e. Heat (Class 2 Table 2) or it is a Named Structure (when used for the Process)(Class 4 Table 4) | (i) Process Boiler unless rateable under Class 4 Table 4 (ii )Dual-purpose boiler not used ¬mainly or exclusively¬ for either Class 1 Table 1 or Class 2 Table purposes unless rateable under Class 4 Table 4. (iii)Accessories to Class 4 boilers. | It is assumed that the item forms part of an "average size industrial, commercial or office complex". Where it would be normal to find more than one item in such a hereditament the ERC stated has been adjusted to reflect any number / quantity, discount. These figures are NOT one off figures. | Generator, Compressor, Foundations, Pits, Tanks, supports, Settings, Economisers, Super heaters. | NB: add 15-20% for economiser and super heaters | - | Note 1- Large diaMetre steam boiler Note: Twiddly Bits (List of Accessories) if Class 1 or Class 2 boiler. Usually used for raising steam | 20180 |  | Each | one | NA | NA | NA | 3404615.4514 | Option 3 | 4585047.8159 | 34.67% | 3380960.6346 | 3011919.5674 | -11.53% | -34.31% | 3011919.5674 | -11.53% | Indexed | NA | VOA_GPN_GOV_UK\7246041 | 2019-08-30 | Low | Amber | Medium | Risk taken from previous CG | - | - | NA | SPONS M | NA | (BEAMS Note 1) The ERC for this item should be added to the total of the ERC of the other P&M items on the site and the Buildings ERC (where applicable) to enable the correct contract size adjustment to be made. ERC of P&M Items + ERC of Building Component’s = Total ERC (net figure rateable items only) to which contract size adjustment should be applied The 2021 Generic Contractors Test Spreadsheet has this facility built into the programme - it is recommended you undertake all contractors test valuations using this spreadsheet. (Details on the application of contract size adjustments can be found in the RCG 2021 Guidance notes). Where RV is calculated using the comparative method (rental method) the contract size adjustment should be made as follows: Select - SCAT code box "P and M as an addition” within the 2021 Generic Contractors Test Spreadsheet facility. Or Where the spreadsheet is not used take the: Reciprocal of statutory de-capitalisation rate (i.e. 5% reciprocal = 20) multiply by rateable value of the buildings (before any overall end allowances are made and after making a notional deduction for the land value) and add to the ERC of P&M. Use resultant figure to calculate contract size adjustment. (Guidance Notes - Section 6) | - | Note 1- Large diaMetre steam boiler Note: Twiddly Bits (List of Accessories) if Class 1 or Class 2 boiler. Usually used for raising steam | 1 | TRUE
359 | 202A09 | 3684 | 202A09 | Boilers | High pressure - water tube | Class 1 Table 1 - including List of Accessories | Evp lb/hr x 1000 150 | Psig = 600 | Steam Boilers usually fired by gas or oil, which are capable of operation at high pressures. Natural gas, Waste gas, Gas oil, refuse or coal products may be utilised as fuel. The boilers usually have super heaters (to allow high pressure and temperatures to be reached) and economisers (to pre heat the feed water). Fired by oil or gas (see new coal dust burning boilers being installed) to usually heat the water in tubes in a drum. Steam boilers are usually high pressure. Steam taken under pressure to drive machines direct, and when pressure is let down to heat buildings or to be used in the process. Cost excludes flues, precipitators, foundations, fuel handling and civil engineering. Often capacity of boiler given expressed as 1lb/hour of steam raised i.e. that which a boiler can evaporate at full load output. Large boilers are designated in tonnes/hour e.g. 600 000 lb/hour 2 tonnes per hour The temperature at which the boiler operates should be noted e.g. 3500C and the pressure at which the steam is generated (e.g. 1500 psig). A small boiler will evaporate 2,000 lb/hour. A large industrial boiler 100,000 lb/hour If a boiler is rated in Btu/hr (it is usually for hot water) it can be converted in lb/hours taking: 1000 Btu/hr = 1lb/hour 3412 Btu/hr = 1KW/hour. Often maximum ratings lb/hour are stated on the machine but this is NOT the normal working rating but the maximum allowing for safety margins. Calculate values on the working rate only but have a note of the maximum rate especially if it is substantially greater that the present operating rate. lb/sq inch This is the working pressure of the boiler and under 250lb/sq in is regarded as low pressure and over 300lb/sq in as high pressure. Low Pressure -Heating and process steam. High Pressure-Driving (power) and process steam 1 Bar = 14.5 psig (at atmosphere) psig. General: Hot water boiler-Rated in btu/hour Steam boilers-Rated in evaporated lbs/hour. | Considered Not Applicable at time of Publication | (BEAMS Note 1) The ERC for this item should be added to the total of the ERC of the other P&M items on the site and the Buildings ERC (where applicable) to enable the correct contract size adjustment to be made. ERC of P&M Items + ERC of Building Component’s = Total ERC (net figure rateable items only) to which contract size adjustment should be applied The 2023 Generic Contractors Test Spreadsheet has this facility built into the programme - it is recommended you undertake all contractors test valuations using this spreadsheet. (Details on the application of contract size adjustments can be found in the RCG 2023 Guidance notes). Where RV is calculated using the comparative method (rental method) the contract size adjustment should be made as follows: Select - SCAT code box ""P and M as an addition” within the 2023 Generic Contractors Test Spreadsheet facility. Or Where the spreadsheet is not used take the: Reciprocal of statutory de-capitalisation rate (i.e. 5% reciprocal = 20) multiply by rateable value of the buildings (before any overall end allowances are made and after making a notional deduction for the land value) and add to the ERC of P&M. Use resultant figure to calculate contract size adjustment. (Guidance Notes - Section 6) | - | Dimensions and working pressure/temperatures | "Mainly" This does not mean the % must be more than 50% i.e.: Power (Class 1) 45% Heating (Class 2) 35% Process (Class 4) 20% Mainly Class 1 All the boiler is Rateable Or Power (Class 1) 20% Heating (Class 2) 55% Process (Class 4) 25% Class 2 (in part) All the boiler is Rateable Or Power (Class 1) 30% Heating (Class 2) 30% Process (Class 4) 40% Class 4 Not Rateable Class 1 or 2 (If any part is in Class 2 the whole is rateable under this class) But may be rateable under Class 4 "Mainly" Do not add together the % for Class 1 and Class 2 in order to be greater than Class 4 If the boiler is not mainly Class 1 or in any part Class 2 THE WHOLE BOILER IS RATEABLE If the boiler is not mainly Class 1 or rateable under Class 2 Look at Class 4 Class 4 Table 4 Boilers Class 4 (b) Applies to accessories Class 4 (c) Applies to whole boiler (a) Only the structural elements are rateable therefore no "Twiddly Bits" values, pipes, gauges etc. (b) 400m3 - readily capable of being moved from one site and re-erected in its original state on another without the substantial demolition of any surrounding structure. Boilers will be rateable where Steam is used for Power (Class 1 Table 1) Services i.e. Heat (Class 2 Table 2) or it is a Named Structure (when used for the Process)(Class 4 Table 4) | (i) Process Boiler unless rateable under Class 4 Table 4 (ii )Dual-purpose boiler not used ¬mainly or exclusively¬ for either Class 1 Table 1 or Class 2 Table purposes unless rateable under Class 4 Table 4. (iii)Accessories to Class 4 boilers. | It is assumed that the item forms part of an "average size industrial, commercial or office complex". Where it would be normal to find more than one item in such a hereditament the ERC stated has been adjusted to reflect any number / quantity, discount. These figures are NOT one off figures. | Generator, Compressor, Foundations, Pits, Tanks, supports, Settings, Economisers, Super heaters. | NB: add 15-20% for economiser and super heaters | - | Note 1- Large diaMetre steam boiler Note: Twiddly Bits (List of Accessories) if Class 1 or Class 2 boiler. Usually used for raising steam | 20180 |  | Each | one | NA | NA | NA | 4478425.1389 | Option 3 | 6031163.7819 | 34.67% | 4447309.6348 | 3961873.6682 | -11.53% | -34.31% | 3961873.6682 | -11.53% | Indexed | NA | VOA_GPN_GOV_UK\7246041 | 2019-08-30 | Low | Amber | Medium | Risk taken from previous CG | - | - | NA | SPONS M | NA | (BEAMS Note 1) The ERC for this item should be added to the total of the ERC of the other P&M items on the site and the Buildings ERC (where applicable) to enable the correct contract size adjustment to be made. ERC of P&M Items + ERC of Building Component’s = Total ERC (net figure rateable items only) to which contract size adjustment should be applied The 2021 Generic Contractors Test Spreadsheet has this facility built into the programme - it is recommended you undertake all contractors test valuations using this spreadsheet. (Details on the application of contract size adjustments can be found in the RCG 2021 Guidance notes). Where RV is calculated using the comparative method (rental method) the contract size adjustment should be made as follows: Select - SCAT code box "P and M as an addition” within the 2021 Generic Contractors Test Spreadsheet facility. Or Where the spreadsheet is not used take the: Reciprocal of statutory de-capitalisation rate (i.e. 5% reciprocal = 20) multiply by rateable value of the buildings (before any overall end allowances are made and after making a notional deduction for the land value) and add to the ERC of P&M. Use resultant figure to calculate contract size adjustment. (Guidance Notes - Section 6) | - | Note 1- Large diaMetre steam boiler Note: Twiddly Bits (List of Accessories) if Class 1 or Class 2 boiler. Usually used for raising steam | 1 | TRUE
360 | 202A10 | 3687 | 202A10 | Boilers | High pressure - water tube | Class 1 Table 1 - including List of Accessories | Evp lb/hr x 1000 150 | Psig = 900 | Steam Boilers usually fired by gas or oil, which are capable of operation at high pressures. Natural gas, Waste gas, Gas oil, refuse or coal products may be utilised as fuel. The boilers usually have super heaters (to allow high pressure and temperatures to be reached) and economisers (to pre heat the feed water). Fired by oil or gas (see new coal dust burning boilers being installed) to usually heat the water in tubes in a drum. Steam boilers are usually high pressure. Steam taken under pressure to drive machines direct, and when pressure is let down to heat buildings or to be used in the process. Cost excludes flues, precipitators, foundations, fuel handling and civil engineering. Often capacity of boiler given expressed as 1lb/hour of steam raised i.e. that which a boiler can evaporate at full load output. Large boilers are designated in tonnes/hour e.g. 600 000 lb/hour 2 tonnes per hour The temperature at which the boiler operates should be noted e.g. 3500C and the pressure at which the steam is generated (e.g. 1500 psig). A small boiler will evaporate 2,000 lb/hour. A large industrial boiler 100,000 lb/hour If a boiler is rated in Btu/hr (it is usually for hot water) it can be converted in lb/hours taking: 1000 Btu/hr = 1lb/hour 3412 Btu/hr = 1KW/hour. Often maximum ratings lb/hour are stated on the machine but this is NOT the normal working rating but the maximum allowing for safety margins. Calculate values on the working rate only but have a note of the maximum rate especially if it is substantially greater that the present operating rate. lb/sq inch This is the working pressure of the boiler and under 250lb/sq in is regarded as low pressure and over 300lb/sq in as high pressure. Low Pressure -Heating and process steam. High Pressure-Driving (power) and process steam 1 Bar = 14.5 psig (at atmosphere) psig. General: Hot water boiler-Rated in btu/hour Steam boilers-Rated in evaporated lbs/hour. | Considered Not Applicable at time of Publication | (BEAMS Note 1) The ERC for this item should be added to the total of the ERC of the other P&M items on the site and the Buildings ERC (where applicable) to enable the correct contract size adjustment to be made. ERC of P&M Items + ERC of Building Component’s = Total ERC (net figure rateable items only) to which contract size adjustment should be applied The 2023 Generic Contractors Test Spreadsheet has this facility built into the programme - it is recommended you undertake all contractors test valuations using this spreadsheet. (Details on the application of contract size adjustments can be found in the RCG 2023 Guidance notes). Where RV is calculated using the comparative method (rental method) the contract size adjustment should be made as follows: Select - SCAT code box ""P and M as an addition” within the 2023 Generic Contractors Test Spreadsheet facility. Or Where the spreadsheet is not used take the: Reciprocal of statutory de-capitalisation rate (i.e. 5% reciprocal = 20) multiply by rateable value of the buildings (before any overall end allowances are made and after making a notional deduction for the land value) and add to the ERC of P&M. Use resultant figure to calculate contract size adjustment. (Guidance Notes - Section 6) | - | Dimensions and working pressure/temperatures | "Mainly" This does not mean the % must be more than 50% i.e.: Power (Class 1) 45% Heating (Class 2) 35% Process (Class 4) 20% Mainly Class 1 All the boiler is Rateable Or Power (Class 1) 20% Heating (Class 2) 55% Process (Class 4) 25% Class 2 (in part) All the boiler is Rateable Or Power (Class 1) 30% Heating (Class 2) 30% Process (Class 4) 40% Class 4 Not Rateable Class 1 or 2 (If any part is in Class 2 the whole is rateable under this class) But may be rateable under Class 4 "Mainly" Do not add together the % for Class 1 and Class 2 in order to be greater than Class 4 If the boiler is not mainly Class 1 or in any part Class 2 THE WHOLE BOILER IS RATEABLE If the boiler is not mainly Class 1 or rateable under Class 2 Look at Class 4 Class 4 Table 4 Boilers Class 4 (b) Applies to accessories Class 4 (c) Applies to whole boiler (a) Only the structural elements are rateable therefore no "Twiddly Bits" values, pipes, gauges etc. (b) 400m3 - readily capable of being moved from one site and re-erected in its original state on another without the substantial demolition of any surrounding structure. Boilers will be rateable where Steam is used for Power (Class 1 Table 1) Services i.e. Heat (Class 2 Table 2) or it is a Named Structure (when used for the Process)(Class 4 Table 4) | (i) Process Boiler unless rateable under Class 4 Table 4 (ii )Dual-purpose boiler not used ¬mainly or exclusively¬ for either Class 1 Table 1 or Class 2 Table purposes unless rateable under Class 4 Table 4. (iii)Accessories to Class 4 boilers. | It is assumed that the item forms part of an "average size industrial, commercial or office complex". Where it would be normal to find more than one item in such a hereditament the ERC stated has been adjusted to reflect any number / quantity, discount. These figures are NOT one off figures. | Generator, Compressor, Foundations, Pits, Tanks, supports, Settings, Economisers, Super heaters. | NB: add 15-20% for economiser and super heaters | - | Note 1- Large diaMetre steam boiler Note: Twiddly Bits (List of Accessories) if Class 1 or Class 2 boiler. Usually used for raising steam | 20180 |  | Each | one | NA | NA | NA | 4772487.5 | Option 3 | 6427182.0712 | 34.67% | 4739328.8896 | 4222018.2255 | -11.53% | -34.31% | 4222018.2255 | -11.53% | Indexed | NA | VOA_GPN_GOV_UK\7246041 | 2019-08-30 | Low | Amber | Medium | Risk taken from previous CG | - | - | NA | SPONS M | NA | (BEAMS Note 1) The ERC for this item should be added to the total of the ERC of the other P&M items on the site and the Buildings ERC (where applicable) to enable the correct contract size adjustment to be made. ERC of P&M Items + ERC of Building Component’s = Total ERC (net figure rateable items only) to which contract size adjustment should be applied The 2021 Generic Contractors Test Spreadsheet has this facility built into the programme - it is recommended you undertake all contractors test valuations using this spreadsheet. (Details on the application of contract size adjustments can be found in the RCG 2021 Guidance notes). Where RV is calculated using the comparative method (rental method) the contract size adjustment should be made as follows: Select - SCAT code box "P and M as an addition” within the 2021 Generic Contractors Test Spreadsheet facility. Or Where the spreadsheet is not used take the: Reciprocal of statutory de-capitalisation rate (i.e. 5% reciprocal = 20) multiply by rateable value of the buildings (before any overall end allowances are made and after making a notional deduction for the land value) and add to the ERC of P&M. Use resultant figure to calculate contract size adjustment. (Guidance Notes - Section 6) | - | Note 1- Large diaMetre steam boiler Note: Twiddly Bits (List of Accessories) if Class 1 or Class 2 boiler. Usually used for raising steam | 1 | TRUE
361 | 202A12 | 3691 | 202A12 | Boilers | High pressure - water tube | Class 1 Table 1 - including List of Accessories | Evp lb/hr x 1000 200 | Psig = 600 | Steam Boilers usually fired by gas or oil, which are capable of operation at high pressures. Natural gas, Waste gas, Gas oil, refuse or coal products may be utilised as fuel. The boilers usually have super heaters (to allow high pressure and temperatures to be reached) and economisers (to pre heat the feed water). Fired by oil or gas (see new coal dust burning boilers being installed) to usually heat the water in tubes in a drum. Steam boilers are usually high pressure. Steam taken under pressure to drive machines direct, and when pressure is let down to heat buildings or to be used in the process. Cost excludes flues, precipitators, foundations, fuel handling and civil engineering. Often capacity of boiler given expressed as 1lb/hour of steam raised i.e. that which a boiler can evaporate at full load output. Large boilers are designated in tonnes/hour e.g. 600 000 lb/hour 2 tonnes per hour The temperature at which the boiler operates should be noted e.g. 3500C and the pressure at which the steam is generated (e.g. 1500 psig). A small boiler will evaporate 2,000 lb/hour. A large industrial boiler 100,000 lb/hour If a boiler is rated in Btu/hr (it is usually for hot water) it can be converted in lb/hours taking: 1000 Btu/hr = 1lb/hour 3412 Btu/hr = 1KW/hour. Often maximum ratings lb/hour are stated on the machine but this is NOT the normal working rating but the maximum allowing for safety margins. Calculate values on the working rate only but have a note of the maximum rate especially if it is substantially greater that the present operating rate. lb/sq inch This is the working pressure of the boiler and under 250lb/sq in is regarded as low pressure and over 300lb/sq in as high pressure. Low Pressure -Heating and process steam. High Pressure-Driving (power) and process steam 1 Bar = 14.5 psig (at atmosphere) psig. General: Hot water boiler-Rated in btu/hour Steam boilers-Rated in evaporated lbs/hour. | Considered Not Applicable at time of Publication | (BEAMS Note 1) The ERC for this item should be added to the total of the ERC of the other P&M items on the site and the Buildings ERC (where applicable) to enable the correct contract size adjustment to be made. ERC of P&M Items + ERC of Building Component’s = Total ERC (net figure rateable items only) to which contract size adjustment should be applied The 2023 Generic Contractors Test Spreadsheet has this facility built into the programme - it is recommended you undertake all contractors test valuations using this spreadsheet. (Details on the application of contract size adjustments can be found in the RCG 2023 Guidance notes). Where RV is calculated using the comparative method (rental method) the contract size adjustment should be made as follows: Select - SCAT code box ""P and M as an addition” within the 2023 Generic Contractors Test Spreadsheet facility. Or Where the spreadsheet is not used take the: Reciprocal of statutory de-capitalisation rate (i.e. 5% reciprocal = 20) multiply by rateable value of the buildings (before any overall end allowances are made and after making a notional deduction for the land value) and add to the ERC of P&M. Use resultant figure to calculate contract size adjustment. (Guidance Notes - Section 6) | - | Dimensions and working pressure/temperatures | "Mainly" This does not mean the % must be more than 50% i.e.: Power (Class 1) 45% Heating (Class 2) 35% Process (Class 4) 20% Mainly Class 1 All the boiler is Rateable Or Power (Class 1) 20% Heating (Class 2) 55% Process (Class 4) 25% Class 2 (in part) All the boiler is Rateable Or Power (Class 1) 30% Heating (Class 2) 30% Process (Class 4) 40% Class 4 Not Rateable Class 1 or 2 (If any part is in Class 2 the whole is rateable under this class) But may be rateable under Class 4 "Mainly" Do not add together the % for Class 1 and Class 2 in order to be greater than Class 4 If the boiler is not mainly Class 1 or in any part Class 2 THE WHOLE BOILER IS RATEABLE If the boiler is not mainly Class 1 or rateable under Class 2 Look at Class 4 Class 4 Table 4 Boilers Class 4 (b) Applies to accessories Class 4 (c) Applies to whole boiler (a) Only the structural elements are rateable therefore no "Twiddly Bits" values, pipes, gauges etc. (b) 400m3 - readily capable of being moved from one site and re-erected in its original state on another without the substantial demolition of any surrounding structure. Boilers will be rateable where Steam is used for Power (Class 1 Table 1) Services i.e. Heat (Class 2 Table 2) or it is a Named Structure (when used for the Process)(Class 4 Table 4) | (i) Process Boiler unless rateable under Class 4 Table 4 (ii )Dual-purpose boiler not used ¬mainly or exclusively¬ for either Class 1 Table 1 or Class 2 Table purposes unless rateable under Class 4 Table 4. (iii)Accessories to Class 4 boilers. | It is assumed that the item forms part of an "average size industrial, commercial or office complex". Where it would be normal to find more than one item in such a hereditament the ERC stated has been adjusted to reflect any number / quantity, discount. These figures are NOT one off figures. | Generator, Compressor, Foundations, Pits, Tanks, supports, Settings, Economisers, Super heaters. | NB: add 15-20% for economiser and super heaters | - | Note 1- Large diaMetre steam boiler Note: Twiddly Bits (List of Accessories) if Class 1 or Class 2 boiler. Usually used for raising steam | 20180 |  | Each | one | NA | NA | NA | 5001470.4861 | Option 3 | 6735556.9685 | 34.67% | 4966720.9323 | 4424589.807 | -11.53% | -34.31% | 4424589.807 | -11.53% | Indexed | NA | VOA_GPN_GOV_UK\7246041 | 2019-08-30 | Low | Amber | Medium | Risk taken from previous CG | - | - | NA | SPONS M | NA | (BEAMS Note 1) The ERC for this item should be added to the total of the ERC of the other P&M items on the site and the Buildings ERC (where applicable) to enable the correct contract size adjustment to be made. ERC of P&M Items + ERC of Building Component’s = Total ERC (net figure rateable items only) to which contract size adjustment should be applied The 2021 Generic Contractors Test Spreadsheet has this facility built into the programme - it is recommended you undertake all contractors test valuations using this spreadsheet. (Details on the application of contract size adjustments can be found in the RCG 2021 Guidance notes). Where RV is calculated using the comparative method (rental method) the contract size adjustment should be made as follows: Select - SCAT code box "P and M as an addition” within the 2021 Generic Contractors Test Spreadsheet facility. Or Where the spreadsheet is not used take the: Reciprocal of statutory de-capitalisation rate (i.e. 5% reciprocal = 20) multiply by rateable value of the buildings (before any overall end allowances are made and after making a notional deduction for the land value) and add to the ERC of P&M. Use resultant figure to calculate contract size adjustment. (Guidance Notes - Section 6) | - | Note 1- Large diaMetre steam boiler Note: Twiddly Bits (List of Accessories) if Class 1 or Class 2 boiler. Usually used for raising steam | 1 | TRUE
362 | 202A13 | 3697 | 202A13 | Boilers | High pressure - water tube | Class 1 Table 1 - including List of Accessories | Evp lb/hr x 1000 200 | Psig = 900 | Steam Boilers usually fired by gas or oil, which are capable of operation at high pressures. Natural gas, Waste gas, Gas oil, refuse or coal products may be utilised as fuel. The boilers usually have super heaters (to allow high pressure and temperatures to be reached) and economisers (to pre heat the feed water). Fired by oil or gas (see new coal dust burning boilers being installed) to usually heat the water in tubes in a drum. Steam boilers are usually high pressure. Steam taken under pressure to drive machines direct, and when pressure is let down to heat buildings or to be used in the process. Cost excludes flues, precipitators, foundations, fuel handling and civil engineering. Often capacity of boiler given expressed as 1lb/hour of steam raised i.e. that which a boiler can evaporate at full load output. Large boilers are designated in tonnes/hour e.g. 600 000 lb/hour 2 tonnes per hour The temperature at which the boiler operates should be noted e.g. 3500C and the pressure at which the steam is generated (e.g. 1500 psig). A small boiler will evaporate 2,000 lb/hour. A large industrial boiler 100,000 lb/hour If a boiler is rated in Btu/hr (it is usually for hot water) it can be converted in lb/hours taking: 1000 Btu/hr = 1lb/hour 3412 Btu/hr = 1KW/hour. Often maximum ratings lb/hour are stated on the machine but this is NOT the normal working rating but the maximum allowing for safety margins. Calculate values on the working rate only but have a note of the maximum rate especially if it is substantially greater that the present operating rate. lb/sq inch This is the working pressure of the boiler and under 250lb/sq in is regarded as low pressure and over 300lb/sq in as high pressure. Low Pressure -Heating and process steam. High Pressure-Driving (power) and process steam 1 Bar = 14.5 psig (at atmosphere) psig. General: Hot water boiler-Rated in btu/hour Steam boilers-Rated in evaporated lbs/hour. | Considered Not Applicable at time of Publication | (BEAMS Note 1) The ERC for this item should be added to the total of the ERC of the other P&M items on the site and the Buildings ERC (where applicable) to enable the correct contract size adjustment to be made. ERC of P&M Items + ERC of Building Component’s = Total ERC (net figure rateable items only) to which contract size adjustment should be applied The 2023 Generic Contractors Test Spreadsheet has this facility built into the programme - it is recommended you undertake all contractors test valuations using this spreadsheet. (Details on the application of contract size adjustments can be found in the RCG 2023 Guidance notes). Where RV is calculated using the comparative method (rental method) the contract size adjustment should be made as follows: Select - SCAT code box ""P and M as an addition” within the 2023 Generic Contractors Test Spreadsheet facility. Or Where the spreadsheet is not used take the: Reciprocal of statutory de-capitalisation rate (i.e. 5% reciprocal = 20) multiply by rateable value of the buildings (before any overall end allowances are made and after making a notional deduction for the land value) and add to the ERC of P&M. Use resultant figure to calculate contract size adjustment. (Guidance Notes - Section 6) | - | Dimensions and working pressure/temperatures | "Mainly" This does not mean the % must be more than 50% i.e.: Power (Class 1) 45% Heating (Class 2) 35% Process (Class 4) 20% Mainly Class 1 All the boiler is Rateable Or Power (Class 1) 20% Heating (Class 2) 55% Process (Class 4) 25% Class 2 (in part) All the boiler is Rateable Or Power (Class 1) 30% Heating (Class 2) 30% Process (Class 4) 40% Class 4 Not Rateable Class 1 or 2 (If any part is in Class 2 the whole is rateable under this class) But may be rateable under Class 4 "Mainly" Do not add together the % for Class 1 and Class 2 in order to be greater than Class 4 If the boiler is not mainly Class 1 or in any part Class 2 THE WHOLE BOILER IS RATEABLE If the boiler is not mainly Class 1 or rateable under Class 2 Look at Class 4 Class 4 Table 4 Boilers Class 4 (b) Applies to accessories Class 4 (c) Applies to whole boiler (a) Only the structural elements are rateable therefore no "Twiddly Bits" values, pipes, gauges etc. (b) 400m3 - readily capable of being moved from one site and re-erected in its original state on another without the substantial demolition of any surrounding structure. Boilers will be rateable where Steam is used for Power (Class 1 Table 1) Services i.e. Heat (Class 2 Table 2) or it is a Named Structure (when used for the Process)(Class 4 Table 4) | (i) Process Boiler unless rateable under Class 4 Table 4 (ii )Dual-purpose boiler not used ¬mainly or exclusively¬ for either Class 1 Table 1 or Class 2 Table purposes unless rateable under Class 4 Table 4. (iii)Accessories to Class 4 boilers. | It is assumed that the item forms part of an "average size industrial, commercial or office complex". Where it would be normal to find more than one item in such a hereditament the ERC stated has been adjusted to reflect any number / quantity, discount. These figures are NOT one off figures. | Generator, Compressor, Foundations, Pits, Tanks, supports, Settings, Economisers, Super heaters. | NB: add 15-20% for economiser and super heaters | - | Note 1- Large diaMetre steam boiler Note: Twiddly Bits (List of Accessories) if Class 1 or Class 2 boiler. Usually used for raising steam | 20180 |  | Each | one | NA | NA | NA | 5266608.6806 | Option 3 | 7092622.6391 | 34.67% | 5230016.9817 | 4659146.3751 | -11.53% | -34.31% | 4659146.3751 | -11.53% | Indexed | NA | VOA_GPN_GOV_UK\7246041 | 2019-08-30 | Low | Amber | Medium | Risk taken from previous CG | - | - | NA | SPONS M | NA | (BEAMS Note 1) The ERC for this item should be added to the total of the ERC of the other P&M items on the site and the Buildings ERC (where applicable) to enable the correct contract size adjustment to be made. ERC of P&M Items + ERC of Building Component’s = Total ERC (net figure rateable items only) to which contract size adjustment should be applied The 2021 Generic Contractors Test Spreadsheet has this facility built into the programme - it is recommended you undertake all contractors test valuations using this spreadsheet. (Details on the application of contract size adjustments can be found in the RCG 2021 Guidance notes). Where RV is calculated using the comparative method (rental method) the contract size adjustment should be made as follows: Select - SCAT code box "P and M as an addition” within the 2021 Generic Contractors Test Spreadsheet facility. Or Where the spreadsheet is not used take the: Reciprocal of statutory de-capitalisation rate (i.e. 5% reciprocal = 20) multiply by rateable value of the buildings (before any overall end allowances are made and after making a notional deduction for the land value) and add to the ERC of P&M. Use resultant figure to calculate contract size adjustment. (Guidance Notes - Section 6) | - | Note 1- Large diaMetre steam boiler Note: Twiddly Bits (List of Accessories) if Class 1 or Class 2 boiler. Usually used for raising steam | 1 | TRUE
363 | 202A15 | 3699 | 202A15 | Boilers | High pressure - water tube | Class 1 Table 1 - including List of Accessories | Evp lb/hr x 1000 250 | Psig = 600 | Steam Boilers usually fired by gas or oil, which are capable of operation at high pressures. Natural gas, Waste gas, Gas oil, refuse or coal products may be utilised as fuel. The boilers usually have super heaters (to allow high pressure and temperatures to be reached) and economisers (to pre heat the feed water). Fired by oil or gas (see new coal dust burning boilers being installed) to usually heat the water in tubes in a drum. Steam boilers are usually high pressure. Steam taken under pressure to drive machines direct, and when pressure is let down to heat buildings or to be used in the process. Cost excludes flues, precipitators, foundations, fuel handling and civil engineering. Often capacity of boiler given expressed as 1lb/hour of steam raised i.e. that which a boiler can evaporate at full load output. Large boilers are designated in tonnes/hour e.g. 600 000 lb/hour 2 tonnes per hour The temperature at which the boiler operates should be noted e.g. 3500C and the pressure at which the steam is generated (e.g. 1500 psig). A small boiler will evaporate 2,000 lb/hour. A large industrial boiler 100,000 lb/hour If a boiler is rated in Btu/hr (it is usually for hot water) it can be converted in lb/hours taking: 1000 Btu/hr = 1lb/hour 3412 Btu/hr = 1KW/hour. Often maximum ratings lb/hour are stated on the machine but this is NOT the normal working rating but the maximum allowing for safety margins. Calculate values on the working rate only but have a note of the maximum rate especially if it is substantially greater that the present operating rate. lb/sq inch This is the working pressure of the boiler and under 250lb/sq in is regarded as low pressure and over 300lb/sq in as high pressure. Low Pressure -Heating and process steam. High Pressure-Driving (power) and process steam 1 Bar = 14.5 psig (at atmosphere) psig. General: Hot water boiler-Rated in btu/hour Steam boilers-Rated in evaporated lbs/hour. | Considered Not Applicable at time of Publication | (BEAMS Note 1) The ERC for this item should be added to the total of the ERC of the other P&M items on the site and the Buildings ERC (where applicable) to enable the correct contract size adjustment to be made. ERC of P&M Items + ERC of Building Component’s = Total ERC (net figure rateable items only) to which contract size adjustment should be applied The 2023 Generic Contractors Test Spreadsheet has this facility built into the programme - it is recommended you undertake all contractors test valuations using this spreadsheet. (Details on the application of contract size adjustments can be found in the RCG 2023 Guidance notes). Where RV is calculated using the comparative method (rental method) the contract size adjustment should be made as follows: Select - SCAT code box ""P and M as an addition” within the 2023 Generic Contractors Test Spreadsheet facility. Or Where the spreadsheet is not used take the: Reciprocal of statutory de-capitalisation rate (i.e. 5% reciprocal = 20) multiply by rateable value of the buildings (before any overall end allowances are made and after making a notional deduction for the land value) and add to the ERC of P&M. Use resultant figure to calculate contract size adjustment. (Guidance Notes - Section 6) | - | Dimensions and working pressure/temperatures | "Mainly" This does not mean the % must be more than 50% i.e.: Power (Class 1) 45% Heating (Class 2) 35% Process (Class 4) 20% Mainly Class 1 All the boiler is Rateable Or Power (Class 1) 20% Heating (Class 2) 55% Process (Class 4) 25% Class 2 (in part) All the boiler is Rateable Or Power (Class 1) 30% Heating (Class 2) 30% Process (Class 4) 40% Class 4 Not Rateable Class 1 or 2 (If any part is in Class 2 the whole is rateable under this class) But may be rateable under Class 4 "Mainly" Do not add together the % for Class 1 and Class 2 in order to be greater than Class 4 If the boiler is not mainly Class 1 or in any part Class 2 THE WHOLE BOILER IS RATEABLE If the boiler is not mainly Class 1 or rateable under Class 2 Look at Class 4 Class 4 Table 4 Boilers Class 4 (b) Applies to accessories Class 4 (c) Applies to whole boiler (a) Only the structural elements are rateable therefore no "Twiddly Bits" values, pipes, gauges etc. (b) 400m3 - readily capable of being moved from one site and re-erected in its original state on another without the substantial demolition of any surrounding structure. Boilers will be rateable where Steam is used for Power (Class 1 Table 1) Services i.e. Heat (Class 2 Table 2) or it is a Named Structure (when used for the Process)(Class 4 Table 4) | (i) Process Boiler unless rateable under Class 4 Table 4 (ii )Dual-purpose boiler not used ¬mainly or exclusively¬ for either Class 1 Table 1 or Class 2 Table purposes unless rateable under Class 4 Table 4. (iii)Accessories to Class 4 boilers. | It is assumed that the item forms part of an "average size industrial, commercial or office complex". Where it would be normal to find more than one item in such a hereditament the ERC stated has been adjusted to reflect any number / quantity, discount. These figures are NOT one off figures. | Generator, Compressor, Foundations, Pits, Tanks, supports, Settings, Economisers, Super heaters. | NB: add 15-20% for economiser and super heaters | - | Note 1- Large diaMetre steam boiler Note: Twiddly Bits (List of Accessories) if Class 1 or Class 2 boiler. Usually used for raising steam | 20180 |  | Each | one | NA | NA | NA | 5043651.5625 | Option 3 | 6792362.8707 | 34.67% | 5008608.9401 | 4461905.6247 | -11.53% | -34.31% | 4461905.6247 | -11.53% | Indexed | NA | VOA_GPN_GOV_UK\7246041 | 2019-08-30 | Low | Amber | Medium | Risk taken from previous CG | - | - | NA | SPONS M | NA | (BEAMS Note 1) The ERC for this item should be added to the total of the ERC of the other P&M items on the site and the Buildings ERC (where applicable) to enable the correct contract size adjustment to be made. ERC of P&M Items + ERC of Building Component’s = Total ERC (net figure rateable items only) to which contract size adjustment should be applied The 2021 Generic Contractors Test Spreadsheet has this facility built into the programme - it is recommended you undertake all contractors test valuations using this spreadsheet. (Details on the application of contract size adjustments can be found in the RCG 2021 Guidance notes). Where RV is calculated using the comparative method (rental method) the contract size adjustment should be made as follows: Select - SCAT code box "P and M as an addition” within the 2021 Generic Contractors Test Spreadsheet facility. Or Where the spreadsheet is not used take the: Reciprocal of statutory de-capitalisation rate (i.e. 5% reciprocal = 20) multiply by rateable value of the buildings (before any overall end allowances are made and after making a notional deduction for the land value) and add to the ERC of P&M. Use resultant figure to calculate contract size adjustment. (Guidance Notes - Section 6) | - | Note 1- Large diaMetre steam boiler Note: Twiddly Bits (List of Accessories) if Class 1 or Class 2 boiler. Usually used for raising steam | 1 | TRUE
364 | 202A16 | 3701 | 202A16 | Boilers | High pressure - water tube | Class 1 Table 1 - including List of Accessories | Evp lb/hr x 1000 250 | Psig = 900 | Steam Boilers usually fired by gas or oil, which are capable of operation at high pressures. Natural gas, Waste gas, Gas oil, refuse or coal products may be utilised as fuel. The boilers usually have super heaters (to allow high pressure and temperatures to be reached) and economisers (to pre heat the feed water). Fired by oil or gas (see new coal dust burning boilers being installed) to usually heat the water in tubes in a drum. Steam boilers are usually high pressure. Steam taken under pressure to drive machines direct, and when pressure is let down to heat buildings or to be used in the process. Cost excludes flues, precipitators, foundations, fuel handling and civil engineering. Often capacity of boiler given expressed as 1lb/hour of steam raised i.e. that which a boiler can evaporate at full load output. Large boilers are designated in tonnes/hour e.g. 600 000 lb/hour 2 tonnes per hour The temperature at which the boiler operates should be noted e.g. 3500C and the pressure at which the steam is generated (e.g. 1500 psig). A small boiler will evaporate 2,000 lb/hour. A large industrial boiler 100,000 lb/hour If a boiler is rated in Btu/hr (it is usually for hot water) it can be converted in lb/hours taking: 1000 Btu/hr = 1lb/hour 3412 Btu/hr = 1KW/hour. Often maximum ratings lb/hour are stated on the machine but this is NOT the normal working rating but the maximum allowing for safety margins. Calculate values on the working rate only but have a note of the maximum rate especially if it is substantially greater that the present operating rate. lb/sq inch This is the working pressure of the boiler and under 250lb/sq in is regarded as low pressure and over 300lb/sq in as high pressure. Low Pressure -Heating and process steam. High Pressure-Driving (power) and process steam 1 Bar = 14.5 psig (at atmosphere) psig. General: Hot water boiler-Rated in btu/hour Steam boilers-Rated in evaporated lbs/hour. | Considered Not Applicable at time of Publication | (BEAMS Note 1) The ERC for this item should be added to the total of the ERC of the other P&M items on the site and the Buildings ERC (where applicable) to enable the correct contract size adjustment to be made. ERC of P&M Items + ERC of Building Component’s = Total ERC (net figure rateable items only) to which contract size adjustment should be applied The 2023 Generic Contractors Test Spreadsheet has this facility built into the programme - it is recommended you undertake all contractors test valuations using this spreadsheet. (Details on the application of contract size adjustments can be found in the RCG 2023 Guidance notes). Where RV is calculated using the comparative method (rental method) the contract size adjustment should be made as follows: Select - SCAT code box ""P and M as an addition” within the 2023 Generic Contractors Test Spreadsheet facility. Or Where the spreadsheet is not used take the: Reciprocal of statutory de-capitalisation rate (i.e. 5% reciprocal = 20) multiply by rateable value of the buildings (before any overall end allowances are made and after making a notional deduction for the land value) and add to the ERC of P&M. Use resultant figure to calculate contract size adjustment. (Guidance Notes - Section 6) | - | Dimensions and working pressure/temperatures | "Mainly" This does not mean the % must be more than 50% i.e.: Power (Class 1) 45% Heating (Class 2) 35% Process (Class 4) 20% Mainly Class 1 All the boiler is Rateable Or Power (Class 1) 20% Heating (Class 2) 55% Process (Class 4) 25% Class 2 (in part) All the boiler is Rateable Or Power (Class 1) 30% Heating (Class 2) 30% Process (Class 4) 40% Class 4 Not Rateable Class 1 or 2 (If any part is in Class 2 the whole is rateable under this class) But may be rateable under Class 4 "Mainly" Do not add together the % for Class 1 and Class 2 in order to be greater than Class 4 If the boiler is not mainly Class 1 or in any part Class 2 THE WHOLE BOILER IS RATEABLE If the boiler is not mainly Class 1 or rateable under Class 2 Look at Class 4 Class 4 Table 4 Boilers Class 4 (b) Applies to accessories Class 4 (c) Applies to whole boiler (a) Only the structural elements are rateable therefore no "Twiddly Bits" values, pipes, gauges etc. (b) 400m3 - readily capable of being moved from one site and re-erected in its original state on another without the substantial demolition of any surrounding structure. Boilers will be rateable where Steam is used for Power (Class 1 Table 1) Services i.e. Heat (Class 2 Table 2) or it is a Named Structure (when used for the Process)(Class 4 Table 4) | (i) Process Boiler unless rateable under Class 4 Table 4 (ii )Dual-purpose boiler not used ¬mainly or exclusively¬ for either Class 1 Table 1 or Class 2 Table purposes unless rateable under Class 4 Table 4. (iii)Accessories to Class 4 boilers. | It is assumed that the item forms part of an "average size industrial, commercial or office complex". Where it would be normal to find more than one item in such a hereditament the ERC stated has been adjusted to reflect any number / quantity, discount. These figures are NOT one off figures. | Generator, Compressor, Foundations, Pits, Tanks, supports, Settings, Economisers, Super heaters. | NB: add 15-20% for economiser and super heaters | - | Note 1- Large diaMetre steam boiler Note: Twiddly Bits (List of Accessories) if Class 1 or Class 2 boiler. Usually used for raising steam | 20180 |  | Each | one | NA | NA | NA | 5212375.8681 | Option 3 | 7019586.4792 | 34.67% | 5176160.9716 | 4611168.8953 | -11.53% | -34.31% | 4611168.8953 | -11.53% | Indexed | NA | VOA_GPN_GOV_UK\7246041 | 2019-08-30 | Low | Amber | Medium | Risk taken from previous CG | - | - | NA | SPONS M | NA | (BEAMS Note 1) The ERC for this item should be added to the total of the ERC of the other P&M items on the site and the Buildings ERC (where applicable) to enable the correct contract size adjustment to be made. ERC of P&M Items + ERC of Building Component’s = Total ERC (net figure rateable items only) to which contract size adjustment should be applied The 2021 Generic Contractors Test Spreadsheet has this facility built into the programme - it is recommended you undertake all contractors test valuations using this spreadsheet. (Details on the application of contract size adjustments can be found in the RCG 2021 Guidance notes). Where RV is calculated using the comparative method (rental method) the contract size adjustment should be made as follows: Select - SCAT code box "P and M as an addition” within the 2021 Generic Contractors Test Spreadsheet facility. Or Where the spreadsheet is not used take the: Reciprocal of statutory de-capitalisation rate (i.e. 5% reciprocal = 20) multiply by rateable value of the buildings (before any overall end allowances are made and after making a notional deduction for the land value) and add to the ERC of P&M. Use resultant figure to calculate contract size adjustment. (Guidance Notes - Section 6) | - | Note 1- Large diaMetre steam boiler Note: Twiddly Bits (List of Accessories) if Class 1 or Class 2 boiler. Usually used for raising steam | 1 | TRUE
365 | 202A17 | 3704 | 202A17 | Boilers | High pressure - water tube | Class 1 Table 1 - including List of Accessories | Evp lb/hr x 1000 250 | Psig = 1200 | Steam Boilers usually fired by gas or oil, which are capable of operation at high pressures. Natural gas, Waste gas, Gas oil, refuse or coal products may be utilised as fuel. The boilers usually have super heaters (to allow high pressure and temperatures to be reached) and economisers (to pre heat the feed water). Fired by oil or gas (see new coal dust burning boilers being installed) to usually heat the water in tubes in a drum. Steam boilers are usually high pressure. Steam taken under pressure to drive machines direct, and when pressure is let down to heat buildings or to be used in the process. Cost excludes flues, precipitators, foundations, fuel handling and civil engineering. Often capacity of boiler given expressed as 1lb/hour of steam raised i.e. that which a boiler can evaporate at full load output. Large boilers are designated in tonnes/hour e.g. 600 000 lb/hour 2 tonnes per hour The temperature at which the boiler operates should be noted e.g. 3500C and the pressure at which the steam is generated (e.g. 1500 psig). A small boiler will evaporate 2,000 lb/hour. A large industrial boiler 100,000 lb/hour If a boiler is rated in Btu/hr (it is usually for hot water) it can be converted in lb/hours taking: 1000 Btu/hr = 1lb/hour 3412 Btu/hr = 1KW/hour. Often maximum ratings lb/hour are stated on the machine but this is NOT the normal working rating but the maximum allowing for safety margins. Calculate values on the working rate only but have a note of the maximum rate especially if it is substantially greater that the present operating rate. lb/sq inch This is the working pressure of the boiler and under 250lb/sq in is regarded as low pressure and over 300lb/sq in as high pressure. Low Pressure -Heating and process steam. High Pressure-Driving (power) and process steam 1 Bar = 14.5 psig (at atmosphere) psig. General: Hot water boiler-Rated in btu/hour Steam boilers-Rated in evaporated lbs/hour. | Considered Not Applicable at time of Publication | (BEAMS Note 1) The ERC for this item should be added to the total of the ERC of the other P&M items on the site and the Buildings ERC (where applicable) to enable the correct contract size adjustment to be made. ERC of P&M Items + ERC of Building Component’s = Total ERC (net figure rateable items only) to which contract size adjustment should be applied The 2023 Generic Contractors Test Spreadsheet has this facility built into the programme - it is recommended you undertake all contractors test valuations using this spreadsheet. (Details on the application of contract size adjustments can be found in the RCG 2023 Guidance notes). Where RV is calculated using the comparative method (rental method) the contract size adjustment should be made as follows: Select - SCAT code box ""P and M as an addition” within the 2023 Generic Contractors Test Spreadsheet facility. Or Where the spreadsheet is not used take the: Reciprocal of statutory de-capitalisation rate (i.e. 5% reciprocal = 20) multiply by rateable value of the buildings (before any overall end allowances are made and after making a notional deduction for the land value) and add to the ERC of P&M. Use resultant figure to calculate contract size adjustment. (Guidance Notes - Section 6) | - | Dimensions and working pressure/temperatures | "Mainly" This does not mean the % must be more than 50% i.e.: Power (Class 1) 45% Heating (Class 2) 35% Process (Class 4) 20% Mainly Class 1 All the boiler is Rateable Or Power (Class 1) 20% Heating (Class 2) 55% Process (Class 4) 25% Class 2 (in part) All the boiler is Rateable Or Power (Class 1) 30% Heating (Class 2) 30% Process (Class 4) 40% Class 4 Not Rateable Class 1 or 2 (If any part is in Class 2 the whole is rateable under this class) But may be rateable under Class 4 "Mainly" Do not add together the % for Class 1 and Class 2 in order to be greater than Class 4 If the boiler is not mainly Class 1 or in any part Class 2 THE WHOLE BOILER IS RATEABLE If the boiler is not mainly Class 1 or rateable under Class 2 Look at Class 4 Class 4 Table 4 Boilers Class 4 (b) Applies to accessories Class 4 (c) Applies to whole boiler (a) Only the structural elements are rateable therefore no "Twiddly Bits" values, pipes, gauges etc. (b) 400m3 - readily capable of being moved from one site and re-erected in its original state on another without the substantial demolition of any surrounding structure. Boilers will be rateable where Steam is used for Power (Class 1 Table 1) Services i.e. Heat (Class 2 Table 2) or it is a Named Structure (when used for the Process)(Class 4 Table 4) | (i) Process Boiler unless rateable under Class 4 Table 4 (ii )Dual-purpose boiler not used ¬mainly or exclusively¬ for either Class 1 Table 1 or Class 2 Table purposes unless rateable under Class 4 Table 4. (iii)Accessories to Class 4 boilers. | It is assumed that the item forms part of an "average size industrial, commercial or office complex". Where it would be normal to find more than one item in such a hereditament the ERC stated has been adjusted to reflect any number / quantity, discount. These figures are NOT one off figures. | Generator, Compressor, Foundations, Pits, Tanks, supports, Settings, Economisers, Super heaters. | NB: add 15-20% for economiser and super heaters | - | Note 1- Large diaMetre steam boiler Note: Twiddly Bits (List of Accessories) if Class 1 or Class 2 boiler. Usually used for raising steam | 20180 |  | Each | one | NA | NA | NA | 8960465.7986 | Option 3 | 12067196.6412 | 34.67% | 8898209.6702 | 7926945.835 | -11.53% | -34.31% | 7926945.835 | -11.53% | Indexed | NA | VOA_GPN_GOV_UK\7246041 | 2019-08-30 | Low | Amber | Medium | Risk taken from previous CG | - | - | NA | SPONS M | NA | (BEAMS Note 1) The ERC for this item should be added to the total of the ERC of the other P&M items on the site and the Buildings ERC (where applicable) to enable the correct contract size adjustment to be made. ERC of P&M Items + ERC of Building Component’s = Total ERC (net figure rateable items only) to which contract size adjustment should be applied The 2021 Generic Contractors Test Spreadsheet has this facility built into the programme - it is recommended you undertake all contractors test valuations using this spreadsheet. (Details on the application of contract size adjustments can be found in the RCG 2021 Guidance notes). Where RV is calculated using the comparative method (rental method) the contract size adjustment should be made as follows: Select - SCAT code box "P and M as an addition” within the 2021 Generic Contractors Test Spreadsheet facility. Or Where the spreadsheet is not used take the: Reciprocal of statutory de-capitalisation rate (i.e. 5% reciprocal = 20) multiply by rateable value of the buildings (before any overall end allowances are made and after making a notional deduction for the land value) and add to the ERC of P&M. Use resultant figure to calculate contract size adjustment. (Guidance Notes - Section 6) | - | Note 1- Large diaMetre steam boiler Note: Twiddly Bits (List of Accessories) if Class 1 or Class 2 boiler. Usually used for raising steam | 1 | TRUE
366 | 202A34 | 3707 | 202A34 | Boilers | High pressure - water tube | Class 1 Table 1 - including List of Accessories | Evp lb/hr x 1000 600 | Psig = 1200 | Steam Boilers usually fired by gas or oil, which are capable of operation at high pressures. Natural gas, Waste gas, Gas oil, refuse or coal products may be utilised as fuel. The boilers usually have super heaters (to allow high pressure and temperatures to be reached) and economisers (to pre heat the feed water). Fired by oil or gas (see new coal dust burning boilers being installed) to usually heat the water in tubes in a drum. Steam boilers are usually high pressure. Steam taken under pressure to drive machines direct, and when pressure is let down to heat buildings or to be used in the process. Cost excludes flues, precipitators, foundations, fuel handling and civil engineering. Often capacity of boiler given expressed as 1lb/hour of steam raised i.e. that which a boiler can evaporate at full load output. Large boilers are designated in tonnes/hour e.g. 600 000 lb/hour 2 tonnes per hour The temperature at which the boiler operates should be noted e.g. 3500C and the pressure at which the steam is generated (e.g. 1500 psig). A small boiler will evaporate 2,000 lb/hour. A large industrial boiler 100,000 lb/hour If a boiler is rated in Btu/hr (it is usually for hot water) it can be converted in lb/hours taking: 1000 Btu/hr = 1lb/hour 3412 Btu/hr = 1KW/hour. Often maximum ratings lb/hour are stated on the machine but this is NOT the normal working rating but the maximum allowing for safety margins. Calculate values on the working rate only but have a note of the maximum rate especially if it is substantially greater that the present operating rate. lb/sq inch This is the working pressure of the boiler and under 250lb/sq in is regarded as low pressure and over 300lb/sq in as high pressure. Low Pressure -Heating and process steam. High Pressure-Driving (power) and process steam 1 Bar = 14.5 psig (at atmosphere) psig. General: Hot water boiler-Rated in btu/hour Steam boilers-Rated in evaporated lbs/hour. | Considered Not Applicable at time of Publication | (BEAMS Note 1) The ERC for this item should be added to the total of the ERC of the other P&M items on the site and the Buildings ERC (where applicable) to enable the correct contract size adjustment to be made. ERC of P&M Items + ERC of Building Component’s = Total ERC (net figure rateable items only) to which contract size adjustment should be applied The 2023 Generic Contractors Test Spreadsheet has this facility built into the programme - it is recommended you undertake all contractors test valuations using this spreadsheet. (Details on the application of contract size adjustments can be found in the RCG 2023 Guidance notes). Where RV is calculated using the comparative method (rental method) the contract size adjustment should be made as follows: Select - SCAT code box ""P and M as an addition” within the 2023 Generic Contractors Test Spreadsheet facility. Or Where the spreadsheet is not used take the: Reciprocal of statutory de-capitalisation rate (i.e. 5% reciprocal = 20) multiply by rateable value of the buildings (before any overall end allowances are made and after making a notional deduction for the land value) and add to the ERC of P&M. Use resultant figure to calculate contract size adjustment. (Guidance Notes - Section 6) | - | Dimensions and working pressure/temperatures | "Mainly" This does not mean the % must be more than 50% i.e.: Power (Class 1) 45% Heating (Class 2) 35% Process (Class 4) 20% Mainly Class 1 All the boiler is Rateable Or Power (Class 1) 20% Heating (Class 2) 55% Process (Class 4) 25% Class 2 (in part) All the boiler is Rateable Or Power (Class 1) 30% Heating (Class 2) 30% Process (Class 4) 40% Class 4 Not Rateable Class 1 or 2 (If any part is in Class 2 the whole is rateable under this class) But may be rateable under Class 4 "Mainly" Do not add together the % for Class 1 and Class 2 in order to be greater than Class 4 If the boiler is not mainly Class 1 or in any part Class 2 THE WHOLE BOILER IS RATEABLE If the boiler is not mainly Class 1 or rateable under Class 2 Look at Class 4 Class 4 Table 4 Boilers Class 4 (b) Applies to accessories Class 4 (c) Applies to whole boiler (a) Only the structural elements are rateable therefore no "Twiddly Bits" values, pipes, gauges etc. (b) 400m3 - readily capable of being moved from one site and re-erected in its original state on another without the substantial demolition of any surrounding structure. Boilers will be rateable where Steam is used for Power (Class 1 Table 1) Services i.e. Heat (Class 2 Table 2) or it is a Named Structure (when used for the Process)(Class 4 Table 4) | (i) Process Boiler unless rateable under Class 4 Table 4 (ii )Dual-purpose boiler not used ¬mainly or exclusively¬ for either Class 1 Table 1 or Class 2 Table purposes unless rateable under Class 4 Table 4. (iii)Accessories to Class 4 boilers. | It is assumed that the item forms part of an "average size industrial, commercial or office complex". Where it would be normal to find more than one item in such a hereditament the ERC stated has been adjusted to reflect any number / quantity, discount. These figures are NOT one off figures. | Generator, Compressor, Foundations, Pits, Tanks, supports, Settings, Economisers, Super heaters. | NB: add 15-20% for economiser and super heaters | - | Note 1- Large diaMetre steam boiler Note: Twiddly Bits (List of Accessories) if Class 1 or Class 2 boiler. Usually used for raising steam | 20180 |  | Each | one | NA | NA | NA | 9581130.2083 | Option 3 | 12903054.9156 | 34.67% | 9514561.7859 | 8476021.4376 | -11.53% | -34.31% | 8476021.4376 | -11.53% | Indexed | NA | VOA_GPN_GOV_UK\7246041 | 2019-08-30 | Low | Amber | Medium | Risk taken from previous CG | - | - | NA | SPONS M | NA | (BEAMS Note 1) The ERC for this item should be added to the total of the ERC of the other P&M items on the site and the Buildings ERC (where applicable) to enable the correct contract size adjustment to be made. ERC of P&M Items + ERC of Building Component’s = Total ERC (net figure rateable items only) to which contract size adjustment should be applied The 2021 Generic Contractors Test Spreadsheet has this facility built into the programme - it is recommended you undertake all contractors test valuations using this spreadsheet. (Details on the application of contract size adjustments can be found in the RCG 2021 Guidance notes). Where RV is calculated using the comparative method (rental method) the contract size adjustment should be made as follows: Select - SCAT code box "P and M as an addition” within the 2021 Generic Contractors Test Spreadsheet facility. Or Where the spreadsheet is not used take the: Reciprocal of statutory de-capitalisation rate (i.e. 5% reciprocal = 20) multiply by rateable value of the buildings (before any overall end allowances are made and after making a notional deduction for the land value) and add to the ERC of P&M. Use resultant figure to calculate contract size adjustment. (Guidance Notes - Section 6) | - | Note 1- Large diaMetre steam boiler Note: Twiddly Bits (List of Accessories) if Class 1 or Class 2 boiler. Usually used for raising steam | 1 | TRUE
367 | 202A35 | 3709 | 202A35 | Boilers | High pressure - water tube | Class 1 Table 1 - including List of Accessories | Evp lb/hr x 1000 600 | Psig = 1500 | Steam Boilers usually fired by gas or oil, which are capable of operation at high pressures. Natural gas, Waste gas, Gas oil, refuse or coal products may be utilised as fuel. The boilers usually have super heaters (to allow high pressure and temperatures to be reached) and economisers (to pre heat the feed water). Fired by oil or gas (see new coal dust burning boilers being installed) to usually heat the water in tubes in a drum. Steam boilers are usually high pressure. Steam taken under pressure to drive machines direct, and when pressure is let down to heat buildings or to be used in the process. Cost excludes flues, precipitators, foundations, fuel handling and civil engineering. Often capacity of boiler given expressed as 1lb/hour of steam raised i.e. that which a boiler can evaporate at full load output. Large boilers are designated in tonnes/hour e.g. 600 000 lb/hour 2 tonnes per hour The temperature at which the boiler operates should be noted e.g. 3500C and the pressure at which the steam is generated (e.g. 1500 psig). A small boiler will evaporate 2,000 lb/hour. A large industrial boiler 100,000 lb/hour If a boiler is rated in Btu/hr (it is usually for hot water) it can be converted in lb/hours taking: 1000 Btu/hr = 1lb/hour 3412 Btu/hr = 1KW/hour. Often maximum ratings lb/hour are stated on the machine but this is NOT the normal working rating but the maximum allowing for safety margins. Calculate values on the working rate only but have a note of the maximum rate especially if it is substantially greater that the present operating rate. lb/sq inch This is the working pressure of the boiler and under 250lb/sq in is regarded as low pressure and over 300lb/sq in as high pressure. Low Pressure -Heating and process steam. High Pressure-Driving (power) and process steam 1 Bar = 14.5 psig (at atmosphere) psig. General: Hot water boiler-Rated in btu/hour Steam boilers-Rated in evaporated lbs/hour. | Considered Not Applicable at time of Publication | (BEAMS Note 1) The ERC for this item should be added to the total of the ERC of the other P&M items on the site and the Buildings ERC (where applicable) to enable the correct contract size adjustment to be made. ERC of P&M Items + ERC of Building Component’s = Total ERC (net figure rateable items only) to which contract size adjustment should be applied The 2023 Generic Contractors Test Spreadsheet has this facility built into the programme - it is recommended you undertake all contractors test valuations using this spreadsheet. (Details on the application of contract size adjustments can be found in the RCG 2023 Guidance notes). Where RV is calculated using the comparative method (rental method) the contract size adjustment should be made as follows: Select - SCAT code box ""P and M as an addition” within the 2023 Generic Contractors Test Spreadsheet facility. Or Where the spreadsheet is not used take the: Reciprocal of statutory de-capitalisation rate (i.e. 5% reciprocal = 20) multiply by rateable value of the buildings (before any overall end allowances are made and after making a notional deduction for the land value) and add to the ERC of P&M. Use resultant figure to calculate contract size adjustment. (Guidance Notes - Section 6) | - | Dimensions and working pressure/temperatures | "Mainly" This does not mean the % must be more than 50% i.e.: Power (Class 1) 45% Heating (Class 2) 35% Process (Class 4) 20% Mainly Class 1 All the boiler is Rateable Or Power (Class 1) 20% Heating (Class 2) 55% Process (Class 4) 25% Class 2 (in part) All the boiler is Rateable Or Power (Class 1) 30% Heating (Class 2) 30% Process (Class 4) 40% Class 4 Not Rateable Class 1 or 2 (If any part is in Class 2 the whole is rateable under this class) But may be rateable under Class 4 "Mainly" Do not add together the % for Class 1 and Class 2 in order to be greater than Class 4 If the boiler is not mainly Class 1 or in any part Class 2 THE WHOLE BOILER IS RATEABLE If the boiler is not mainly Class 1 or rateable under Class 2 Look at Class 4 Class 4 Table 4 Boilers Class 4 (b) Applies to accessories Class 4 (c) Applies to whole boiler (a) Only the structural elements are rateable therefore no "Twiddly Bits" values, pipes, gauges etc. (b) 400m3 - readily capable of being moved from one site and re-erected in its original state on another without the substantial demolition of any surrounding structure. Boilers will be rateable where Steam is used for Power (Class 1 Table 1) Services i.e. Heat (Class 2 Table 2) or it is a Named Structure (when used for the Process)(Class 4 Table 4) | (i) Process Boiler unless rateable under Class 4 Table 4 (ii )Dual-purpose boiler not used ¬mainly or exclusively¬ for either Class 1 Table 1 or Class 2 Table purposes unless rateable under Class 4 Table 4. (iii)Accessories to Class 4 boilers. | It is assumed that the item forms part of an "average size industrial, commercial or office complex". Where it would be normal to find more than one item in such a hereditament the ERC stated has been adjusted to reflect any number / quantity, discount. These figures are NOT one off figures. | Generator, Compressor, Foundations, Pits, Tanks, supports, Settings, Economisers, Super heaters. | NB: add 15-20% for economiser and super heaters | - | Note 1- Large diaMetre steam boiler Note: Twiddly Bits (List of Accessories) if Class 1 or Class 2 boiler. Usually used for raising steam | 20180 |  | Each | one | NA | NA | NA | 10183717.0139 | Option 3 | 13714567.8034 | 34.67% | 10112961.8983 | 9009104.5468 | -11.53% | -34.31% | 9009104.5468 | -11.53% | Indexed | NA | VOA_GPN_GOV_UK\7246041 | 2019-08-30 | Low | Amber | Medium | Risk taken from previous CG | - | - | NA | SPONS M | NA | (BEAMS Note 1) The ERC for this item should be added to the total of the ERC of the other P&M items on the site and the Buildings ERC (where applicable) to enable the correct contract size adjustment to be made. ERC of P&M Items + ERC of Building Component’s = Total ERC (net figure rateable items only) to which contract size adjustment should be applied The 2021 Generic Contractors Test Spreadsheet has this facility built into the programme - it is recommended you undertake all contractors test valuations using this spreadsheet. (Details on the application of contract size adjustments can be found in the RCG 2021 Guidance notes). Where RV is calculated using the comparative method (rental method) the contract size adjustment should be made as follows: Select - SCAT code box "P and M as an addition” within the 2021 Generic Contractors Test Spreadsheet facility. Or Where the spreadsheet is not used take the: Reciprocal of statutory de-capitalisation rate (i.e. 5% reciprocal = 20) multiply by rateable value of the buildings (before any overall end allowances are made and after making a notional deduction for the land value) and add to the ERC of P&M. Use resultant figure to calculate contract size adjustment. (Guidance Notes - Section 6) | - | Note 1- Large diaMetre steam boiler Note: Twiddly Bits (List of Accessories) if Class 1 or Class 2 boiler. Usually used for raising steam | 1 | TRUE
368 | 202A36 | 3717 | 202A36 | Boilers | High pressure - water tube | Class 1 Table 1 - including List of Accessories | Evp lb/hr x 1000 600 | Psig = 1500 | Steam Boilers usually fired by gas or oil, which are capable of operation at high pressures. Natural gas, Waste gas, Gas oil, refuse or coal products may be utilised as fuel. The boilers usually have super heaters (to allow high pressure and temperatures to be reached) and economisers (to pre heat the feed water). Fired by oil or gas (see new coal dust burning boilers being installed) to usually heat the water in tubes in a drum. Steam boilers are usually high pressure. Steam taken under pressure to drive machines direct, and when pressure is let down to heat buildings or to be used in the process. Cost excludes flues, precipitators, foundations, fuel handling and civil engineering. Often capacity of boiler given expressed as 1lb/hour of steam raised i.e. that which a boiler can evaporate at full load output. Large boilers are designated in tonnes/hour e.g. 600 000 lb/hour 2 tonnes per hour The temperature at which the boiler operates should be noted e.g. 3500C and the pressure at which the steam is generated (e.g. 1500 psig). A small boiler will evaporate 2,000 lb/hour. A large industrial boiler 100,000 lb/hour If a boiler is rated in Btu/hr (it is usually for hot water) it can be converted in lb/hours taking: 1000 Btu/hr = 1lb/hour 3412 Btu/hr = 1KW/hour. Often maximum ratings lb/hour are stated on the machine but this is NOT the normal working rating but the maximum allowing for safety margins. Calculate values on the working rate only but have a note of the maximum rate especially if it is substantially greater that the present operating rate. lb/sq inch This is the working pressure of the boiler and under 250lb/sq in is regarded as low pressure and over 300lb/sq in as high pressure. Low Pressure -Heating and process steam. High Pressure-Driving (power) and process steam 1 Bar = 14.5 psig (at atmosphere) psig. General: Hot water boiler-Rated in btu/hour Steam boilers-Rated in evaporated lbs/hour. | Considered Not Applicable at time of Publication | (BEAMS Note 1) The ERC for this item should be added to the total of the ERC of the other P&M items on the site and the Buildings ERC (where applicable) to enable the correct contract size adjustment to be made. ERC of P&M Items + ERC of Building Component’s = Total ERC (net figure rateable items only) to which contract size adjustment should be applied The 2023 Generic Contractors Test Spreadsheet has this facility built into the programme - it is recommended you undertake all contractors test valuations using this spreadsheet. (Details on the application of contract size adjustments can be found in the RCG 2023 Guidance notes). Where RV is calculated using the comparative method (rental method) the contract size adjustment should be made as follows: Select - SCAT code box ""P and M as an addition” within the 2023 Generic Contractors Test Spreadsheet facility. Or Where the spreadsheet is not used take the: Reciprocal of statutory de-capitalisation rate (i.e. 5% reciprocal = 20) multiply by rateable value of the buildings (before any overall end allowances are made and after making a notional deduction for the land value) and add to the ERC of P&M. Use resultant figure to calculate contract size adjustment. (Guidance Notes - Section 6) | - | Dimensions and working pressure/temperatures | "Mainly" This does not mean the % must be more than 50% i.e.: Power (Class 1) 45% Heating (Class 2) 35% Process (Class 4) 20% Mainly Class 1 All the boiler is Rateable Or Power (Class 1) 20% Heating (Class 2) 55% Process (Class 4) 25% Class 2 (in part) All the boiler is Rateable Or Power (Class 1) 30% Heating (Class 2) 30% Process (Class 4) 40% Class 4 Not Rateable Class 1 or 2 (If any part is in Class 2 the whole is rateable under this class) But may be rateable under Class 4 "Mainly" Do not add together the % for Class 1 and Class 2 in order to be greater than Class 4 If the boiler is not mainly Class 1 or in any part Class 2 THE WHOLE BOILER IS RATEABLE If the boiler is not mainly Class 1 or rateable under Class 2 Look at Class 4 Class 4 Table 4 Boilers Class 4 (b) Applies to accessories Class 4 (c) Applies to whole boiler (a) Only the structural elements are rateable therefore no "Twiddly Bits" values, pipes, gauges etc. (b) 400m3 - readily capable of being moved from one site and re-erected in its original state on another without the substantial demolition of any surrounding structure. Boilers will be rateable where Steam is used for Power (Class 1 Table 1) Services i.e. Heat (Class 2 Table 2) or it is a Named Structure (when used for the Process)(Class 4 Table 4) | (i) Process Boiler unless rateable under Class 4 Table 4 (ii )Dual-purpose boiler not used ¬mainly or exclusively¬ for either Class 1 Table 1 or Class 2 Table purposes unless rateable under Class 4 Table 4. (iii)Accessories to Class 4 boilers. | It is assumed that the item forms part of an "average size industrial, commercial or office complex". Where it would be normal to find more than one item in such a hereditament the ERC stated has been adjusted to reflect any number / quantity, discount. These figures are NOT one off figures. | Generator, Compressor, Foundations, Pits, Tanks, supports, Settings, Economisers, Super heaters. | NB: add 15-20% for economiser and super heaters | - | Note 1- Large diaMetre steam boiler Note: Twiddly Bits (List of Accessories) if Class 1 or Class 2 boiler. Usually used for raising steam | 20180 |  | Each | one | NA | NA | NA | 10677838.1944 | Option 3 | 14380008.3714 | 34.67% | 10603649.9904 | 9446232.6964 | -11.53% | -34.31% | 9446232.6964 | -11.53% | Indexed | NA | VOA_GPN_GOV_UK\7246041 | 2019-08-30 | Low | Amber | Medium | Risk taken from previous CG | - | - | NA | SPONS M | NA | (BEAMS Note 1) The ERC for this item should be added to the total of the ERC of the other P&M items on the site and the Buildings ERC (where applicable) to enable the correct contract size adjustment to be made. ERC of P&M Items + ERC of Building Component’s = Total ERC (net figure rateable items only) to which contract size adjustment should be applied The 2021 Generic Contractors Test Spreadsheet has this facility built into the programme - it is recommended you undertake all contractors test valuations using this spreadsheet. (Details on the application of contract size adjustments can be found in the RCG 2021 Guidance notes). Where RV is calculated using the comparative method (rental method) the contract size adjustment should be made as follows: Select - SCAT code box "P and M as an addition” within the 2021 Generic Contractors Test Spreadsheet facility. Or Where the spreadsheet is not used take the: Reciprocal of statutory de-capitalisation rate (i.e. 5% reciprocal = 20) multiply by rateable value of the buildings (before any overall end allowances are made and after making a notional deduction for the land value) and add to the ERC of P&M. Use resultant figure to calculate contract size adjustment. (Guidance Notes - Section 6) | - | Note 1- Large diaMetre steam boiler Note: Twiddly Bits (List of Accessories) if Class 1 or Class 2 boiler. Usually used for raising steam | 1 | TRUE
369 | 202A43 | 3720 | 202A43 | Boilers | High pressure - water tube | Class 4 Table 4 element only | Evp 100,000 lb/hr | 600 Psig | Steam Boilers usually fired by gas or oil, which are capable of operation at high pressures. Natural gas, Waste gas, Gas oil, refuse or coal products may be utilised as fuel. The boilers usually have super heaters (to allow high pressure and temperatures to be reached) and economisers (to pre heat the feed water). Fired by oil or gas (see new coal dust burning boilers being installed) to usually heat the water in tubes in a drum. Steam boilers are usually high pressure. Steam taken under pressure to drive machines direct, and when pressure is let down to heat buildings or to be used in the process. Cost excludes flues, precipitators, foundations, fuel handling and civil engineering. Often capacity of boiler given expressed as 1lb/hour of steam raised i.e. that which a boiler can evaporate at full load output. Large boilers are designated in tonnes/hour e.g. 600 000 lb/hour 2 tonnes per hour. The temperature at which the boiler operates should be noted e.g. 3500C and the pressure at which the steam is generated (e.g. 1500 psig). A small boiler will evaporate 2,000 lb/hour. A large industrial boiler 100,000 lb/hour If a boiler is rated in Btu/hr (it is usually for hot water) it can be converted in lb/hours taking: 1000 Btu/hr = 1lb/hour 3412 Btu/hr = 1KW/hour. | Considered Not Applicable at time of Publication | (BEAMS Note 1) The ERC for this item should be added to the total of the ERC of the other P&M items on the site and the Buildings ERC (where applicable) to enable the correct contract size adjustment to be made. ERC of P&M Items + ERC of Building Component’s = Total ERC (net figure rateable items only) to which contract size adjustment should be applied The 2023 Generic Contractors Test Spreadsheet has this facility built into the programme - it is recommended you undertake all contractors test valuations using this spreadsheet. (Details on the application of contract size adjustments can be found in the RCG 2023 Guidance notes). Where RV is calculated using the comparative method (rental method) the contract size adjustment should be made as follows: Select - SCAT code box ""P and M as an addition” within the 2023 Generic Contractors Test Spreadsheet facility. Or Where the spreadsheet is not used take the: Reciprocal of statutory de-capitalisation rate (i.e. 5% reciprocal = 20) multiply by rateable value of the buildings (before any overall end allowances are made and after making a notional deduction for the land value) and add to the ERC of P&M. Use resultant figure to calculate contract size adjustment. (Guidance Notes - Section 6) | Look at Class 4 Class 4 Table 4 Boilers Class 4 (b) Applies to accessories Class 4(c) Applies to whole boiler (a) Only the structural elements are rateable therefore no valves, pipes, gauges etc. (b) 400m3 - readily capable of being moved from one site and re-erected in its original state on another without the substantial demolition of any surrounding structure. Boilers will be rateable where Steam is used for Power (Class 1 Table 1) Services i.e. Heat (Class 2 Table 2) or it is a Named Structure (when used for the Process)(Class 4 Table 4) | - | Boiler (Class 4 Table 4) structural part of Boiler only (Deduct 25% for accessories from Class 1 Table 1 scale) (adjusted in Class 4 scale)) | Process Boiler unless rateable under Class 4 Table 4 Table 1 or Class 2 Table purposes unless rateable under Class 4 Table 4. Accessories to Class 4 boilers. | It is assumed that the item forms part of an "average size industrial, commercial or office complex". Where it would be normal to find more than one item in such a hereditament the ERC stated has been adjusted to reflect any number / quantity, discount. These figures are NOT one off figures. | Generator, Compressor, Foundations, Pits, Tanks, supports, Settings, Economisers, Super heaters. | Costs stated are for the Rateable Class 4 Table 4 element only | All Photos- Boilers rated under Class 4 ,Table 4 only | - | 20181 |  | Each | one | NA | NA | NA | 2561475.9931 | Option 3 | 3449578.9833 | 34.67% | 2543679.1975 | 2266029.6809 | -11.53% | -34.31% | 2266029.6809 | -11.53% | Indexed | NA | VOA_GPN_GOV_UK\7246041 | 2019-08-30 | Low | Amber | Medium | Risk taken from previous CG | - | - | NA | SPONS M | NA | (BEAMS Note 1) The ERC for this item should be added to the total of the ERC of the other P&M items on the site and the Buildings ERC (where applicable) to enable the correct contract size adjustment to be made. ERC of P&M Items + ERC of Building Component’s = Total ERC (net figure rateable items only) to which contract size adjustment should be applied The 2021 Generic Contractors Test Spreadsheet has this facility built into the programme - it is recommended you undertake all contractors test valuations using this spreadsheet. (Details on the application of contract size adjustments can be found in the RCG 2021 Guidance notes). Where RV is calculated using the comparative method (rental method) the contract size adjustment should be made as follows: Select - SCAT code box "P and M as an addition” within the 2021 Generic Contractors Test Spreadsheet facility. Or Where the spreadsheet is not used take the: Reciprocal of statutory de-capitalisation rate (i.e. 5% reciprocal = 20) multiply by rateable value of the buildings (before any overall end allowances are made and after making a notional deduction for the land value) and add to the ERC of P&M. Use resultant figure to calculate contract size adjustment. (Guidance Notes - Section 6) | All Photos- Boilers rated under Class 4 ,Table 4 only | - | 1 | TRUE
370 | 202A44 | 3722 | 202A44 | Boilers | High pressure - water tube | Class 4 Table 4 element only | Evp 100,000 lb/hr | 900 Psig | Steam Boilers usually fired by gas or oil, which are capable of operation at high pressures. Natural gas, Waste gas, Gas oil, refuse or coal products may be utilised as fuel. The boilers usually have super heaters (to allow high pressure and temperatures to be reached) and economisers (to pre heat the feed water). Fired by oil or gas (see new coal dust burning boilers being installed) to usually heat the water in tubes in a drum. Steam boilers are usually high pressure. Steam taken under pressure to drive machines direct, and when pressure is let down to heat buildings or to be used in the process. Cost excludes flues, precipitators, foundations, fuel handling and civil engineering. Often capacity of boiler given expressed as 1lb/hour of steam raised i.e. that which a boiler can evaporate at full load output. Large boilers are designated in tonnes/hour e.g. 600 000 lb/hour 2 tonnes per hour. The temperature at which the boiler operates should be noted e.g. 3500C and the pressure at which the steam is generated (e.g. 1500 psig). A small boiler will evaporate 2,000 lb/hour. A large industrial boiler 100,000 lb/hour If a boiler is rated in Btu/hr (it is usually for hot water) it can be converted in lb/hours taking: 1000 Btu/hr = 1lb/hour 3412 Btu/hr = 1KW/hour. | Considered Not Applicable at time of Publication | (BEAMS Note 1) The ERC for this item should be added to the total of the ERC of the other P&M items on the site and the Buildings ERC (where applicable) to enable the correct contract size adjustment to be made. ERC of P&M Items + ERC of Building Component’s = Total ERC (net figure rateable items only) to which contract size adjustment should be applied The 2023 Generic Contractors Test Spreadsheet has this facility built into the programme - it is recommended you undertake all contractors test valuations using this spreadsheet. (Details on the application of contract size adjustments can be found in the RCG 2023 Guidance notes). Where RV is calculated using the comparative method (rental method) the contract size adjustment should be made as follows: Select - SCAT code box ""P and M as an addition” within the 2023 Generic Contractors Test Spreadsheet facility. Or Where the spreadsheet is not used take the: Reciprocal of statutory de-capitalisation rate (i.e. 5% reciprocal = 20) multiply by rateable value of the buildings (before any overall end allowances are made and after making a notional deduction for the land value) and add to the ERC of P&M. Use resultant figure to calculate contract size adjustment. (Guidance Notes - Section 6) | Look at Class 4 Class 4 Table 4 Boilers Class 4 (b) Applies to accessories Class 4(c) Applies to whole boiler (a) Only the structural elements are rateable therefore no valves, pipes, gauges etc. (b) 400m3 - readily capable of being moved from one site and re-erected in its original state on another without the substantial demolition of any surrounding structure. Boilers will be rateable where Steam is used for Power (Class 1 Table 1) Services i.e. Heat (Class 2 Table 2) or it is a Named Structure (when used for the Process)(Class 4 Table 4) | - | Boiler (Class 4 Table 4) structural part of Boiler only (Deduct 25% for accessories from Class 1 Table 1 scale) (adjusted in Class 4 scale)) | Process Boiler unless rateable under Class 4 Table 4 Table 1 or Class 2 Table purposes unless rateable under Class 4 Table 4. Accessories to Class 4 boilers. | It is assumed that the item forms part of an "average size industrial, commercial or office complex". Where it would be normal to find more than one item in such a hereditament the ERC stated has been adjusted to reflect any number / quantity, discount. These figures are NOT one off figures. | Generator, Compressor, Foundations, Pits, Tanks, supports, Settings, Economisers, Super heaters. | Costs stated are for the Rateable Class 4 Table 4 element only | All Photos- Boilers rated under Class 4 ,Table 4 only | - | 20181 |  | Each | one | NA | NA | NA | 3584336.9661 | Option 3 | 4827081.5347 | 34.67% | 3559433.4681 | 3170911.6048 | -11.53% | -34.31% | 3170911.6048 | -11.53% | Indexed | NA | VOA_GPN_GOV_UK\7246041 | 2019-08-30 | Low | Amber | Medium | Risk taken from previous CG | - | - | NA | SPONS M | NA | (BEAMS Note 1) The ERC for this item should be added to the total of the ERC of the other P&M items on the site and the Buildings ERC (where applicable) to enable the correct contract size adjustment to be made. ERC of P&M Items + ERC of Building Component’s = Total ERC (net figure rateable items only) to which contract size adjustment should be applied The 2021 Generic Contractors Test Spreadsheet has this facility built into the programme - it is recommended you undertake all contractors test valuations using this spreadsheet. (Details on the application of contract size adjustments can be found in the RCG 2021 Guidance notes). Where RV is calculated using the comparative method (rental method) the contract size adjustment should be made as follows: Select - SCAT code box "P and M as an addition” within the 2021 Generic Contractors Test Spreadsheet facility. Or Where the spreadsheet is not used take the: Reciprocal of statutory de-capitalisation rate (i.e. 5% reciprocal = 20) multiply by rateable value of the buildings (before any overall end allowances are made and after making a notional deduction for the land value) and add to the ERC of P&M. Use resultant figure to calculate contract size adjustment. (Guidance Notes - Section 6) | All Photos- Boilers rated under Class 4 ,Table 4 only | - | 1 | TRUE
371 | 202A46 | 3723 | 202A46 | Boilers | High pressure - water tube | Class 4 Table 4 element only | Evp 150,000 lb/hr | 600 Psig | Steam Boilers usually fired by gas or oil, which are capable of operation at high pressures. Natural gas, Waste gas, Gas oil, refuse or coal products may be utilised as fuel. The boilers usually have super heaters (to allow high pressure and temperatures to be reached) and economisers (to pre heat the feed water). Fired by oil or gas (see new coal dust burning boilers being installed) to usually heat the water in tubes in a drum. Steam boilers are usually high pressure. Steam taken under pressure to drive machines direct, and when pressure is let down to heat buildings or to be used in the process. Cost excludes flues, precipitators, foundations, fuel handling and civil engineering. Often capacity of boiler given expressed as 1lb/hour of steam raised i.e. that which a boiler can evaporate at full load output. Large boilers are designated in tonnes/hour e.g. 600 000 lb/hour 2 tonnes per hour. The temperature at which the boiler operates should be noted e.g. 3500C and the pressure at which the steam is generated (e.g. 1500 psig). A small boiler will evaporate 2,000 lb/hour. A large industrial boiler 100,000 lb/hour If a boiler is rated in Btu/hr (it is usually for hot water) it can be converted in lb/hours taking: 1000 Btu/hr = 1lb/hour 3412 Btu/hr = 1KW/hour. | Considered Not Applicable at time of Publication | (BEAMS Note 1) The ERC for this item should be added to the total of the ERC of the other P&M items on the site and the Buildings ERC (where applicable) to enable the correct contract size adjustment to be made. ERC of P&M Items + ERC of Building Component’s = Total ERC (net figure rateable items only) to which contract size adjustment should be applied The 2023 Generic Contractors Test Spreadsheet has this facility built into the programme - it is recommended you undertake all contractors test valuations using this spreadsheet. (Details on the application of contract size adjustments can be found in the RCG 2023 Guidance notes). Where RV is calculated using the comparative method (rental method) the contract size adjustment should be made as follows: Select - SCAT code box ""P and M as an addition” within the 2023 Generic Contractors Test Spreadsheet facility. Or Where the spreadsheet is not used take the: Reciprocal of statutory de-capitalisation rate (i.e. 5% reciprocal = 20) multiply by rateable value of the buildings (before any overall end allowances are made and after making a notional deduction for the land value) and add to the ERC of P&M. Use resultant figure to calculate contract size adjustment. (Guidance Notes - Section 6) | Look at Class 4 Class 4 Table 4 Boilers Class 4 (b) Applies to accessories Class 4(c) Applies to whole boiler (a) Only the structural elements are rateable therefore no valves, pipes, gauges etc. (b) 400m3 - readily capable of being moved from one site and re-erected in its original state on another without the substantial demolition of any surrounding structure. Boilers will be rateable where Steam is used for Power (Class 1 Table 1) Services i.e. Heat (Class 2 Table 2) or it is a Named Structure (when used for the Process)(Class 4 Table 4) | - | Boiler (Class 4 Table 4) structural part of Boiler only (Deduct 25% for accessories from Class 1 Table 1 scale) (adjusted in Class 4 scale)) | Process Boiler unless rateable under Class 4 Table 4 Table 1 or Class 2 Table purposes unless rateable under Class 4 Table 4. Accessories to Class 4 boilers. | It is assumed that the item forms part of an "average size industrial, commercial or office complex". Where it would be normal to find more than one item in such a hereditament the ERC stated has been adjusted to reflect any number / quantity, discount. These figures are NOT one off figures. | Generator, Compressor, Foundations, Pits, Tanks, supports, Settings, Economisers, Super heaters. | Costs stated are for the Rateable Class 4 Table 4 element only | All Photos- Boilers rated under Class 4 ,Table 4 only | - | 20181 |  | Each | one | NA | NA | NA | 3359523.8807 | Option 3 | 4524322.3065 | 34.67% | 3336182.3542 | 2972028.9584 | -11.53% | -34.31% | 2972028.9584 | -11.53% | Indexed | NA | VOA_GPN_GOV_UK\7246041 | 2019-08-30 | Low | Amber | Medium | Risk taken from previous CG | - | - | NA | SPONS M | NA | (BEAMS Note 1) The ERC for this item should be added to the total of the ERC of the other P&M items on the site and the Buildings ERC (where applicable) to enable the correct contract size adjustment to be made. ERC of P&M Items + ERC of Building Component’s = Total ERC (net figure rateable items only) to which contract size adjustment should be applied The 2021 Generic Contractors Test Spreadsheet has this facility built into the programme - it is recommended you undertake all contractors test valuations using this spreadsheet. (Details on the application of contract size adjustments can be found in the RCG 2021 Guidance notes). Where RV is calculated using the comparative method (rental method) the contract size adjustment should be made as follows: Select - SCAT code box "P and M as an addition” within the 2021 Generic Contractors Test Spreadsheet facility. Or Where the spreadsheet is not used take the: Reciprocal of statutory de-capitalisation rate (i.e. 5% reciprocal = 20) multiply by rateable value of the buildings (before any overall end allowances are made and after making a notional deduction for the land value) and add to the ERC of P&M. Use resultant figure to calculate contract size adjustment. (Guidance Notes - Section 6) | All Photos- Boilers rated under Class 4 ,Table 4 only | - | 1 | TRUE
372 | 202A47 | 3724 | 202A47 | Boilers | High pressure - water tube | Class 4 Table 4 element only | Evp 150,000 lb/hr | 900 Psig | Steam Boilers usually fired by gas or oil, which are capable of operation at high pressures. Natural gas, Waste gas, Gas oil, refuse or coal products may be utilised as fuel. The boilers usually have super heaters (to allow high pressure and temperatures to be reached) and economisers (to pre heat the feed water). Fired by oil or gas (see new coal dust burning boilers being installed) to usually heat the water in tubes in a drum. Steam boilers are usually high pressure. Steam taken under pressure to drive machines direct, and when pressure is let down to heat buildings or to be used in the process. Cost excludes flues, precipitators, foundations, fuel handling and civil engineering. Often capacity of boiler given expressed as 1lb/hour of steam raised i.e. that which a boiler can evaporate at full load output. Large boilers are designated in tonnes/hour e.g. 600 000 lb/hour 2 tonnes per hour. The temperature at which the boiler operates should be noted e.g. 3500C and the pressure at which the steam is generated (e.g. 1500 psig). A small boiler will evaporate 2,000 lb/hour. A large industrial boiler 100,000 lb/hour If a boiler is rated in Btu/hr (it is usually for hot water) it can be converted in lb/hours taking: 1000 Btu/hr = 1lb/hour 3412 Btu/hr = 1KW/hour. | Considered Not Applicable at time of Publication | (BEAMS Note 1) The ERC for this item should be added to the total of the ERC of the other P&M items on the site and the Buildings ERC (where applicable) to enable the correct contract size adjustment to be made. ERC of P&M Items + ERC of Building Component’s = Total ERC (net figure rateable items only) to which contract size adjustment should be applied The 2023 Generic Contractors Test Spreadsheet has this facility built into the programme - it is recommended you undertake all contractors test valuations using this spreadsheet. (Details on the application of contract size adjustments can be found in the RCG 2023 Guidance notes). Where RV is calculated using the comparative method (rental method) the contract size adjustment should be made as follows: Select - SCAT code box ""P and M as an addition” within the 2023 Generic Contractors Test Spreadsheet facility. Or Where the spreadsheet is not used take the: Reciprocal of statutory de-capitalisation rate (i.e. 5% reciprocal = 20) multiply by rateable value of the buildings (before any overall end allowances are made and after making a notional deduction for the land value) and add to the ERC of P&M. Use resultant figure to calculate contract size adjustment. (Guidance Notes - Section 6) | Look at Class 4 Class 4 Table 4 Boilers Class 4 (b) Applies to accessories Class 4(c) Applies to whole boiler (a) Only the structural elements are rateable therefore no valves, pipes, gauges etc. (b) 400m3 - readily capable of being moved from one site and re-erected in its original state on another without the substantial demolition of any surrounding structure. Boilers will be rateable where Steam is used for Power (Class 1 Table 1) Services i.e. Heat (Class 2 Table 2) or it is a Named Structure (when used for the Process)(Class 4 Table 4) | - | Boiler (Class 4 Table 4) structural part of Boiler only (Deduct 25% for accessories from Class 1 Table 1 scale) (adjusted in Class 4 scale)) | Process Boiler unless rateable under Class 4 Table 4 Table 1 or Class 2 Table purposes unless rateable under Class 4 Table 4. Accessories to Class 4 boilers. | It is assumed that the item forms part of an "average size industrial, commercial or office complex". Where it would be normal to find more than one item in such a hereditament the ERC stated has been adjusted to reflect any number / quantity, discount. These figures are NOT one off figures. | Generator, Compressor, Foundations, Pits, Tanks, supports, Settings, Economisers, Super heaters. | Costs stated are for the Rateable Class 4 Table 4 element only | All Photos- Boilers rated under Class 4 ,Table 4 only | - | 20181 |  | Each | one | NA | NA | NA | 3585132.3807 | Option 3 | 4828152.7317 | 34.67% | 3560223.3563 | 3171615.2745 | -11.53% | -34.31% | 3171615.2745 | -11.53% | Indexed | NA | VOA_GPN_GOV_UK\7246041 | 2019-08-30 | Low | Amber | Medium | Risk taken from previous CG | - | - | NA | SPONS M | NA | (BEAMS Note 1) The ERC for this item should be added to the total of the ERC of the other P&M items on the site and the Buildings ERC (where applicable) to enable the correct contract size adjustment to be made. ERC of P&M Items + ERC of Building Component’s = Total ERC (net figure rateable items only) to which contract size adjustment should be applied The 2021 Generic Contractors Test Spreadsheet has this facility built into the programme - it is recommended you undertake all contractors test valuations using this spreadsheet. (Details on the application of contract size adjustments can be found in the RCG 2021 Guidance notes). Where RV is calculated using the comparative method (rental method) the contract size adjustment should be made as follows: Select - SCAT code box "P and M as an addition” within the 2021 Generic Contractors Test Spreadsheet facility. Or Where the spreadsheet is not used take the: Reciprocal of statutory de-capitalisation rate (i.e. 5% reciprocal = 20) multiply by rateable value of the buildings (before any overall end allowances are made and after making a notional deduction for the land value) and add to the ERC of P&M. Use resultant figure to calculate contract size adjustment. (Guidance Notes - Section 6) | All Photos- Boilers rated under Class 4 ,Table 4 only | - | 1 | TRUE
373 | 202A49 | 3725 | 202A49 | Boilers | High pressure - water tube | Class 4 Table 4 element only | Evp 200,000 lb/hr | 600 Psig | Steam Boilers usually fired by gas or oil, which are capable of operation at high pressures. Natural gas, Waste gas, Gas oil, refuse or coal products may be utilised as fuel. The boilers usually have super heaters (to allow high pressure and temperatures to be reached) and economisers (to pre heat the feed water). Fired by oil or gas (see new coal dust burning boilers being installed) to usually heat the water in tubes in a drum. Steam boilers are usually high pressure. Steam taken under pressure to drive machines direct, and when pressure is let down to heat buildings or to be used in the process. Cost excludes flues, precipitators, foundations, fuel handling and civil engineering. Often capacity of boiler given expressed as 1lb/hour of steam raised i.e. that which a boiler can evaporate at full load output. Large boilers are designated in tonnes/hour e.g. 600 000 lb/hour 2 tonnes per hour. The temperature at which the boiler operates should be noted e.g. 3500C and the pressure at which the steam is generated (e.g. 1500 psig). A small boiler will evaporate 2,000 lb/hour. A large industrial boiler 100,000 lb/hour If a boiler is rated in Btu/hr (it is usually for hot water) it can be converted in lb/hours taking: 1000 Btu/hr = 1lb/hour 3412 Btu/hr = 1KW/hour. | Considered Not Applicable at time of Publication | (BEAMS Note 1) The ERC for this item should be added to the total of the ERC of the other P&M items on the site and the Buildings ERC (where applicable) to enable the correct contract size adjustment to be made. ERC of P&M Items + ERC of Building Component’s = Total ERC (net figure rateable items only) to which contract size adjustment should be applied The 2023 Generic Contractors Test Spreadsheet has this facility built into the programme - it is recommended you undertake all contractors test valuations using this spreadsheet. (Details on the application of contract size adjustments can be found in the RCG 2023 Guidance notes). Where RV is calculated using the comparative method (rental method) the contract size adjustment should be made as follows: Select - SCAT code box ""P and M as an addition” within the 2023 Generic Contractors Test Spreadsheet facility. Or Where the spreadsheet is not used take the: Reciprocal of statutory de-capitalisation rate (i.e. 5% reciprocal = 20) multiply by rateable value of the buildings (before any overall end allowances are made and after making a notional deduction for the land value) and add to the ERC of P&M. Use resultant figure to calculate contract size adjustment. (Guidance Notes - Section 6) | Look at Class 4 Class 4 Table 4 Boilers Class 4 (b) Applies to accessories Class 4(c) Applies to whole boiler (a) Only the structural elements are rateable therefore no valves, pipes, gauges etc. (b) 400m3 - readily capable of being moved from one site and re-erected in its original state on another without the substantial demolition of any surrounding structure. Boilers will be rateable where Steam is used for Power (Class 1 Table 1) Services i.e. Heat (Class 2 Table 2) or it is a Named Structure (when used for the Process)(Class 4 Table 4) | - | Boiler (Class 4 Table 4) structural part of Boiler only (Deduct 25% for accessories from Class 1 Table 1 scale) (adjusted in Class 4 scale)) | Process Boiler unless rateable under Class 4 Table 4 Table 1 or Class 2 Table purposes unless rateable under Class 4 Table 4. Accessories to Class 4 boilers. | It is assumed that the item forms part of an "average size industrial, commercial or office complex". Where it would be normal to find more than one item in such a hereditament the ERC stated has been adjusted to reflect any number / quantity, discount. These figures are NOT one off figures. | Generator, Compressor, Foundations, Pits, Tanks, supports, Settings, Economisers, Super heaters. | Costs stated are for the Rateable Class 4 Table 4 element only | All Photos- Boilers rated under Class 4 ,Table 4 only | - | 20181 |  | Each | one | NA | NA | NA | 3758135.0526 | Option 3 | 5061138.0818 | 34.67% | 3732024.0285 | 3324663.4352 | -11.53% | -34.31% | 3324663.4352 | -11.53% | Indexed | NA | VOA_GPN_GOV_UK\7246041 | 2019-08-30 | Low | Amber | Medium | Risk taken from previous CG | - | - | NA | SPONS M | NA | (BEAMS Note 1) The ERC for this item should be added to the total of the ERC of the other P&M items on the site and the Buildings ERC (where applicable) to enable the correct contract size adjustment to be made. ERC of P&M Items + ERC of Building Component’s = Total ERC (net figure rateable items only) to which contract size adjustment should be applied The 2021 Generic Contractors Test Spreadsheet has this facility built into the programme - it is recommended you undertake all contractors test valuations using this spreadsheet. (Details on the application of contract size adjustments can be found in the RCG 2021 Guidance notes). Where RV is calculated using the comparative method (rental method) the contract size adjustment should be made as follows: Select - SCAT code box "P and M as an addition” within the 2021 Generic Contractors Test Spreadsheet facility. Or Where the spreadsheet is not used take the: Reciprocal of statutory de-capitalisation rate (i.e. 5% reciprocal = 20) multiply by rateable value of the buildings (before any overall end allowances are made and after making a notional deduction for the land value) and add to the ERC of P&M. Use resultant figure to calculate contract size adjustment. (Guidance Notes - Section 6) | All Photos- Boilers rated under Class 4 ,Table 4 only | - | 1 | TRUE
374 | 202A50 | 3726 | 202A50 | Boilers | High pressure - water tube | Class 4 Table 4 element only | Evp 200,000 lb/hr | 900 Psig | Steam Boilers usually fired by gas or oil, which are capable of operation at high pressures. Natural gas, Waste gas, Gas oil, refuse or coal products may be utilised as fuel. The boilers usually have super heaters (to allow high pressure and temperatures to be reached) and economisers (to pre heat the feed water). Fired by oil or gas (see new coal dust burning boilers being installed) to usually heat the water in tubes in a drum. Steam boilers are usually high pressure. Steam taken under pressure to drive machines direct, and when pressure is let down to heat buildings or to be used in the process. Cost excludes flues, precipitators, foundations, fuel handling and civil engineering. Often capacity of boiler given expressed as 1lb/hour of steam raised i.e. that which a boiler can evaporate at full load output. Large boilers are designated in tonnes/hour e.g. 600 000 lb/hour 2 tonnes per hour. The temperature at which the boiler operates should be noted e.g. 3500C and the pressure at which the steam is generated (e.g. 1500 psig). A small boiler will evaporate 2,000 lb/hour. A large industrial boiler 100,000 lb/hour If a boiler is rated in Btu/hr (it is usually for hot water) it can be converted in lb/hours taking: 1000 Btu/hr = 1lb/hour 3412 Btu/hr = 1KW/hour. | Considered Not Applicable at time of Publication | (BEAMS Note 1) The ERC for this item should be added to the total of the ERC of the other P&M items on the site and the Buildings ERC (where applicable) to enable the correct contract size adjustment to be made. ERC of P&M Items + ERC of Building Component’s = Total ERC (net figure rateable items only) to which contract size adjustment should be applied The 2023 Generic Contractors Test Spreadsheet has this facility built into the programme - it is recommended you undertake all contractors test valuations using this spreadsheet. (Details on the application of contract size adjustments can be found in the RCG 2023 Guidance notes). Where RV is calculated using the comparative method (rental method) the contract size adjustment should be made as follows: Select - SCAT code box ""P and M as an addition” within the 2023 Generic Contractors Test Spreadsheet facility. Or Where the spreadsheet is not used take the: Reciprocal of statutory de-capitalisation rate (i.e. 5% reciprocal = 20) multiply by rateable value of the buildings (before any overall end allowances are made and after making a notional deduction for the land value) and add to the ERC of P&M. Use resultant figure to calculate contract size adjustment. (Guidance Notes - Section 6) | Look at Class 4 Class 4 Table 4 Boilers Class 4 (b) Applies to accessories Class 4(c) Applies to whole boiler (a) Only the structural elements are rateable therefore no valves, pipes, gauges etc. (b) 400m3 - readily capable of being moved from one site and re-erected in its original state on another without the substantial demolition of any surrounding structure. Boilers will be rateable where Steam is used for Power (Class 1 Table 1) Services i.e. Heat (Class 2 Table 2) or it is a Named Structure (when used for the Process)(Class 4 Table 4) | - | Boiler (Class 4 Table 4) structural part of Boiler only (Deduct 25% for accessories from Class 1 Table 1 scale) (adjusted in Class 4 scale)) | Process Boiler unless rateable under Class 4 Table 4 Table 1 or Class 2 Table purposes unless rateable under Class 4 Table 4. Accessories to Class 4 boilers. | It is assumed that the item forms part of an "average size industrial, commercial or office complex". Where it would be normal to find more than one item in such a hereditament the ERC stated has been adjusted to reflect any number / quantity, discount. These figures are NOT one off figures. | Generator, Compressor, Foundations, Pits, Tanks, supports, Settings, Economisers, Super heaters. | Costs stated are for the Rateable Class 4 Table 4 element only | All Photos- Boilers rated under Class 4 ,Table 4 only | - | 20181 |  | Each | one | NA | NA | NA | 3956012.5078 | Option 3 | 5327622.6839 | 34.67% | 3928526.6574 | 3499717.2666 | -11.53% | -34.31% | 3499717.2666 | -11.53% | Indexed | NA | VOA_GPN_GOV_UK\7246041 | 2019-08-30 | Low | Amber | Medium | Risk taken from previous CG | - | - | NA | SPONS M | NA | (BEAMS Note 1) The ERC for this item should be added to the total of the ERC of the other P&M items on the site and the Buildings ERC (where applicable) to enable the correct contract size adjustment to be made. ERC of P&M Items + ERC of Building Component’s = Total ERC (net figure rateable items only) to which contract size adjustment should be applied The 2021 Generic Contractors Test Spreadsheet has this facility built into the programme - it is recommended you undertake all contractors test valuations using this spreadsheet. (Details on the application of contract size adjustments can be found in the RCG 2021 Guidance notes). Where RV is calculated using the comparative method (rental method) the contract size adjustment should be made as follows: Select - SCAT code box "P and M as an addition” within the 2021 Generic Contractors Test Spreadsheet facility. Or Where the spreadsheet is not used take the: Reciprocal of statutory de-capitalisation rate (i.e. 5% reciprocal = 20) multiply by rateable value of the buildings (before any overall end allowances are made and after making a notional deduction for the land value) and add to the ERC of P&M. Use resultant figure to calculate contract size adjustment. (Guidance Notes - Section 6) | All Photos- Boilers rated under Class 4 ,Table 4 only | - | 1 | TRUE
375 | 202A52 | 3727 | 202A52 | Boilers | High pressure - water tube | Class 4 Table 4 element only | Evp 250,000 lb/hr | 600 Psig | Steam Boilers usually fired by gas or oil, which are capable of operation at high pressures. Natural gas, Waste gas, Gas oil, refuse or coal products may be utilised as fuel. The boilers usually have super heaters (to allow high pressure and temperatures to be reached) and economisers (to pre heat the feed water). Fired by oil or gas (see new coal dust burning boilers being installed) to usually heat the water in tubes in a drum. Steam boilers are usually high pressure. Steam taken under pressure to drive machines direct, and when pressure is let down to heat buildings or to be used in the process. Cost excludes flues, precipitators, foundations, fuel handling and civil engineering. Often capacity of boiler given expressed as 1lb/hour of steam raised i.e. that which a boiler can evaporate at full load output. Large boilers are designated in tonnes/hour e.g. 600 000 lb/hour 2 tonnes per hour. The temperature at which the boiler operates should be noted e.g. 3500C and the pressure at which the steam is generated (e.g. 1500 psig). A small boiler will evaporate 2,000 lb/hour. A large industrial boiler 100,000 lb/hour If a boiler is rated in Btu/hr (it is usually for hot water) it can be converted in lb/hours taking: 1000 Btu/hr = 1lb/hour 3412 Btu/hr = 1KW/hour. | Considered Not Applicable at time of Publication | (BEAMS Note 1) The ERC for this item should be added to the total of the ERC of the other P&M items on the site and the Buildings ERC (where applicable) to enable the correct contract size adjustment to be made. ERC of P&M Items + ERC of Building Component’s = Total ERC (net figure rateable items only) to which contract size adjustment should be applied The 2023 Generic Contractors Test Spreadsheet has this facility built into the programme - it is recommended you undertake all contractors test valuations using this spreadsheet. (Details on the application of contract size adjustments can be found in the RCG 2023 Guidance notes). Where RV is calculated using the comparative method (rental method) the contract size adjustment should be made as follows: Select - SCAT code box ""P and M as an addition” within the 2023 Generic Contractors Test Spreadsheet facility. Or Where the spreadsheet is not used take the: Reciprocal of statutory de-capitalisation rate (i.e. 5% reciprocal = 20) multiply by rateable value of the buildings (before any overall end allowances are made and after making a notional deduction for the land value) and add to the ERC of P&M. Use resultant figure to calculate contract size adjustment. (Guidance Notes - Section 6) | Look at Class 4 Class 4 Table 4 Boilers Class 4 (b) Applies to accessories Class 4(c) Applies to whole boiler (a) Only the structural elements are rateable therefore no valves, pipes, gauges etc. (b) 400m3 - readily capable of being moved from one site and re-erected in its original state on another without the substantial demolition of any surrounding structure. Boilers will be rateable where Steam is used for Power (Class 1 Table 1) Services i.e. Heat (Class 2 Table 2) or it is a Named Structure (when used for the Process)(Class 4 Table 4) | - | Boiler (Class 4 Table 4) structural part of Boiler only (Deduct 25% for accessories from Class 1 Table 1 scale) (adjusted in Class 4 scale)) | Process Boiler unless rateable under Class 4 Table 4 Table 1 or Class 2 Table purposes unless rateable under Class 4 Table 4. Accessories to Class 4 boilers. | It is assumed that the item forms part of an "average size industrial, commercial or office complex". Where it would be normal to find more than one item in such a hereditament the ERC stated has been adjusted to reflect any number / quantity, discount. These figures are NOT one off figures. | Generator, Compressor, Foundations, Pits, Tanks, supports, Settings, Economisers, Super heaters. | Costs stated are for the Rateable Class 4 Table 4 element only | All Photos- Boilers rated under Class 4 ,Table 4 only | - | 20181 |  | Each | one | NA | NA | NA | 3786010.7182 | Option 3 | 5098678.668 | 34.67% | 3759706.0177 | 3349323.8598 | -11.53% | -34.31% | 3349323.8598 | -11.53% | Indexed | NA | VOA_GPN_GOV_UK\7246041 | 2019-08-30 | Low | Amber | Medium | Risk taken from previous CG | - | - | NA | SPONS M | NA | (BEAMS Note 1) The ERC for this item should be added to the total of the ERC of the other P&M items on the site and the Buildings ERC (where applicable) to enable the correct contract size adjustment to be made. ERC of P&M Items + ERC of Building Component’s = Total ERC (net figure rateable items only) to which contract size adjustment should be applied The 2021 Generic Contractors Test Spreadsheet has this facility built into the programme - it is recommended you undertake all contractors test valuations using this spreadsheet. (Details on the application of contract size adjustments can be found in the RCG 2021 Guidance notes). Where RV is calculated using the comparative method (rental method) the contract size adjustment should be made as follows: Select - SCAT code box "P and M as an addition” within the 2021 Generic Contractors Test Spreadsheet facility. Or Where the spreadsheet is not used take the: Reciprocal of statutory de-capitalisation rate (i.e. 5% reciprocal = 20) multiply by rateable value of the buildings (before any overall end allowances are made and after making a notional deduction for the land value) and add to the ERC of P&M. Use resultant figure to calculate contract size adjustment. (Guidance Notes - Section 6) | All Photos- Boilers rated under Class 4 ,Table 4 only | - | 1 | TRUE
376 | 202A53 | 3728 | 202A53 | Boilers | High pressure - water tube | Class 4 Table 4 element only | Evp 250,000 lb/hr | 900 Psig | Steam Boilers usually fired by gas or oil, which are capable of operation at high pressures. Natural gas, Waste gas, Gas oil, refuse or coal products may be utilised as fuel. The boilers usually have super heaters (to allow high pressure and temperatures to be reached) and economisers (to pre heat the feed water). Fired by oil or gas (see new coal dust burning boilers being installed) to usually heat the water in tubes in a drum. Steam boilers are usually high pressure. Steam taken under pressure to drive machines direct, and when pressure is let down to heat buildings or to be used in the process. Cost excludes flues, precipitators, foundations, fuel handling and civil engineering. Often capacity of boiler given expressed as 1lb/hour of steam raised i.e. that which a boiler can evaporate at full load output. Large boilers are designated in tonnes/hour e.g. 600 000 lb/hour 2 tonnes per hour. The temperature at which the boiler operates should be noted e.g. 3500C and the pressure at which the steam is generated (e.g. 1500 psig). A small boiler will evaporate 2,000 lb/hour. A large industrial boiler 100,000 lb/hour If a boiler is rated in Btu/hr (it is usually for hot water) it can be converted in lb/hours taking: 1000 Btu/hr = 1lb/hour 3412 Btu/hr = 1KW/hour. | Considered Not Applicable at time of Publication | (BEAMS Note 1) The ERC for this item should be added to the total of the ERC of the other P&M items on the site and the Buildings ERC (where applicable) to enable the correct contract size adjustment to be made. ERC of P&M Items + ERC of Building Component’s = Total ERC (net figure rateable items only) to which contract size adjustment should be applied The 2023 Generic Contractors Test Spreadsheet has this facility built into the programme - it is recommended you undertake all contractors test valuations using this spreadsheet. (Details on the application of contract size adjustments can be found in the RCG 2023 Guidance notes). Where RV is calculated using the comparative method (rental method) the contract size adjustment should be made as follows: Select - SCAT code box ""P and M as an addition” within the 2023 Generic Contractors Test Spreadsheet facility. Or Where the spreadsheet is not used take the: Reciprocal of statutory de-capitalisation rate (i.e. 5% reciprocal = 20) multiply by rateable value of the buildings (before any overall end allowances are made and after making a notional deduction for the land value) and add to the ERC of P&M. Use resultant figure to calculate contract size adjustment. (Guidance Notes - Section 6) | Look at Class 4 Class 4 Table 4 Boilers Class 4 (b) Applies to accessories Class 4(c) Applies to whole boiler (a) Only the structural elements are rateable therefore no valves, pipes, gauges etc. (b) 400m3 - readily capable of being moved from one site and re-erected in its original state on another without the substantial demolition of any surrounding structure. Boilers will be rateable where Steam is used for Power (Class 1 Table 1) Services i.e. Heat (Class 2 Table 2) or it is a Named Structure (when used for the Process)(Class 4 Table 4) | - | Boiler (Class 4 Table 4) structural part of Boiler only (Deduct 25% for accessories from Class 1 Table 1 scale) (adjusted in Class 4 scale)) | Process Boiler unless rateable under Class 4 Table 4 Table 1 or Class 2 Table purposes unless rateable under Class 4 Table 4. Accessories to Class 4 boilers. | It is assumed that the item forms part of an "average size industrial, commercial or office complex". Where it would be normal to find more than one item in such a hereditament the ERC stated has been adjusted to reflect any number / quantity, discount. These figures are NOT one off figures. | Generator, Compressor, Foundations, Pits, Tanks, supports, Settings, Economisers, Super heaters. | Costs stated are for the Rateable Class 4 Table 4 element only | All Photos- Boilers rated under Class 4 ,Table 4 only | - | 20181 |  | Each | one | NA | NA | NA | 3909643.4531 | Option 3 | 5265176.7672 | 34.67% | 3882479.7688 | 3458696.5213 | -11.53% | -34.31% | 3458696.5213 | -11.53% | Indexed | NA | VOA_GPN_GOV_UK\7246041 | 2019-08-30 | Low | Amber | Medium | Risk taken from previous CG | - | - | NA | SPONS M | NA | (BEAMS Note 1) The ERC for this item should be added to the total of the ERC of the other P&M items on the site and the Buildings ERC (where applicable) to enable the correct contract size adjustment to be made. ERC of P&M Items + ERC of Building Component’s = Total ERC (net figure rateable items only) to which contract size adjustment should be applied The 2021 Generic Contractors Test Spreadsheet has this facility built into the programme - it is recommended you undertake all contractors test valuations using this spreadsheet. (Details on the application of contract size adjustments can be found in the RCG 2021 Guidance notes). Where RV is calculated using the comparative method (rental method) the contract size adjustment should be made as follows: Select - SCAT code box "P and M as an addition” within the 2021 Generic Contractors Test Spreadsheet facility. Or Where the spreadsheet is not used take the: Reciprocal of statutory de-capitalisation rate (i.e. 5% reciprocal = 20) multiply by rateable value of the buildings (before any overall end allowances are made and after making a notional deduction for the land value) and add to the ERC of P&M. Use resultant figure to calculate contract size adjustment. (Guidance Notes - Section 6) | All Photos- Boilers rated under Class 4 ,Table 4 only | - | 1 | TRUE
377 | 202A54 | 3729 | 202A54 | Boilers | High pressure - water tube | Class 4 Table 4 element only | Evp 250,000 lb/hr | 1200 Psig | Steam Boilers usually fired by gas or oil, which are capable of operation at high pressures. Natural gas, Waste gas, Gas oil, refuse or coal products may be utilised as fuel. The boilers usually have super heaters (to allow high pressure and temperatures to be reached) and economisers (to pre heat the feed water). Fired by oil or gas (see new coal dust burning boilers being installed) to usually heat the water in tubes in a drum. Steam boilers are usually high pressure. Steam taken under pressure to drive machines direct, and when pressure is let down to heat buildings or to be used in the process. Cost excludes flues, precipitators, foundations, fuel handling and civil engineering. Often capacity of boiler given expressed as 1lb/hour of steam raised i.e. that which a boiler can evaporate at full load output. Large boilers are designated in tonnes/hour e.g. 600 000 lb/hour 2 tonnes per hour. The temperature at which the boiler operates should be noted e.g. 3500C and the pressure at which the steam is generated (e.g. 1500 psig). A small boiler will evaporate 2,000 lb/hour. A large industrial boiler 100,000 lb/hour If a boiler is rated in Btu/hr (it is usually for hot water) it can be converted in lb/hours taking: 1000 Btu/hr = 1lb/hour 3412 Btu/hr = 1KW/hour. | Considered Not Applicable at time of Publication | (BEAMS Note 1) The ERC for this item should be added to the total of the ERC of the other P&M items on the site and the Buildings ERC (where applicable) to enable the correct contract size adjustment to be made. ERC of P&M Items + ERC of Building Component’s = Total ERC (net figure rateable items only) to which contract size adjustment should be applied The 2023 Generic Contractors Test Spreadsheet has this facility built into the programme - it is recommended you undertake all contractors test valuations using this spreadsheet. (Details on the application of contract size adjustments can be found in the RCG 2023 Guidance notes). Where RV is calculated using the comparative method (rental method) the contract size adjustment should be made as follows: Select - SCAT code box ""P and M as an addition” within the 2023 Generic Contractors Test Spreadsheet facility. Or Where the spreadsheet is not used take the: Reciprocal of statutory de-capitalisation rate (i.e. 5% reciprocal = 20) multiply by rateable value of the buildings (before any overall end allowances are made and after making a notional deduction for the land value) and add to the ERC of P&M. Use resultant figure to calculate contract size adjustment. (Guidance Notes - Section 6) | Look at Class 4 Class 4 Table 4 Boilers Class 4 (b) Applies to accessories Class 4(c) Applies to whole boiler (a) Only the structural elements are rateable therefore no valves, pipes, gauges etc. (b) 400m3 - readily capable of being moved from one site and re-erected in its original state on another without the substantial demolition of any surrounding structure. Boilers will be rateable where Steam is used for Power (Class 1 Table 1) Services i.e. Heat (Class 2 Table 2) or it is a Named Structure (when used for the Process)(Class 4 Table 4) | - | Boiler (Class 4 Table 4) structural part of Boiler only (Deduct 25% for accessories from Class 1 Table 1 scale) (adjusted in Class 4 scale)) | Process Boiler unless rateable under Class 4 Table 4 Table 1 or Class 2 Table purposes unless rateable under Class 4 Table 4. Accessories to Class 4 boilers. | It is assumed that the item forms part of an "average size industrial, commercial or office complex". Where it would be normal to find more than one item in such a hereditament the ERC stated has been adjusted to reflect any number / quantity, discount. These figures are NOT one off figures. | Generator, Compressor, Foundations, Pits, Tanks, supports, Settings, Economisers, Super heaters. | Costs stated are for the Rateable Class 4 Table 4 element only | All Photos- Boilers rated under Class 4 ,Table 4 only | - | 20181 |  | Each | one | NA | NA | NA | 6512981.1516 | Option 3 | 8771131.5508 | 34.67% | 6467729.822 | 5761759.4859 | -11.53% | -34.31% | 5761759.4859 | -11.53% | Indexed | NA | VOA_GPN_GOV_UK\7246041 | 2019-08-30 | Low | Amber | Medium | Risk taken from previous CG | - | - | NA | SPONS M | NA | (BEAMS Note 1) The ERC for this item should be added to the total of the ERC of the other P&M items on the site and the Buildings ERC (where applicable) to enable the correct contract size adjustment to be made. ERC of P&M Items + ERC of Building Component’s = Total ERC (net figure rateable items only) to which contract size adjustment should be applied The 2021 Generic Contractors Test Spreadsheet has this facility built into the programme - it is recommended you undertake all contractors test valuations using this spreadsheet. (Details on the application of contract size adjustments can be found in the RCG 2021 Guidance notes). Where RV is calculated using the comparative method (rental method) the contract size adjustment should be made as follows: Select - SCAT code box "P and M as an addition” within the 2021 Generic Contractors Test Spreadsheet facility. Or Where the spreadsheet is not used take the: Reciprocal of statutory de-capitalisation rate (i.e. 5% reciprocal = 20) multiply by rateable value of the buildings (before any overall end allowances are made and after making a notional deduction for the land value) and add to the ERC of P&M. Use resultant figure to calculate contract size adjustment. (Guidance Notes - Section 6) | All Photos- Boilers rated under Class 4 ,Table 4 only | - | 1 | TRUE
378 | 202A55 | 3730 | 202A55 | Boilers | High pressure - water tube | Class 4 Table 4 element only | Evp 300,000 lb/hr | 900 Psig | Steam Boilers usually fired by gas or oil, which are capable of operation at high pressures. Natural gas, Waste gas, Gas oil, refuse or coal products may be utilised as fuel. The boilers usually have super heaters (to allow high pressure and temperatures to be reached) and economisers (to pre heat the feed water). Fired by oil or gas (see new coal dust burning boilers being installed) to usually heat the water in tubes in a drum. Steam boilers are usually high pressure. Steam taken under pressure to drive machines direct, and when pressure is let down to heat buildings or to be used in the process. Cost excludes flues, precipitators, foundations, fuel handling and civil engineering. Often capacity of boiler given expressed as 1lb/hour of steam raised i.e. that which a boiler can evaporate at full load output. Large boilers are designated in tonnes/hour e.g. 600 000 lb/hour 2 tonnes per hour. The temperature at which the boiler operates should be noted e.g. 3500C and the pressure at which the steam is generated (e.g. 1500 psig). A small boiler will evaporate 2,000 lb/hour. A large industrial boiler 100,000 lb/hour If a boiler is rated in Btu/hr (it is usually for hot water) it can be converted in lb/hours taking: 1000 Btu/hr = 1lb/hour 3412 Btu/hr = 1KW/hour. | Considered Not Applicable at time of Publication | (BEAMS Note 1) The ERC for this item should be added to the total of the ERC of the other P&M items on the site and the Buildings ERC (where applicable) to enable the correct contract size adjustment to be made. ERC of P&M Items + ERC of Building Component’s = Total ERC (net figure rateable items only) to which contract size adjustment should be applied The 2023 Generic Contractors Test Spreadsheet has this facility built into the programme - it is recommended you undertake all contractors test valuations using this spreadsheet. (Details on the application of contract size adjustments can be found in the RCG 2023 Guidance notes). Where RV is calculated using the comparative method (rental method) the contract size adjustment should be made as follows: Select - SCAT code box ""P and M as an addition” within the 2023 Generic Contractors Test Spreadsheet facility. Or Where the spreadsheet is not used take the: Reciprocal of statutory de-capitalisation rate (i.e. 5% reciprocal = 20) multiply by rateable value of the buildings (before any overall end allowances are made and after making a notional deduction for the land value) and add to the ERC of P&M. Use resultant figure to calculate contract size adjustment. (Guidance Notes - Section 6) | Look at Class 4 Class 4 Table 4 Boilers Class 4 (b) Applies to accessories Class 4(c) Applies to whole boiler (a) Only the structural elements are rateable therefore no valves, pipes, gauges etc. (b) 400m3 - readily capable of being moved from one site and re-erected in its original state on another without the substantial demolition of any surrounding structure. Boilers will be rateable where Steam is used for Power (Class 1 Table 1) Services i.e. Heat (Class 2 Table 2) or it is a Named Structure (when used for the Process)(Class 4 Table 4) | - | Boiler (Class 4 Table 4) structural part of Boiler only (Deduct 25% for accessories from Class 1 Table 1 scale) (adjusted in Class 4 scale)) | Process Boiler unless rateable under Class 4 Table 4 Table 1 or Class 2 Table purposes unless rateable under Class 4 Table 4. Accessories to Class 4 boilers. | It is assumed that the item forms part of an "average size industrial, commercial or office complex". Where it would be normal to find more than one item in such a hereditament the ERC stated has been adjusted to reflect any number / quantity, discount. These figures are NOT one off figures. | Generator, Compressor, Foundations, Pits, Tanks, supports, Settings, Economisers, Super heaters. | Costs stated are for the Rateable Class 4 Table 4 element only | All Photos- Boilers rated under Class 4 ,Table 4 only | - | 20181 |  | Each | one | NA | NA | NA | 4555556.25 | Option 3 | 6135037.4316 | 34.67% | 4523904.8492 | 4030108.3062 | -11.53% | -34.31% | 4030108.3062 | -11.53% | Indexed | NA | VOA_GPN_GOV_UK\7246041 | 2019-08-30 | Low | Amber | Medium | Risk taken from previous CG | - | - | NA | SPONS M | NA | (BEAMS Note 1) The ERC for this item should be added to the total of the ERC of the other P&M items on the site and the Buildings ERC (where applicable) to enable the correct contract size adjustment to be made. ERC of P&M Items + ERC of Building Component’s = Total ERC (net figure rateable items only) to which contract size adjustment should be applied The 2021 Generic Contractors Test Spreadsheet has this facility built into the programme - it is recommended you undertake all contractors test valuations using this spreadsheet. (Details on the application of contract size adjustments can be found in the RCG 2021 Guidance notes). Where RV is calculated using the comparative method (rental method) the contract size adjustment should be made as follows: Select - SCAT code box "P and M as an addition” within the 2021 Generic Contractors Test Spreadsheet facility. Or Where the spreadsheet is not used take the: Reciprocal of statutory de-capitalisation rate (i.e. 5% reciprocal = 20) multiply by rateable value of the buildings (before any overall end allowances are made and after making a notional deduction for the land value) and add to the ERC of P&M. Use resultant figure to calculate contract size adjustment. (Guidance Notes - Section 6) | All Photos- Boilers rated under Class 4 ,Table 4 only | - | 1 | TRUE
379 | 202A56 | 3731 | 202A56 | Boilers | High pressure - water tube | Class 4 Table 4 element only | Evp 300,000 lb/hr | 1200 Psig | Steam Boilers usually fired by gas or oil, which are capable of operation at high pressures. Natural gas, Waste gas, Gas oil, refuse or coal products may be utilised as fuel. The boilers usually have super heaters (to allow high pressure and temperatures to be reached) and economisers (to pre heat the feed water). Fired by oil or gas (see new coal dust burning boilers being installed) to usually heat the water in tubes in a drum. Steam boilers are usually high pressure. Steam taken under pressure to drive machines direct, and when pressure is let down to heat buildings or to be used in the process. Cost excludes flues, precipitators, foundations, fuel handling and civil engineering. Often capacity of boiler given expressed as 1lb/hour of steam raised i.e. that which a boiler can evaporate at full load output. Large boilers are designated in tonnes/hour e.g. 600 000 lb/hour 2 tonnes per hour. The temperature at which the boiler operates should be noted e.g. 3500C and the pressure at which the steam is generated (e.g. 1500 psig). A small boiler will evaporate 2,000 lb/hour. A large industrial boiler 100,000 lb/hour If a boiler is rated in Btu/hr (it is usually for hot water) it can be converted in lb/hours taking: 1000 Btu/hr = 1lb/hour 3412 Btu/hr = 1KW/hour. | Considered Not Applicable at time of Publication | (BEAMS Note 1) The ERC for this item should be added to the total of the ERC of the other P&M items on the site and the Buildings ERC (where applicable) to enable the correct contract size adjustment to be made. ERC of P&M Items + ERC of Building Component’s = Total ERC (net figure rateable items only) to which contract size adjustment should be applied The 2023 Generic Contractors Test Spreadsheet has this facility built into the programme - it is recommended you undertake all contractors test valuations using this spreadsheet. (Details on the application of contract size adjustments can be found in the RCG 2023 Guidance notes). Where RV is calculated using the comparative method (rental method) the contract size adjustment should be made as follows: Select - SCAT code box ""P and M as an addition” within the 2023 Generic Contractors Test Spreadsheet facility. Or Where the spreadsheet is not used take the: Reciprocal of statutory de-capitalisation rate (i.e. 5% reciprocal = 20) multiply by rateable value of the buildings (before any overall end allowances are made and after making a notional deduction for the land value) and add to the ERC of P&M. Use resultant figure to calculate contract size adjustment. (Guidance Notes - Section 6) | Look at Class 4 Class 4 Table 4 Boilers Class 4 (b) Applies to accessories Class 4(c) Applies to whole boiler (a) Only the structural elements are rateable therefore no valves, pipes, gauges etc. (b) 400m3 - readily capable of being moved from one site and re-erected in its original state on another without the substantial demolition of any surrounding structure. Boilers will be rateable where Steam is used for Power (Class 1 Table 1) Services i.e. Heat (Class 2 Table 2) or it is a Named Structure (when used for the Process)(Class 4 Table 4) | - | Boiler (Class 4 Table 4) structural part of Boiler only (Deduct 25% for accessories from Class 1 Table 1 scale) (adjusted in Class 4 scale)) | Process Boiler unless rateable under Class 4 Table 4 Table 1 or Class 2 Table purposes unless rateable under Class 4 Table 4. Accessories to Class 4 boilers. | It is assumed that the item forms part of an "average size industrial, commercial or office complex". Where it would be normal to find more than one item in such a hereditament the ERC stated has been adjusted to reflect any number / quantity, discount. These figures are NOT one off figures. | Generator, Compressor, Foundations, Pits, Tanks, supports, Settings, Economisers, Super heaters. | Costs stated are for the Rateable Class 4 Table 4 element only | All Photos- Boilers rated under Class 4 ,Table 4 only | - | 20181 |  | Each | one | NA | NA | NA | 7423704.3357 | Option 3 | 9997616.4228 | 34.67% | 7372125.4222 | 6567437.8416 | -11.53% | -34.31% | 6567437.8416 | -11.53% | Indexed | NA | VOA_GPN_GOV_UK\7246041 | 2019-08-30 | Low | Amber | Medium | Risk taken from previous CG | - | - | NA | SPONS M | NA | (BEAMS Note 1) The ERC for this item should be added to the total of the ERC of the other P&M items on the site and the Buildings ERC (where applicable) to enable the correct contract size adjustment to be made. ERC of P&M Items + ERC of Building Component’s = Total ERC (net figure rateable items only) to which contract size adjustment should be applied The 2021 Generic Contractors Test Spreadsheet has this facility built into the programme - it is recommended you undertake all contractors test valuations using this spreadsheet. (Details on the application of contract size adjustments can be found in the RCG 2021 Guidance notes). Where RV is calculated using the comparative method (rental method) the contract size adjustment should be made as follows: Select - SCAT code box "P and M as an addition” within the 2021 Generic Contractors Test Spreadsheet facility. Or Where the spreadsheet is not used take the: Reciprocal of statutory de-capitalisation rate (i.e. 5% reciprocal = 20) multiply by rateable value of the buildings (before any overall end allowances are made and after making a notional deduction for the land value) and add to the ERC of P&M. Use resultant figure to calculate contract size adjustment. (Guidance Notes - Section 6) | All Photos- Boilers rated under Class 4 ,Table 4 only | - | 1 | TRUE
380 | 202A57 | 3735 | 202A57 | Boilers | High pressure - water tube | Class 4 Table 4 element only | Evp 300,000 lb/hr | 1500 Psig | Steam Boilers usually fired by gas or oil, which are capable of operation at high pressures. Natural gas, Waste gas, Gas oil, refuse or coal products may be utilised as fuel. The boilers usually have super heaters (to allow high pressure and temperatures to be reached) and economisers (to pre heat the feed water). Fired by oil or gas (see new coal dust burning boilers being installed) to usually heat the water in tubes in a drum. Steam boilers are usually high pressure. Steam taken under pressure to drive machines direct, and when pressure is let down to heat buildings or to be used in the process. Cost excludes flues, precipitators, foundations, fuel handling and civil engineering. Often capacity of boiler given expressed as 1lb/hour of steam raised i.e. that which a boiler can evaporate at full load output. Large boilers are designated in tonnes/hour e.g. 600 000 lb/hour 2 tonnes per hour. The temperature at which the boiler operates should be noted e.g. 3500C and the pressure at which the steam is generated (e.g. 1500 psig). A small boiler will evaporate 2,000 lb/hour. A large industrial boiler 100,000 lb/hour If a boiler is rated in Btu/hr (it is usually for hot water) it can be converted in lb/hours taking: 1000 Btu/hr = 1lb/hour 3412 Btu/hr = 1KW/hour. | Considered Not Applicable at time of Publication | (BEAMS Note 1) The ERC for this item should be added to the total of the ERC of the other P&M items on the site and the Buildings ERC (where applicable) to enable the correct contract size adjustment to be made. ERC of P&M Items + ERC of Building Component’s = Total ERC (net figure rateable items only) to which contract size adjustment should be applied The 2023 Generic Contractors Test Spreadsheet has this facility built into the programme - it is recommended you undertake all contractors test valuations using this spreadsheet. (Details on the application of contract size adjustments can be found in the RCG 2023 Guidance notes). Where RV is calculated using the comparative method (rental method) the contract size adjustment should be made as follows: Select - SCAT code box ""P and M as an addition” within the 2023 Generic Contractors Test Spreadsheet facility. Or Where the spreadsheet is not used take the: Reciprocal of statutory de-capitalisation rate (i.e. 5% reciprocal = 20) multiply by rateable value of the buildings (before any overall end allowances are made and after making a notional deduction for the land value) and add to the ERC of P&M. Use resultant figure to calculate contract size adjustment. (Guidance Notes - Section 6) | Look at Class 4 Class 4 Table 4 Boilers Class 4 (b) Applies to accessories Class 4(c) Applies to whole boiler (a) Only the structural elements are rateable therefore no valves, pipes, gauges etc. (b) 400m3 - readily capable of being moved from one site and re-erected in its original state on another without the substantial demolition of any surrounding structure. Boilers will be rateable where Steam is used for Power (Class 1 Table 1) Services i.e. Heat (Class 2 Table 2) or it is a Named Structure (when used for the Process)(Class 4 Table 4) | - | Boiler (Class 4 Table 4) structural part of Boiler only (Deduct 25% for accessories from Class 1 Table 1 scale) (adjusted in Class 4 scale)) | Process Boiler unless rateable under Class 4 Table 4 Table 1 or Class 2 Table purposes unless rateable under Class 4 Table 4. Accessories to Class 4 boilers. | It is assumed that the item forms part of an "average size industrial, commercial or office complex". Where it would be normal to find more than one item in such a hereditament the ERC stated has been adjusted to reflect any number / quantity, discount. These figures are NOT one off figures. | Generator, Compressor, Foundations, Pits, Tanks, supports, Settings, Economisers, Super heaters. | Costs stated are for the Rateable Class 4 Table 4 element only | All Photos- Boilers rated under Class 4 ,Table 4 only | - | 20181 |  | Each | one | NA | NA | NA | 7942919.6411 | Option 3 | 10696851.6335 | 34.67% | 7887733.2886 | 7026765.7042 | -11.53% | -34.31% | 7026765.7042 | -11.53% | Indexed | NA | VOA_GPN_GOV_UK\7246041 | 2019-08-30 | Low | Amber | Medium | Risk taken from previous CG | - | - | NA | SPONS M | NA | (BEAMS Note 1) The ERC for this item should be added to the total of the ERC of the other P&M items on the site and the Buildings ERC (where applicable) to enable the correct contract size adjustment to be made. ERC of P&M Items + ERC of Building Component’s = Total ERC (net figure rateable items only) to which contract size adjustment should be applied The 2021 Generic Contractors Test Spreadsheet has this facility built into the programme - it is recommended you undertake all contractors test valuations using this spreadsheet. (Details on the application of contract size adjustments can be found in the RCG 2021 Guidance notes). Where RV is calculated using the comparative method (rental method) the contract size adjustment should be made as follows: Select - SCAT code box "P and M as an addition” within the 2021 Generic Contractors Test Spreadsheet facility. Or Where the spreadsheet is not used take the: Reciprocal of statutory de-capitalisation rate (i.e. 5% reciprocal = 20) multiply by rateable value of the buildings (before any overall end allowances are made and after making a notional deduction for the land value) and add to the ERC of P&M. Use resultant figure to calculate contract size adjustment. (Guidance Notes - Section 6) | All Photos- Boilers rated under Class 4 ,Table 4 only | - | 1 | TRUE
381 | 202A58 | 3736 | 202A58 | Boilers | High pressure - water tube | Class 4 Table 4 element only | Evp 300,000 lb/hr | 1800 Psig | Steam Boilers usually fired by gas or oil, which are capable of operation at high pressures. Natural gas, Waste gas, Gas oil, refuse or coal products may be utilised as fuel. The boilers usually have super heaters (to allow high pressure and temperatures to be reached) and economisers (to pre heat the feed water). Fired by oil or gas (see new coal dust burning boilers being installed) to usually heat the water in tubes in a drum. Steam boilers are usually high pressure. Steam taken under pressure to drive machines direct, and when pressure is let down to heat buildings or to be used in the process. Cost excludes flues, precipitators, foundations, fuel handling and civil engineering. Often capacity of boiler given expressed as 1lb/hour of steam raised i.e. that which a boiler can evaporate at full load output. Large boilers are designated in tonnes/hour e.g. 600 000 lb/hour 2 tonnes per hour. The temperature at which the boiler operates should be noted e.g. 3500C and the pressure at which the steam is generated (e.g. 1500 psig). A small boiler will evaporate 2,000 lb/hour. A large industrial boiler 100,000 lb/hour If a boiler is rated in Btu/hr (it is usually for hot water) it can be converted in lb/hours taking: 1000 Btu/hr = 1lb/hour 3412 Btu/hr = 1KW/hour. | Considered Not Applicable at time of Publication | (BEAMS Note 1) The ERC for this item should be added to the total of the ERC of the other P&M items on the site and the Buildings ERC (where applicable) to enable the correct contract size adjustment to be made. ERC of P&M Items + ERC of Building Component’s = Total ERC (net figure rateable items only) to which contract size adjustment should be applied The 2023 Generic Contractors Test Spreadsheet has this facility built into the programme - it is recommended you undertake all contractors test valuations using this spreadsheet. (Details on the application of contract size adjustments can be found in the RCG 2023 Guidance notes). Where RV is calculated using the comparative method (rental method) the contract size adjustment should be made as follows: Select - SCAT code box ""P and M as an addition” within the 2023 Generic Contractors Test Spreadsheet facility. Or Where the spreadsheet is not used take the: Reciprocal of statutory de-capitalisation rate (i.e. 5% reciprocal = 20) multiply by rateable value of the buildings (before any overall end allowances are made and after making a notional deduction for the land value) and add to the ERC of P&M. Use resultant figure to calculate contract size adjustment. (Guidance Notes - Section 6) | Look at Class 4 Class 4 Table 4 Boilers Class 4 (b) Applies to accessories Class 4(c) Applies to whole boiler (a) Only the structural elements are rateable therefore no valves, pipes, gauges etc. (b) 400m3 - readily capable of being moved from one site and re-erected in its original state on another without the substantial demolition of any surrounding structure. Boilers will be rateable where Steam is used for Power (Class 1 Table 1) Services i.e. Heat (Class 2 Table 2) or it is a Named Structure (when used for the Process)(Class 4 Table 4) | - | Boiler (Class 4 Table 4) structural part of Boiler only (Deduct 25% for accessories from Class 1 Table 1 scale) (adjusted in Class 4 scale)) | Process Boiler unless rateable under Class 4 Table 4 Table 1 or Class 2 Table purposes unless rateable under Class 4 Table 4. Accessories to Class 4 boilers. | It is assumed that the item forms part of an "average size industrial, commercial or office complex". Where it would be normal to find more than one item in such a hereditament the ERC stated has been adjusted to reflect any number / quantity, discount. These figures are NOT one off figures. | Generator, Compressor, Foundations, Pits, Tanks, supports, Settings, Economisers, Super heaters. | Costs stated are for the Rateable Class 4 Table 4 element only | All Photos- Boilers rated under Class 4 ,Table 4 only | - | 20181 |  | Each | one | NA | NA | NA | 8468363.2839 | Option 3 | 11404474.6414 | 34.67% | 8409526.2185 | 7491603.5138 | -11.53% | -34.31% | 7491603.5138 | -11.53% | Indexed | NA | VOA_GPN_GOV_UK\7246041 | 2019-08-30 | Low | Amber | Medium | Risk taken from previous CG | - | - | NA | SPONS M | NA | (BEAMS Note 1) The ERC for this item should be added to the total of the ERC of the other P&M items on the site and the Buildings ERC (where applicable) to enable the correct contract size adjustment to be made. ERC of P&M Items + ERC of Building Component’s = Total ERC (net figure rateable items only) to which contract size adjustment should be applied The 2021 Generic Contractors Test Spreadsheet has this facility built into the programme - it is recommended you undertake all contractors test valuations using this spreadsheet. (Details on the application of contract size adjustments can be found in the RCG 2021 Guidance notes). Where RV is calculated using the comparative method (rental method) the contract size adjustment should be made as follows: Select - SCAT code box "P and M as an addition” within the 2021 Generic Contractors Test Spreadsheet facility. Or Where the spreadsheet is not used take the: Reciprocal of statutory de-capitalisation rate (i.e. 5% reciprocal = 20) multiply by rateable value of the buildings (before any overall end allowances are made and after making a notional deduction for the land value) and add to the ERC of P&M. Use resultant figure to calculate contract size adjustment. (Guidance Notes - Section 6) | All Photos- Boilers rated under Class 4 ,Table 4 only | - | 1 | TRUE
382 | 202A59 | 3737 | 202A59 | Boilers | High pressure - water tube | Class 4 Table 4 element only | Evp 350,000 lb/hr | 900 Psig | Steam Boilers usually fired by gas or oil, which are capable of operation at high pressures. Natural gas, Waste gas, Gas oil, refuse or coal products may be utilised as fuel. The boilers usually have super heaters (to allow high pressure and temperatures to be reached) and economisers (to pre heat the feed water). Fired by oil or gas (see new coal dust burning boilers being installed) to usually heat the water in tubes in a drum. Steam boilers are usually high pressure. Steam taken under pressure to drive machines direct, and when pressure is let down to heat buildings or to be used in the process. Cost excludes flues, precipitators, foundations, fuel handling and civil engineering. Often capacity of boiler given expressed as 1lb/hour of steam raised i.e. that which a boiler can evaporate at full load output. Large boilers are designated in tonnes/hour e.g. 600 000 lb/hour 2 tonnes per hour. The temperature at which the boiler operates should be noted e.g. 3500C and the pressure at which the steam is generated (e.g. 1500 psig). A small boiler will evaporate 2,000 lb/hour. A large industrial boiler 100,000 lb/hour If a boiler is rated in Btu/hr (it is usually for hot water) it can be converted in lb/hours taking: 1000 Btu/hr = 1lb/hour 3412 Btu/hr = 1KW/hour. | Considered Not Applicable at time of Publication | (BEAMS Note 1) The ERC for this item should be added to the total of the ERC of the other P&M items on the site and the Buildings ERC (where applicable) to enable the correct contract size adjustment to be made. ERC of P&M Items + ERC of Building Component’s = Total ERC (net figure rateable items only) to which contract size adjustment should be applied The 2023 Generic Contractors Test Spreadsheet has this facility built into the programme - it is recommended you undertake all contractors test valuations using this spreadsheet. (Details on the application of contract size adjustments can be found in the RCG 2023 Guidance notes). Where RV is calculated using the comparative method (rental method) the contract size adjustment should be made as follows: Select - SCAT code box ""P and M as an addition” within the 2023 Generic Contractors Test Spreadsheet facility. Or Where the spreadsheet is not used take the: Reciprocal of statutory de-capitalisation rate (i.e. 5% reciprocal = 20) multiply by rateable value of the buildings (before any overall end allowances are made and after making a notional deduction for the land value) and add to the ERC of P&M. Use resultant figure to calculate contract size adjustment. (Guidance Notes - Section 6) | Look at Class 4 Class 4 Table 4 Boilers Class 4 (b) Applies to accessories Class 4(c) Applies to whole boiler (a) Only the structural elements are rateable therefore no valves, pipes, gauges etc. (b) 400m3 - readily capable of being moved from one site and re-erected in its original state on another without the substantial demolition of any surrounding structure. Boilers will be rateable where Steam is used for Power (Class 1 Table 1) Services i.e. Heat (Class 2 Table 2) or it is a Named Structure (when used for the Process)(Class 4 Table 4) | - | Boiler (Class 4 Table 4) structural part of Boiler only (Deduct 25% for accessories from Class 1 Table 1 scale) (adjusted in Class 4 scale)) | Process Boiler unless rateable under Class 4 Table 4 Table 1 or Class 2 Table purposes unless rateable under Class 4 Table 4. Accessories to Class 4 boilers. | It is assumed that the item forms part of an "average size industrial, commercial or office complex". Where it would be normal to find more than one item in such a hereditament the ERC stated has been adjusted to reflect any number / quantity, discount. These figures are NOT one off figures. | Generator, Compressor, Foundations, Pits, Tanks, supports, Settings, Economisers, Super heaters. | Costs stated are for the Rateable Class 4 Table 4 element only | All Photos- Boilers rated under Class 4 ,Table 4 only | - | 20181 |  | Each | one | NA | NA | NA | 5170646.7318 | Option 3 | 6963389.2118 | 34.67% | 5134721.7638 | 4574252.89 | -11.53% | -34.31% | 4574252.89 | -11.53% | Indexed | NA | VOA_GPN_GOV_UK\7246041 | 2019-08-30 | Low | Amber | Medium | Risk taken from previous CG | - | - | NA | SPONS M | NA | (BEAMS Note 1) The ERC for this item should be added to the total of the ERC of the other P&M items on the site and the Buildings ERC (where applicable) to enable the correct contract size adjustment to be made. ERC of P&M Items + ERC of Building Component’s = Total ERC (net figure rateable items only) to which contract size adjustment should be applied The 2021 Generic Contractors Test Spreadsheet has this facility built into the programme - it is recommended you undertake all contractors test valuations using this spreadsheet. (Details on the application of contract size adjustments can be found in the RCG 2021 Guidance notes). Where RV is calculated using the comparative method (rental method) the contract size adjustment should be made as follows: Select - SCAT code box "P and M as an addition” within the 2021 Generic Contractors Test Spreadsheet facility. Or Where the spreadsheet is not used take the: Reciprocal of statutory de-capitalisation rate (i.e. 5% reciprocal = 20) multiply by rateable value of the buildings (before any overall end allowances are made and after making a notional deduction for the land value) and add to the ERC of P&M. Use resultant figure to calculate contract size adjustment. (Guidance Notes - Section 6) | All Photos- Boilers rated under Class 4 ,Table 4 only | - | 1 | TRUE
383 | 202A60 | 3738 | 202A60 | Boilers | High pressure - water tube | Class 4 Table 4 element only | Evp 350,000 lb/hr | 1200 Psig | Steam Boilers usually fired by gas or oil, which are capable of operation at high pressures. Natural gas, Waste gas, Gas oil, refuse or coal products may be utilised as fuel. The boilers usually have super heaters (to allow high pressure and temperatures to be reached) and economisers (to pre heat the feed water). Fired by oil or gas (see new coal dust burning boilers being installed) to usually heat the water in tubes in a drum. Steam boilers are usually high pressure. Steam taken under pressure to drive machines direct, and when pressure is let down to heat buildings or to be used in the process. Cost excludes flues, precipitators, foundations, fuel handling and civil engineering. Often capacity of boiler given expressed as 1lb/hour of steam raised i.e. that which a boiler can evaporate at full load output. Large boilers are designated in tonnes/hour e.g. 600 000 lb/hour 2 tonnes per hour. The temperature at which the boiler operates should be noted e.g. 3500C and the pressure at which the steam is generated (e.g. 1500 psig). A small boiler will evaporate 2,000 lb/hour. A large industrial boiler 100,000 lb/hour If a boiler is rated in Btu/hr (it is usually for hot water) it can be converted in lb/hours taking: 1000 Btu/hr = 1lb/hour 3412 Btu/hr = 1KW/hour. | Considered Not Applicable at time of Publication | (BEAMS Note 1) The ERC for this item should be added to the total of the ERC of the other P&M items on the site and the Buildings ERC (where applicable) to enable the correct contract size adjustment to be made. ERC of P&M Items + ERC of Building Component’s = Total ERC (net figure rateable items only) to which contract size adjustment should be applied The 2023 Generic Contractors Test Spreadsheet has this facility built into the programme - it is recommended you undertake all contractors test valuations using this spreadsheet. (Details on the application of contract size adjustments can be found in the RCG 2023 Guidance notes). Where RV is calculated using the comparative method (rental method) the contract size adjustment should be made as follows: Select - SCAT code box ""P and M as an addition” within the 2023 Generic Contractors Test Spreadsheet facility. Or Where the spreadsheet is not used take the: Reciprocal of statutory de-capitalisation rate (i.e. 5% reciprocal = 20) multiply by rateable value of the buildings (before any overall end allowances are made and after making a notional deduction for the land value) and add to the ERC of P&M. Use resultant figure to calculate contract size adjustment. (Guidance Notes - Section 6) | Look at Class 4 Class 4 Table 4 Boilers Class 4 (b) Applies to accessories Class 4(c) Applies to whole boiler (a) Only the structural elements are rateable therefore no valves, pipes, gauges etc. (b) 400m3 - readily capable of being moved from one site and re-erected in its original state on another without the substantial demolition of any surrounding structure. Boilers will be rateable where Steam is used for Power (Class 1 Table 1) Services i.e. Heat (Class 2 Table 2) or it is a Named Structure (when used for the Process)(Class 4 Table 4) | - | Boiler (Class 4 Table 4) structural part of Boiler only (Deduct 25% for accessories from Class 1 Table 1 scale) (adjusted in Class 4 scale)) | Process Boiler unless rateable under Class 4 Table 4 Table 1 or Class 2 Table purposes unless rateable under Class 4 Table 4. Accessories to Class 4 boilers. | It is assumed that the item forms part of an "average size industrial, commercial or office complex". Where it would be normal to find more than one item in such a hereditament the ERC stated has been adjusted to reflect any number / quantity, discount. These figures are NOT one off figures. | Generator, Compressor, Foundations, Pits, Tanks, supports, Settings, Economisers, Super heaters. | Costs stated are for the Rateable Class 4 Table 4 element only | All Photos- Boilers rated under Class 4 ,Table 4 only | - | 20181 |  | Each | one | NA | NA | NA | 8206671.8859 | Option 3 | 11052050.8245 | 34.67% | 8149653.0177 | 7260096.1811 | -11.53% | -34.31% | 7260096.1811 | -11.53% | Indexed | NA | VOA_GPN_GOV_UK\7246041 | 2019-08-30 | Low | Amber | Medium | Risk taken from previous CG | - | - | NA | SPONS M | NA | (BEAMS Note 1) The ERC for this item should be added to the total of the ERC of the other P&M items on the site and the Buildings ERC (where applicable) to enable the correct contract size adjustment to be made. ERC of P&M Items + ERC of Building Component’s = Total ERC (net figure rateable items only) to which contract size adjustment should be applied The 2021 Generic Contractors Test Spreadsheet has this facility built into the programme - it is recommended you undertake all contractors test valuations using this spreadsheet. (Details on the application of contract size adjustments can be found in the RCG 2021 Guidance notes). Where RV is calculated using the comparative method (rental method) the contract size adjustment should be made as follows: Select - SCAT code box "P and M as an addition” within the 2021 Generic Contractors Test Spreadsheet facility. Or Where the spreadsheet is not used take the: Reciprocal of statutory de-capitalisation rate (i.e. 5% reciprocal = 20) multiply by rateable value of the buildings (before any overall end allowances are made and after making a notional deduction for the land value) and add to the ERC of P&M. Use resultant figure to calculate contract size adjustment. (Guidance Notes - Section 6) | All Photos- Boilers rated under Class 4 ,Table 4 only | - | 1 | TRUE
384 | 202A61 | 3739 | 202A61 | Boilers | High pressure - water tube | Class 4 Table 4 element only | Evp 350,000 lb/hr | 1500 Psig | Steam Boilers usually fired by gas or oil, which are capable of operation at high pressures. Natural gas, Waste gas, Gas oil, refuse or coal products may be utilised as fuel. The boilers usually have super heaters (to allow high pressure and temperatures to be reached) and economisers (to pre heat the feed water). Fired by oil or gas (see new coal dust burning boilers being installed) to usually heat the water in tubes in a drum. Steam boilers are usually high pressure. Steam taken under pressure to drive machines direct, and when pressure is let down to heat buildings or to be used in the process. Cost excludes flues, precipitators, foundations, fuel handling and civil engineering. Often capacity of boiler given expressed as 1lb/hour of steam raised i.e. that which a boiler can evaporate at full load output. Large boilers are designated in tonnes/hour e.g. 600 000 lb/hour 2 tonnes per hour. The temperature at which the boiler operates should be noted e.g. 3500C and the pressure at which the steam is generated (e.g. 1500 psig). A small boiler will evaporate 2,000 lb/hour. A large industrial boiler 100,000 lb/hour If a boiler is rated in Btu/hr (it is usually for hot water) it can be converted in lb/hours taking: 1000 Btu/hr = 1lb/hour 3412 Btu/hr = 1KW/hour. | Considered Not Applicable at time of Publication | (BEAMS Note 1) The ERC for this item should be added to the total of the ERC of the other P&M items on the site and the Buildings ERC (where applicable) to enable the correct contract size adjustment to be made. ERC of P&M Items + ERC of Building Component’s = Total ERC (net figure rateable items only) to which contract size adjustment should be applied The 2023 Generic Contractors Test Spreadsheet has this facility built into the programme - it is recommended you undertake all contractors test valuations using this spreadsheet. (Details on the application of contract size adjustments can be found in the RCG 2023 Guidance notes). Where RV is calculated using the comparative method (rental method) the contract size adjustment should be made as follows: Select - SCAT code box ""P and M as an addition” within the 2023 Generic Contractors Test Spreadsheet facility. Or Where the spreadsheet is not used take the: Reciprocal of statutory de-capitalisation rate (i.e. 5% reciprocal = 20) multiply by rateable value of the buildings (before any overall end allowances are made and after making a notional deduction for the land value) and add to the ERC of P&M. Use resultant figure to calculate contract size adjustment. (Guidance Notes - Section 6) | Look at Class 4 Class 4 Table 4 Boilers Class 4 (b) Applies to accessories Class 4(c) Applies to whole boiler (a) Only the structural elements are rateable therefore no valves, pipes, gauges etc. (b) 400m3 - readily capable of being moved from one site and re-erected in its original state on another without the substantial demolition of any surrounding structure. Boilers will be rateable where Steam is used for Power (Class 1 Table 1) Services i.e. Heat (Class 2 Table 2) or it is a Named Structure (when used for the Process)(Class 4 Table 4) | - | Boiler (Class 4 Table 4) structural part of Boiler only (Deduct 25% for accessories from Class 1 Table 1 scale) (adjusted in Class 4 scale)) | Process Boiler unless rateable under Class 4 Table 4 Table 1 or Class 2 Table purposes unless rateable under Class 4 Table 4. Accessories to Class 4 boilers. | It is assumed that the item forms part of an "average size industrial, commercial or office complex". Where it would be normal to find more than one item in such a hereditament the ERC stated has been adjusted to reflect any number / quantity, discount. These figures are NOT one off figures. | Generator, Compressor, Foundations, Pits, Tanks, supports, Settings, Economisers, Super heaters. | Costs stated are for the Rateable Class 4 Table 4 element only | All Photos- Boilers rated under Class 4 ,Table 4 only | - | 20181 |  | Each | one | NA | NA | NA | 8963870.4141 | Option 3 | 12071781.689 | 34.67% | 8901590.6309 | 7929957.7546 | -11.53% | -34.31% | 7929957.7546 | -11.53% | Indexed | NA | VOA_GPN_GOV_UK\7246041 | 2019-08-30 | Low | Amber | Medium | Risk taken from previous CG | - | - | NA | SPONS M | NA | (BEAMS Note 1) The ERC for this item should be added to the total of the ERC of the other P&M items on the site and the Buildings ERC (where applicable) to enable the correct contract size adjustment to be made. ERC of P&M Items + ERC of Building Component’s = Total ERC (net figure rateable items only) to which contract size adjustment should be applied The 2021 Generic Contractors Test Spreadsheet has this facility built into the programme - it is recommended you undertake all contractors test valuations using this spreadsheet. (Details on the application of contract size adjustments can be found in the RCG 2021 Guidance notes). Where RV is calculated using the comparative method (rental method) the contract size adjustment should be made as follows: Select - SCAT code box "P and M as an addition” within the 2021 Generic Contractors Test Spreadsheet facility. Or Where the spreadsheet is not used take the: Reciprocal of statutory de-capitalisation rate (i.e. 5% reciprocal = 20) multiply by rateable value of the buildings (before any overall end allowances are made and after making a notional deduction for the land value) and add to the ERC of P&M. Use resultant figure to calculate contract size adjustment. (Guidance Notes - Section 6) | All Photos- Boilers rated under Class 4 ,Table 4 only | - | 1 | TRUE
385 | 202A62 | 3740 | 202A62 | Boilers | High pressure - water tube | Class 4 Table 4 element only | Evp 350,000 lb/hr | 1800 Psig | Steam Boilers usually fired by gas or oil, which are capable of operation at high pressures. Natural gas, Waste gas, Gas oil, refuse or coal products may be utilised as fuel. The boilers usually have super heaters (to allow high pressure and temperatures to be reached) and economisers (to pre heat the feed water). Fired by oil or gas (see new coal dust burning boilers being installed) to usually heat the water in tubes in a drum. Steam boilers are usually high pressure. Steam taken under pressure to drive machines direct, and when pressure is let down to heat buildings or to be used in the process. Cost excludes flues, precipitators, foundations, fuel handling and civil engineering. Often capacity of boiler given expressed as 1lb/hour of steam raised i.e. that which a boiler can evaporate at full load output. Large boilers are designated in tonnes/hour e.g. 600 000 lb/hour 2 tonnes per hour. The temperature at which the boiler operates should be noted e.g. 3500C and the pressure at which the steam is generated (e.g. 1500 psig). A small boiler will evaporate 2,000 lb/hour. A large industrial boiler 100,000 lb/hour If a boiler is rated in Btu/hr (it is usually for hot water) it can be converted in lb/hours taking: 1000 Btu/hr = 1lb/hour 3412 Btu/hr = 1KW/hour. | Considered Not Applicable at time of Publication | (BEAMS Note 1) The ERC for this item should be added to the total of the ERC of the other P&M items on the site and the Buildings ERC (where applicable) to enable the correct contract size adjustment to be made. ERC of P&M Items + ERC of Building Component’s = Total ERC (net figure rateable items only) to which contract size adjustment should be applied The 2023 Generic Contractors Test Spreadsheet has this facility built into the programme - it is recommended you undertake all contractors test valuations using this spreadsheet. (Details on the application of contract size adjustments can be found in the RCG 2023 Guidance notes). Where RV is calculated using the comparative method (rental method) the contract size adjustment should be made as follows: Select - SCAT code box ""P and M as an addition” within the 2023 Generic Contractors Test Spreadsheet facility. Or Where the spreadsheet is not used take the: Reciprocal of statutory de-capitalisation rate (i.e. 5% reciprocal = 20) multiply by rateable value of the buildings (before any overall end allowances are made and after making a notional deduction for the land value) and add to the ERC of P&M. Use resultant figure to calculate contract size adjustment. (Guidance Notes - Section 6) | Look at Class 4 Class 4 Table 4 Boilers Class 4 (b) Applies to accessories Class 4(c) Applies to whole boiler (a) Only the structural elements are rateable therefore no valves, pipes, gauges etc. (b) 400m3 - readily capable of being moved from one site and re-erected in its original state on another without the substantial demolition of any surrounding structure. Boilers will be rateable where Steam is used for Power (Class 1 Table 1) Services i.e. Heat (Class 2 Table 2) or it is a Named Structure (when used for the Process)(Class 4 Table 4) | - | Boiler (Class 4 Table 4) structural part of Boiler only (Deduct 25% for accessories from Class 1 Table 1 scale) (adjusted in Class 4 scale)) | Process Boiler unless rateable under Class 4 Table 4 Table 1 or Class 2 Table purposes unless rateable under Class 4 Table 4. Accessories to Class 4 boilers. | It is assumed that the item forms part of an "average size industrial, commercial or office complex". Where it would be normal to find more than one item in such a hereditament the ERC stated has been adjusted to reflect any number / quantity, discount. These figures are NOT one off figures. | Generator, Compressor, Foundations, Pits, Tanks, supports, Settings, Economisers, Super heaters. | Costs stated are for the Rateable Class 4 Table 4 element only | All Photos- Boilers rated under Class 4 ,Table 4 only | - | 20181 |  | Each | one | NA | NA | NA | 9273947.1221 | Option 3 | 12489366.7448 | 34.67% | 9209512.9671 | 8204269.5286 | -11.53% | -34.31% | 8204269.5286 | -11.53% | Indexed | NA | VOA_GPN_GOV_UK\7246041 | 2019-08-30 | Low | Amber | Medium | Risk taken from previous CG | - | - | NA | SPONS M | NA | (BEAMS Note 1) The ERC for this item should be added to the total of the ERC of the other P&M items on the site and the Buildings ERC (where applicable) to enable the correct contract size adjustment to be made. ERC of P&M Items + ERC of Building Component’s = Total ERC (net figure rateable items only) to which contract size adjustment should be applied The 2021 Generic Contractors Test Spreadsheet has this facility built into the programme - it is recommended you undertake all contractors test valuations using this spreadsheet. (Details on the application of contract size adjustments can be found in the RCG 2021 Guidance notes). Where RV is calculated using the comparative method (rental method) the contract size adjustment should be made as follows: Select - SCAT code box "P and M as an addition” within the 2021 Generic Contractors Test Spreadsheet facility. Or Where the spreadsheet is not used take the: Reciprocal of statutory de-capitalisation rate (i.e. 5% reciprocal = 20) multiply by rateable value of the buildings (before any overall end allowances are made and after making a notional deduction for the land value) and add to the ERC of P&M. Use resultant figure to calculate contract size adjustment. (Guidance Notes - Section 6) | All Photos- Boilers rated under Class 4 ,Table 4 only | - | 1 | TRUE
386 | 202A63 | 3741 | 202A63 | Boilers | High pressure - water tube | Class 4 Table 4 element only | Evp 400,000 lb/hr | 900 Psig | Steam Boilers usually fired by gas or oil, which are capable of operation at high pressures. Natural gas, Waste gas, Gas oil, refuse or coal products may be utilised as fuel. The boilers usually have super heaters (to allow high pressure and temperatures to be reached) and economisers (to pre heat the feed water). Fired by oil or gas (see new coal dust burning boilers being installed) to usually heat the water in tubes in a drum. Steam boilers are usually high pressure. Steam taken under pressure to drive machines direct, and when pressure is let down to heat buildings or to be used in the process. Cost excludes flues, precipitators, foundations, fuel handling and civil engineering. Often capacity of boiler given expressed as 1lb/hour of steam raised i.e. that which a boiler can evaporate at full load output. Large boilers are designated in tonnes/hour e.g. 600 000 lb/hour 2 tonnes per hour. The temperature at which the boiler operates should be noted e.g. 3500C and the pressure at which the steam is generated (e.g. 1500 psig). A small boiler will evaporate 2,000 lb/hour. A large industrial boiler 100,000 lb/hour If a boiler is rated in Btu/hr (it is usually for hot water) it can be converted in lb/hours taking: 1000 Btu/hr = 1lb/hour 3412 Btu/hr = 1KW/hour. | Considered Not Applicable at time of Publication | (BEAMS Note 1) The ERC for this item should be added to the total of the ERC of the other P&M items on the site and the Buildings ERC (where applicable) to enable the correct contract size adjustment to be made. ERC of P&M Items + ERC of Building Component’s = Total ERC (net figure rateable items only) to which contract size adjustment should be applied The 2023 Generic Contractors Test Spreadsheet has this facility built into the programme - it is recommended you undertake all contractors test valuations using this spreadsheet. (Details on the application of contract size adjustments can be found in the RCG 2023 Guidance notes). Where RV is calculated using the comparative method (rental method) the contract size adjustment should be made as follows: Select - SCAT code box ""P and M as an addition” within the 2023 Generic Contractors Test Spreadsheet facility. Or Where the spreadsheet is not used take the: Reciprocal of statutory de-capitalisation rate (i.e. 5% reciprocal = 20) multiply by rateable value of the buildings (before any overall end allowances are made and after making a notional deduction for the land value) and add to the ERC of P&M. Use resultant figure to calculate contract size adjustment. (Guidance Notes - Section 6) | Look at Class 4 Class 4 Table 4 Boilers Class 4 (b) Applies to accessories Class 4(c) Applies to whole boiler (a) Only the structural elements are rateable therefore no valves, pipes, gauges etc. (b) 400m3 - readily capable of being moved from one site and re-erected in its original state on another without the substantial demolition of any surrounding structure. Boilers will be rateable where Steam is used for Power (Class 1 Table 1) Services i.e. Heat (Class 2 Table 2) or it is a Named Structure (when used for the Process)(Class 4 Table 4) | - | Boiler (Class 4 Table 4) structural part of Boiler only (Deduct 25% for accessories from Class 1 Table 1 scale) (adjusted in Class 4 scale)) | Process Boiler unless rateable under Class 4 Table 4 Table 1 or Class 2 Table purposes unless rateable under Class 4 Table 4. Accessories to Class 4 boilers. | It is assumed that the item forms part of an "average size industrial, commercial or office complex". Where it would be normal to find more than one item in such a hereditament the ERC stated has been adjusted to reflect any number / quantity, discount. These figures are NOT one off figures. | Generator, Compressor, Foundations, Pits, Tanks, supports, Settings, Economisers, Super heaters. | Costs stated are for the Rateable Class 4 Table 4 element only | All Photos- Boilers rated under Class 4 ,Table 4 only | - | 20181 |  | Each | one | NA | NA | NA | 5736204.5781 | Option 3 | 7725034.6326 | 34.67% | 5696350.1892 | 5074578.0422 | -11.53% | -34.31% | 5074578.0422 | -11.53% | Indexed | NA | VOA_GPN_GOV_UK\7246041 | 2019-08-30 | Low | Amber | Medium | Risk taken from previous CG | - | - | NA | SPONS M | NA | (BEAMS Note 1) The ERC for this item should be added to the total of the ERC of the other P&M items on the site and the Buildings ERC (where applicable) to enable the correct contract size adjustment to be made. ERC of P&M Items + ERC of Building Component’s = Total ERC (net figure rateable items only) to which contract size adjustment should be applied The 2021 Generic Contractors Test Spreadsheet has this facility built into the programme - it is recommended you undertake all contractors test valuations using this spreadsheet. (Details on the application of contract size adjustments can be found in the RCG 2021 Guidance notes). Where RV is calculated using the comparative method (rental method) the contract size adjustment should be made as follows: Select - SCAT code box "P and M as an addition” within the 2021 Generic Contractors Test Spreadsheet facility. Or Where the spreadsheet is not used take the: Reciprocal of statutory de-capitalisation rate (i.e. 5% reciprocal = 20) multiply by rateable value of the buildings (before any overall end allowances are made and after making a notional deduction for the land value) and add to the ERC of P&M. Use resultant figure to calculate contract size adjustment. (Guidance Notes - Section 6) | All Photos- Boilers rated under Class 4 ,Table 4 only | - | 1 | TRUE
387 | 202A64 | 3742 | 202A64 | Boilers | High pressure - water tube | Class 4 Table 4 element only | Evp 400,000 lb/hr | 1200 Psig | Steam Boilers usually fired by gas or oil, which are capable of operation at high pressures. Natural gas, Waste gas, Gas oil, refuse or coal products may be utilised as fuel. The boilers usually have super heaters (to allow high pressure and temperatures to be reached) and economisers (to pre heat the feed water). Fired by oil or gas (see new coal dust burning boilers being installed) to usually heat the water in tubes in a drum. Steam boilers are usually high pressure. Steam taken under pressure to drive machines direct, and when pressure is let down to heat buildings or to be used in the process. Cost excludes flues, precipitators, foundations, fuel handling and civil engineering. Often capacity of boiler given expressed as 1lb/hour of steam raised i.e. that which a boiler can evaporate at full load output. Large boilers are designated in tonnes/hour e.g. 600 000 lb/hour 2 tonnes per hour. The temperature at which the boiler operates should be noted e.g. 3500C and the pressure at which the steam is generated (e.g. 1500 psig). A small boiler will evaporate 2,000 lb/hour. A large industrial boiler 100,000 lb/hour If a boiler is rated in Btu/hr (it is usually for hot water) it can be converted in lb/hours taking: 1000 Btu/hr = 1lb/hour 3412 Btu/hr = 1KW/hour. | Considered Not Applicable at time of Publication | (BEAMS Note 1) The ERC for this item should be added to the total of the ERC of the other P&M items on the site and the Buildings ERC (where applicable) to enable the correct contract size adjustment to be made. ERC of P&M Items + ERC of Building Component’s = Total ERC (net figure rateable items only) to which contract size adjustment should be applied The 2023 Generic Contractors Test Spreadsheet has this facility built into the programme - it is recommended you undertake all contractors test valuations using this spreadsheet. (Details on the application of contract size adjustments can be found in the RCG 2023 Guidance notes). Where RV is calculated using the comparative method (rental method) the contract size adjustment should be made as follows: Select - SCAT code box ""P and M as an addition” within the 2023 Generic Contractors Test Spreadsheet facility. Or Where the spreadsheet is not used take the: Reciprocal of statutory de-capitalisation rate (i.e. 5% reciprocal = 20) multiply by rateable value of the buildings (before any overall end allowances are made and after making a notional deduction for the land value) and add to the ERC of P&M. Use resultant figure to calculate contract size adjustment. (Guidance Notes - Section 6) | Look at Class 4 Class 4 Table 4 Boilers Class 4 (b) Applies to accessories Class 4(c) Applies to whole boiler (a) Only the structural elements are rateable therefore no valves, pipes, gauges etc. (b) 400m3 - readily capable of being moved from one site and re-erected in its original state on another without the substantial demolition of any surrounding structure. Boilers will be rateable where Steam is used for Power (Class 1 Table 1) Services i.e. Heat (Class 2 Table 2) or it is a Named Structure (when used for the Process)(Class 4 Table 4) | - | Boiler (Class 4 Table 4) structural part of Boiler only (Deduct 25% for accessories from Class 1 Table 1 scale) (adjusted in Class 4 scale)) | Process Boiler unless rateable under Class 4 Table 4 Table 1 or Class 2 Table purposes unless rateable under Class 4 Table 4. Accessories to Class 4 boilers. | It is assumed that the item forms part of an "average size industrial, commercial or office complex". Where it would be normal to find more than one item in such a hereditament the ERC stated has been adjusted to reflect any number / quantity, discount. These figures are NOT one off figures. | Generator, Compressor, Foundations, Pits, Tanks, supports, Settings, Economisers, Super heaters. | Costs stated are for the Rateable Class 4 Table 4 element only | All Photos- Boilers rated under Class 4 ,Table 4 only | - | 20181 |  | Each | one | NA | NA | NA | 8686740.7422 | Option 3 | 11698566.9119 | 34.67% | 8626386.4192 | 7684792.8326 | -11.53% | -34.31% | 7684792.8326 | -11.53% | Indexed | NA | VOA_GPN_GOV_UK\7246041 | 2019-08-30 | Low | Amber | Medium | Risk taken from previous CG | - | - | NA | SPONS M | NA | (BEAMS Note 1) The ERC for this item should be added to the total of the ERC of the other P&M items on the site and the Buildings ERC (where applicable) to enable the correct contract size adjustment to be made. ERC of P&M Items + ERC of Building Component’s = Total ERC (net figure rateable items only) to which contract size adjustment should be applied The 2021 Generic Contractors Test Spreadsheet has this facility built into the programme - it is recommended you undertake all contractors test valuations using this spreadsheet. (Details on the application of contract size adjustments can be found in the RCG 2021 Guidance notes). Where RV is calculated using the comparative method (rental method) the contract size adjustment should be made as follows: Select - SCAT code box "P and M as an addition” within the 2021 Generic Contractors Test Spreadsheet facility. Or Where the spreadsheet is not used take the: Reciprocal of statutory de-capitalisation rate (i.e. 5% reciprocal = 20) multiply by rateable value of the buildings (before any overall end allowances are made and after making a notional deduction for the land value) and add to the ERC of P&M. Use resultant figure to calculate contract size adjustment. (Guidance Notes - Section 6) | All Photos- Boilers rated under Class 4 ,Table 4 only | - | 1 | TRUE
388 | 202A65 | 3743 | 202A65 | Boilers | High pressure - water tube | Class 4 Table 4 element only | Evp 400,000 lb/hr | 1500 Psig | Steam Boilers usually fired by gas or oil, which are capable of operation at high pressures. Natural gas, Waste gas, Gas oil, refuse or coal products may be utilised as fuel. The boilers usually have super heaters (to allow high pressure and temperatures to be reached) and economisers (to pre heat the feed water). Fired by oil or gas (see new coal dust burning boilers being installed) to usually heat the water in tubes in a drum. Steam boilers are usually high pressure. Steam taken under pressure to drive machines direct, and when pressure is let down to heat buildings or to be used in the process. Cost excludes flues, precipitators, foundations, fuel handling and civil engineering. Often capacity of boiler given expressed as 1lb/hour of steam raised i.e. that which a boiler can evaporate at full load output. Large boilers are designated in tonnes/hour e.g. 600 000 lb/hour 2 tonnes per hour. The temperature at which the boiler operates should be noted e.g. 3500C and the pressure at which the steam is generated (e.g. 1500 psig). A small boiler will evaporate 2,000 lb/hour. A large industrial boiler 100,000 lb/hour If a boiler is rated in Btu/hr (it is usually for hot water) it can be converted in lb/hours taking: 1000 Btu/hr = 1lb/hour 3412 Btu/hr = 1KW/hour. | Considered Not Applicable at time of Publication | (BEAMS Note 1) The ERC for this item should be added to the total of the ERC of the other P&M items on the site and the Buildings ERC (where applicable) to enable the correct contract size adjustment to be made. ERC of P&M Items + ERC of Building Component’s = Total ERC (net figure rateable items only) to which contract size adjustment should be applied The 2023 Generic Contractors Test Spreadsheet has this facility built into the programme - it is recommended you undertake all contractors test valuations using this spreadsheet. (Details on the application of contract size adjustments can be found in the RCG 2023 Guidance notes). Where RV is calculated using the comparative method (rental method) the contract size adjustment should be made as follows: Select - SCAT code box ""P and M as an addition” within the 2023 Generic Contractors Test Spreadsheet facility. Or Where the spreadsheet is not used take the: Reciprocal of statutory de-capitalisation rate (i.e. 5% reciprocal = 20) multiply by rateable value of the buildings (before any overall end allowances are made and after making a notional deduction for the land value) and add to the ERC of P&M. Use resultant figure to calculate contract size adjustment. (Guidance Notes - Section 6) | Look at Class 4 Class 4 Table 4 Boilers Class 4 (b) Applies to accessories Class 4(c) Applies to whole boiler (a) Only the structural elements are rateable therefore no valves, pipes, gauges etc. (b) 400m3 - readily capable of being moved from one site and re-erected in its original state on another without the substantial demolition of any surrounding structure. Boilers will be rateable where Steam is used for Power (Class 1 Table 1) Services i.e. Heat (Class 2 Table 2) or it is a Named Structure (when used for the Process)(Class 4 Table 4) | - | Boiler (Class 4 Table 4) structural part of Boiler only (Deduct 25% for accessories from Class 1 Table 1 scale) (adjusted in Class 4 scale)) | Process Boiler unless rateable under Class 4 Table 4 Table 1 or Class 2 Table purposes unless rateable under Class 4 Table 4. Accessories to Class 4 boilers. | It is assumed that the item forms part of an "average size industrial, commercial or office complex". Where it would be normal to find more than one item in such a hereditament the ERC stated has been adjusted to reflect any number / quantity, discount. These figures are NOT one off figures. | Generator, Compressor, Foundations, Pits, Tanks, supports, Settings, Economisers, Super heaters. | Costs stated are for the Rateable Class 4 Table 4 element only | All Photos- Boilers rated under Class 4 ,Table 4 only | - | 20181 |  | Each | one | NA | NA | NA | 9576837.3799 | Option 3 | 12897273.6978 | 34.67% | 9510298.7835 | 8472223.7535 | -11.53% | -34.31% | 8472223.7535 | -11.53% | Indexed | NA | VOA_GPN_GOV_UK\7246041 | 2019-08-30 | Low | Amber | Medium | Risk taken from previous CG | - | - | NA | SPONS M | NA | (BEAMS Note 1) The ERC for this item should be added to the total of the ERC of the other P&M items on the site and the Buildings ERC (where applicable) to enable the correct contract size adjustment to be made. ERC of P&M Items + ERC of Building Component’s = Total ERC (net figure rateable items only) to which contract size adjustment should be applied The 2021 Generic Contractors Test Spreadsheet has this facility built into the programme - it is recommended you undertake all contractors test valuations using this spreadsheet. (Details on the application of contract size adjustments can be found in the RCG 2021 Guidance notes). Where RV is calculated using the comparative method (rental method) the contract size adjustment should be made as follows: Select - SCAT code box "P and M as an addition” within the 2021 Generic Contractors Test Spreadsheet facility. Or Where the spreadsheet is not used take the: Reciprocal of statutory de-capitalisation rate (i.e. 5% reciprocal = 20) multiply by rateable value of the buildings (before any overall end allowances are made and after making a notional deduction for the land value) and add to the ERC of P&M. Use resultant figure to calculate contract size adjustment. (Guidance Notes - Section 6) | All Photos- Boilers rated under Class 4 ,Table 4 only | - | 1 | TRUE
389 | 202A66 | 3744 | 202A66 | Boilers | High pressure - water tube | Class 4 Table 4 element only | Evp 400,000 lb/hr | 1800 Psig | Steam Boilers usually fired by gas or oil, which are capable of operation at high pressures. Natural gas, Waste gas, Gas oil, refuse or coal products may be utilised as fuel. The boilers usually have super heaters (to allow high pressure and temperatures to be reached) and economisers (to pre heat the feed water). Fired by oil or gas (see new coal dust burning boilers being installed) to usually heat the water in tubes in a drum. Steam boilers are usually high pressure. Steam taken under pressure to drive machines direct, and when pressure is let down to heat buildings or to be used in the process. Cost excludes flues, precipitators, foundations, fuel handling and civil engineering. Often capacity of boiler given expressed as 1lb/hour of steam raised i.e. that which a boiler can evaporate at full load output. Large boilers are designated in tonnes/hour e.g. 600 000 lb/hour 2 tonnes per hour. The temperature at which the boiler operates should be noted e.g. 3500C and the pressure at which the steam is generated (e.g. 1500 psig). A small boiler will evaporate 2,000 lb/hour. A large industrial boiler 100,000 lb/hour If a boiler is rated in Btu/hr (it is usually for hot water) it can be converted in lb/hours taking: 1000 Btu/hr = 1lb/hour 3412 Btu/hr = 1KW/hour. | Considered Not Applicable at time of Publication | (BEAMS Note 1) The ERC for this item should be added to the total of the ERC of the other P&M items on the site and the Buildings ERC (where applicable) to enable the correct contract size adjustment to be made. ERC of P&M Items + ERC of Building Component’s = Total ERC (net figure rateable items only) to which contract size adjustment should be applied The 2023 Generic Contractors Test Spreadsheet has this facility built into the programme - it is recommended you undertake all contractors test valuations using this spreadsheet. (Details on the application of contract size adjustments can be found in the RCG 2023 Guidance notes). Where RV is calculated using the comparative method (rental method) the contract size adjustment should be made as follows: Select - SCAT code box ""P and M as an addition” within the 2023 Generic Contractors Test Spreadsheet facility. Or Where the spreadsheet is not used take the: Reciprocal of statutory de-capitalisation rate (i.e. 5% reciprocal = 20) multiply by rateable value of the buildings (before any overall end allowances are made and after making a notional deduction for the land value) and add to the ERC of P&M. Use resultant figure to calculate contract size adjustment. (Guidance Notes - Section 6) | Look at Class 4 Class 4 Table 4 Boilers Class 4 (b) Applies to accessories Class 4(c) Applies to whole boiler (a) Only the structural elements are rateable therefore no valves, pipes, gauges etc. (b) 400m3 - readily capable of being moved from one site and re-erected in its original state on another without the substantial demolition of any surrounding structure. Boilers will be rateable where Steam is used for Power (Class 1 Table 1) Services i.e. Heat (Class 2 Table 2) or it is a Named Structure (when used for the Process)(Class 4 Table 4) | - | Boiler (Class 4 Table 4) structural part of Boiler only (Deduct 25% for accessories from Class 1 Table 1 scale) (adjusted in Class 4 scale)) | Process Boiler unless rateable under Class 4 Table 4 Table 1 or Class 2 Table purposes unless rateable under Class 4 Table 4. Accessories to Class 4 boilers. | It is assumed that the item forms part of an "average size industrial, commercial or office complex". Where it would be normal to find more than one item in such a hereditament the ERC stated has been adjusted to reflect any number / quantity, discount. These figures are NOT one off figures. | Generator, Compressor, Foundations, Pits, Tanks, supports, Settings, Economisers, Super heaters. | Costs stated are for the Rateable Class 4 Table 4 element only | All Photos- Boilers rated under Class 4 ,Table 4 only | - | 20181 |  | Each | one | NA | NA | NA | 9898257.182 | Option 3 | 13330134.6721 | 34.67% | 9829485.4035 | 8756570.284 | -11.53% | -34.31% | 8756570.284 | -11.53% | Indexed | NA | VOA_GPN_GOV_UK\7246041 | 2019-08-30 | Low | Amber | Medium | Risk taken from previous CG | - | - | NA | SPONS M | NA | (BEAMS Note 1) The ERC for this item should be added to the total of the ERC of the other P&M items on the site and the Buildings ERC (where applicable) to enable the correct contract size adjustment to be made. ERC of P&M Items + ERC of Building Component’s = Total ERC (net figure rateable items only) to which contract size adjustment should be applied The 2021 Generic Contractors Test Spreadsheet has this facility built into the programme - it is recommended you undertake all contractors test valuations using this spreadsheet. (Details on the application of contract size adjustments can be found in the RCG 2021 Guidance notes). Where RV is calculated using the comparative method (rental method) the contract size adjustment should be made as follows: Select - SCAT code box "P and M as an addition” within the 2021 Generic Contractors Test Spreadsheet facility. Or Where the spreadsheet is not used take the: Reciprocal of statutory de-capitalisation rate (i.e. 5% reciprocal = 20) multiply by rateable value of the buildings (before any overall end allowances are made and after making a notional deduction for the land value) and add to the ERC of P&M. Use resultant figure to calculate contract size adjustment. (Guidance Notes - Section 6) | All Photos- Boilers rated under Class 4 ,Table 4 only | - | 1 | TRUE
390 | 202A67 | 3745 | 202A67 | Boilers | High pressure - water tube | Class 4 Table 4 element only | Evp 500,000 lb/hr | 900 Psig | Steam Boilers usually fired by gas or oil, which are capable of operation at high pressures. Natural gas, Waste gas, Gas oil, refuse or coal products may be utilised as fuel. The boilers usually have super heaters (to allow high pressure and temperatures to be reached) and economisers (to pre heat the feed water). Fired by oil or gas (see new coal dust burning boilers being installed) to usually heat the water in tubes in a drum. Steam boilers are usually high pressure. Steam taken under pressure to drive machines direct, and when pressure is let down to heat buildings or to be used in the process. Cost excludes flues, precipitators, foundations, fuel handling and civil engineering. Often capacity of boiler given expressed as 1lb/hour of steam raised i.e. that which a boiler can evaporate at full load output. Large boilers are designated in tonnes/hour e.g. 600 000 lb/hour 2 tonnes per hour. The temperature at which the boiler operates should be noted e.g. 3500C and the pressure at which the steam is generated (e.g. 1500 psig). A small boiler will evaporate 2,000 lb/hour. A large industrial boiler 100,000 lb/hour If a boiler is rated in Btu/hr (it is usually for hot water) it can be converted in lb/hours taking: 1000 Btu/hr = 1lb/hour 3412 Btu/hr = 1KW/hour. | Considered Not Applicable at time of Publication | (BEAMS Note 1) The ERC for this item should be added to the total of the ERC of the other P&M items on the site and the Buildings ERC (where applicable) to enable the correct contract size adjustment to be made. ERC of P&M Items + ERC of Building Component’s = Total ERC (net figure rateable items only) to which contract size adjustment should be applied The 2023 Generic Contractors Test Spreadsheet has this facility built into the programme - it is recommended you undertake all contractors test valuations using this spreadsheet. (Details on the application of contract size adjustments can be found in the RCG 2023 Guidance notes). Where RV is calculated using the comparative method (rental method) the contract size adjustment should be made as follows: Select - SCAT code box ""P and M as an addition” within the 2023 Generic Contractors Test Spreadsheet facility. Or Where the spreadsheet is not used take the: Reciprocal of statutory de-capitalisation rate (i.e. 5% reciprocal = 20) multiply by rateable value of the buildings (before any overall end allowances are made and after making a notional deduction for the land value) and add to the ERC of P&M. Use resultant figure to calculate contract size adjustment. (Guidance Notes - Section 6) | Look at Class 4 Class 4 Table 4 Boilers Class 4 (b) Applies to accessories Class 4(c) Applies to whole boiler (a) Only the structural elements are rateable therefore no valves, pipes, gauges etc. (b) 400m3 - readily capable of being moved from one site and re-erected in its original state on another without the substantial demolition of any surrounding structure. Boilers will be rateable where Steam is used for Power (Class 1 Table 1) Services i.e. Heat (Class 2 Table 2) or it is a Named Structure (when used for the Process)(Class 4 Table 4) | - | Boiler (Class 4 Table 4) structural part of Boiler only (Deduct 25% for accessories from Class 1 Table 1 scale) (adjusted in Class 4 scale)) | Process Boiler unless rateable under Class 4 Table 4 Table 1 or Class 2 Table purposes unless rateable under Class 4 Table 4. Accessories to Class 4 boilers. | It is assumed that the item forms part of an "average size industrial, commercial or office complex". Where it would be normal to find more than one item in such a hereditament the ERC stated has been adjusted to reflect any number / quantity, discount. These figures are NOT one off figures. | Generator, Compressor, Foundations, Pits, Tanks, supports, Settings, Economisers, Super heaters. | Costs stated are for the Rateable Class 4 Table 4 element only | All Photos- Boilers rated under Class 4 ,Table 4 only | - | 20181 |  | Each | one | NA | NA | NA | 6510929.9461 | Option 3 | 8768369.161 | 34.67% | 6465692.868 | 5759944.8709 | -11.53% | -34.31% | 5759944.8709 | -11.53% | Indexed | NA | VOA_GPN_GOV_UK\7246041 | 2019-08-30 | Low | Amber | Medium | Risk taken from previous CG | - | - | NA | SPONS M | NA | (BEAMS Note 1) The ERC for this item should be added to the total of the ERC of the other P&M items on the site and the Buildings ERC (where applicable) to enable the correct contract size adjustment to be made. ERC of P&M Items + ERC of Building Component’s = Total ERC (net figure rateable items only) to which contract size adjustment should be applied The 2021 Generic Contractors Test Spreadsheet has this facility built into the programme - it is recommended you undertake all contractors test valuations using this spreadsheet. (Details on the application of contract size adjustments can be found in the RCG 2021 Guidance notes). Where RV is calculated using the comparative method (rental method) the contract size adjustment should be made as follows: Select - SCAT code box "P and M as an addition” within the 2021 Generic Contractors Test Spreadsheet facility. Or Where the spreadsheet is not used take the: Reciprocal of statutory de-capitalisation rate (i.e. 5% reciprocal = 20) multiply by rateable value of the buildings (before any overall end allowances are made and after making a notional deduction for the land value) and add to the ERC of P&M. Use resultant figure to calculate contract size adjustment. (Guidance Notes - Section 6) | All Photos- Boilers rated under Class 4 ,Table 4 only | - | 1 | TRUE
391 | 202A68 | 3746 | 202A68 | Boilers | High pressure - water tube | Class 4 Table 4 element only | Evp 500,000 lb/hr | 1200 Psig | Steam Boilers usually fired by gas or oil, which are capable of operation at high pressures. Natural gas, Waste gas, Gas oil, refuse or coal products may be utilised as fuel. The boilers usually have super heaters (to allow high pressure and temperatures to be reached) and economisers (to pre heat the feed water). Fired by oil or gas (see new coal dust burning boilers being installed) to usually heat the water in tubes in a drum. Steam boilers are usually high pressure. Steam taken under pressure to drive machines direct, and when pressure is let down to heat buildings or to be used in the process. Cost excludes flues, precipitators, foundations, fuel handling and civil engineering. Often capacity of boiler given expressed as 1lb/hour of steam raised i.e. that which a boiler can evaporate at full load output. Large boilers are designated in tonnes/hour e.g. 600 000 lb/hour 2 tonnes per hour. The temperature at which the boiler operates should be noted e.g. 3500C and the pressure at which the steam is generated (e.g. 1500 psig). A small boiler will evaporate 2,000 lb/hour. A large industrial boiler 100,000 lb/hour If a boiler is rated in Btu/hr (it is usually for hot water) it can be converted in lb/hours taking: 1000 Btu/hr = 1lb/hour 3412 Btu/hr = 1KW/hour. | Considered Not Applicable at time of Publication | (BEAMS Note 1) The ERC for this item should be added to the total of the ERC of the other P&M items on the site and the Buildings ERC (where applicable) to enable the correct contract size adjustment to be made. ERC of P&M Items + ERC of Building Component’s = Total ERC (net figure rateable items only) to which contract size adjustment should be applied The 2023 Generic Contractors Test Spreadsheet has this facility built into the programme - it is recommended you undertake all contractors test valuations using this spreadsheet. (Details on the application of contract size adjustments can be found in the RCG 2023 Guidance notes). Where RV is calculated using the comparative method (rental method) the contract size adjustment should be made as follows: Select - SCAT code box ""P and M as an addition” within the 2023 Generic Contractors Test Spreadsheet facility. Or Where the spreadsheet is not used take the: Reciprocal of statutory de-capitalisation rate (i.e. 5% reciprocal = 20) multiply by rateable value of the buildings (before any overall end allowances are made and after making a notional deduction for the land value) and add to the ERC of P&M. Use resultant figure to calculate contract size adjustment. (Guidance Notes - Section 6) | Look at Class 4 Class 4 Table 4 Boilers Class 4 (b) Applies to accessories Class 4(c) Applies to whole boiler (a) Only the structural elements are rateable therefore no valves, pipes, gauges etc. (b) 400m3 - readily capable of being moved from one site and re-erected in its original state on another without the substantial demolition of any surrounding structure. Boilers will be rateable where Steam is used for Power (Class 1 Table 1) Services i.e. Heat (Class 2 Table 2) or it is a Named Structure (when used for the Process)(Class 4 Table 4) | - | Boiler (Class 4 Table 4) structural part of Boiler only (Deduct 25% for accessories from Class 1 Table 1 scale) (adjusted in Class 4 scale)) | Process Boiler unless rateable under Class 4 Table 4 Table 1 or Class 2 Table purposes unless rateable under Class 4 Table 4. Accessories to Class 4 boilers. | It is assumed that the item forms part of an "average size industrial, commercial or office complex". Where it would be normal to find more than one item in such a hereditament the ERC stated has been adjusted to reflect any number / quantity, discount. These figures are NOT one off figures. | Generator, Compressor, Foundations, Pits, Tanks, supports, Settings, Economisers, Super heaters. | Costs stated are for the Rateable Class 4 Table 4 element only | All Photos- Boilers rated under Class 4 ,Table 4 only | - | 20181 |  | Each | one | NA | NA | NA | 9766399.1372 | Option 3 | 13152559.422 | 34.67% | 9698543.4909 | 8639921.038 | -11.53% | -34.31% | 8639921.038 | -11.53% | Indexed | NA | VOA_GPN_GOV_UK\7246041 | 2019-08-30 | Low | Amber | Medium | Risk taken from previous CG | - | - | NA | SPONS M | NA | (BEAMS Note 1) The ERC for this item should be added to the total of the ERC of the other P&M items on the site and the Buildings ERC (where applicable) to enable the correct contract size adjustment to be made. ERC of P&M Items + ERC of Building Component’s = Total ERC (net figure rateable items only) to which contract size adjustment should be applied The 2021 Generic Contractors Test Spreadsheet has this facility built into the programme - it is recommended you undertake all contractors test valuations using this spreadsheet. (Details on the application of contract size adjustments can be found in the RCG 2021 Guidance notes). Where RV is calculated using the comparative method (rental method) the contract size adjustment should be made as follows: Select - SCAT code box "P and M as an addition” within the 2021 Generic Contractors Test Spreadsheet facility. Or Where the spreadsheet is not used take the: Reciprocal of statutory de-capitalisation rate (i.e. 5% reciprocal = 20) multiply by rateable value of the buildings (before any overall end allowances are made and after making a notional deduction for the land value) and add to the ERC of P&M. Use resultant figure to calculate contract size adjustment. (Guidance Notes - Section 6) | All Photos- Boilers rated under Class 4 ,Table 4 only | - | 1 | TRUE
392 | 202A69 | 3747 | 202A69 | Boilers | High pressure - water tube | Class 4 Table 4 element only | Evp 500,000 lb/hr | 1500 Psig | Steam Boilers usually fired by gas or oil, which are capable of operation at high pressures. Natural gas, Waste gas, Gas oil, refuse or coal products may be utilised as fuel. The boilers usually have super heaters (to allow high pressure and temperatures to be reached) and economisers (to pre heat the feed water). Fired by oil or gas (see new coal dust burning boilers being installed) to usually heat the water in tubes in a drum. Steam boilers are usually high pressure. Steam taken under pressure to drive machines direct, and when pressure is let down to heat buildings or to be used in the process. Cost excludes flues, precipitators, foundations, fuel handling and civil engineering. Often capacity of boiler given expressed as 1lb/hour of steam raised i.e. that which a boiler can evaporate at full load output. Large boilers are designated in tonnes/hour e.g. 600 000 lb/hour 2 tonnes per hour. The temperature at which the boiler operates should be noted e.g. 3500C and the pressure at which the steam is generated (e.g. 1500 psig). A small boiler will evaporate 2,000 lb/hour. A large industrial boiler 100,000 lb/hour If a boiler is rated in Btu/hr (it is usually for hot water) it can be converted in lb/hours taking: 1000 Btu/hr = 1lb/hour 3412 Btu/hr = 1KW/hour. | Considered Not Applicable at time of Publication | (BEAMS Note 1) The ERC for this item should be added to the total of the ERC of the other P&M items on the site and the Buildings ERC (where applicable) to enable the correct contract size adjustment to be made. ERC of P&M Items + ERC of Building Component’s = Total ERC (net figure rateable items only) to which contract size adjustment should be applied The 2023 Generic Contractors Test Spreadsheet has this facility built into the programme - it is recommended you undertake all contractors test valuations using this spreadsheet. (Details on the application of contract size adjustments can be found in the RCG 2023 Guidance notes). Where RV is calculated using the comparative method (rental method) the contract size adjustment should be made as follows: Select - SCAT code box ""P and M as an addition” within the 2023 Generic Contractors Test Spreadsheet facility. Or Where the spreadsheet is not used take the: Reciprocal of statutory de-capitalisation rate (i.e. 5% reciprocal = 20) multiply by rateable value of the buildings (before any overall end allowances are made and after making a notional deduction for the land value) and add to the ERC of P&M. Use resultant figure to calculate contract size adjustment. (Guidance Notes - Section 6) | Look at Class 4 Class 4 Table 4 Boilers Class 4 (b) Applies to accessories Class 4(c) Applies to whole boiler (a) Only the structural elements are rateable therefore no valves, pipes, gauges etc. (b) 400m3 - readily capable of being moved from one site and re-erected in its original state on another without the substantial demolition of any surrounding structure. Boilers will be rateable where Steam is used for Power (Class 1 Table 1) Services i.e. Heat (Class 2 Table 2) or it is a Named Structure (when used for the Process)(Class 4 Table 4) | - | Boiler (Class 4 Table 4) structural part of Boiler only (Deduct 25% for accessories from Class 1 Table 1 scale) (adjusted in Class 4 scale)) | Process Boiler unless rateable under Class 4 Table 4 Table 1 or Class 2 Table purposes unless rateable under Class 4 Table 4. Accessories to Class 4 boilers. | It is assumed that the item forms part of an "average size industrial, commercial or office complex". Where it would be normal to find more than one item in such a hereditament the ERC stated has been adjusted to reflect any number / quantity, discount. These figures are NOT one off figures. | Generator, Compressor, Foundations, Pits, Tanks, supports, Settings, Economisers, Super heaters. | Costs stated are for the Rateable Class 4 Table 4 element only | All Photos- Boilers rated under Class 4 ,Table 4 only | - | 20181 |  | Each | one | NA | NA | NA | 10188772.7172 | Option 3 | 13721376.3965 | 34.67% | 10117982.4752 | 9013577.1141 | -11.53% | -34.31% | 9013577.1141 | -11.53% | Indexed | NA | VOA_GPN_GOV_UK\7246041 | 2019-08-30 | Low | Amber | Medium | Risk taken from previous CG | - | - | NA | SPONS M | NA | (BEAMS Note 1) The ERC for this item should be added to the total of the ERC of the other P&M items on the site and the Buildings ERC (where applicable) to enable the correct contract size adjustment to be made. ERC of P&M Items + ERC of Building Component’s = Total ERC (net figure rateable items only) to which contract size adjustment should be applied The 2021 Generic Contractors Test Spreadsheet has this facility built into the programme - it is recommended you undertake all contractors test valuations using this spreadsheet. (Details on the application of contract size adjustments can be found in the RCG 2021 Guidance notes). Where RV is calculated using the comparative method (rental method) the contract size adjustment should be made as follows: Select - SCAT code box "P and M as an addition” within the 2021 Generic Contractors Test Spreadsheet facility. Or Where the spreadsheet is not used take the: Reciprocal of statutory de-capitalisation rate (i.e. 5% reciprocal = 20) multiply by rateable value of the buildings (before any overall end allowances are made and after making a notional deduction for the land value) and add to the ERC of P&M. Use resultant figure to calculate contract size adjustment. (Guidance Notes - Section 6) | All Photos- Boilers rated under Class 4 ,Table 4 only | - | 1 | TRUE
393 | 202A70 | 3748 | 202A70 | Boilers | High pressure - water tube | Class 4 Table 4 element only | Evp 500,000 lb/hr | 1800 Psig | Steam Boilers usually fired by gas or oil, which are capable of operation at high pressures. Natural gas, Waste gas, Gas oil, refuse or coal products may be utilised as fuel. The boilers usually have super heaters (to allow high pressure and temperatures to be reached) and economisers (to pre heat the feed water). Fired by oil or gas (see new coal dust burning boilers being installed) to usually heat the water in tubes in a drum. Steam boilers are usually high pressure. Steam taken under pressure to drive machines direct, and when pressure is let down to heat buildings or to be used in the process. Cost excludes flues, precipitators, foundations, fuel handling and civil engineering. Often capacity of boiler given expressed as 1lb/hour of steam raised i.e. that which a boiler can evaporate at full load output. Large boilers are designated in tonnes/hour e.g. 600 000 lb/hour 2 tonnes per hour. The temperature at which the boiler operates should be noted e.g. 3500C and the pressure at which the steam is generated (e.g. 1500 psig). A small boiler will evaporate 2,000 lb/hour. A large industrial boiler 100,000 lb/hour If a boiler is rated in Btu/hr (it is usually for hot water) it can be converted in lb/hours taking: 1000 Btu/hr = 1lb/hour 3412 Btu/hr = 1KW/hour. | Considered Not Applicable at time of Publication | (BEAMS Note 1) The ERC for this item should be added to the total of the ERC of the other P&M items on the site and the Buildings ERC (where applicable) to enable the correct contract size adjustment to be made. ERC of P&M Items + ERC of Building Component’s = Total ERC (net figure rateable items only) to which contract size adjustment should be applied The 2023 Generic Contractors Test Spreadsheet has this facility built into the programme - it is recommended you undertake all contractors test valuations using this spreadsheet. (Details on the application of contract size adjustments can be found in the RCG 2023 Guidance notes). Where RV is calculated using the comparative method (rental method) the contract size adjustment should be made as follows: Select - SCAT code box ""P and M as an addition” within the 2023 Generic Contractors Test Spreadsheet facility. Or Where the spreadsheet is not used take the: Reciprocal of statutory de-capitalisation rate (i.e. 5% reciprocal = 20) multiply by rateable value of the buildings (before any overall end allowances are made and after making a notional deduction for the land value) and add to the ERC of P&M. Use resultant figure to calculate contract size adjustment. (Guidance Notes - Section 6) | Look at Class 4 Class 4 Table 4 Boilers Class 4 (b) Applies to accessories Class 4(c) Applies to whole boiler (a) Only the structural elements are rateable therefore no valves, pipes, gauges etc. (b) 400m3 - readily capable of being moved from one site and re-erected in its original state on another without the substantial demolition of any surrounding structure. Boilers will be rateable where Steam is used for Power (Class 1 Table 1) Services i.e. Heat (Class 2 Table 2) or it is a Named Structure (when used for the Process)(Class 4 Table 4) | - | Boiler (Class 4 Table 4) structural part of Boiler only (Deduct 25% for accessories from Class 1 Table 1 scale) (adjusted in Class 4 scale)) | Process Boiler unless rateable under Class 4 Table 4 Table 1 or Class 2 Table purposes unless rateable under Class 4 Table 4. Accessories to Class 4 boilers. | It is assumed that the item forms part of an "average size industrial, commercial or office complex". Where it would be normal to find more than one item in such a hereditament the ERC stated has been adjusted to reflect any number / quantity, discount. These figures are NOT one off figures. | Generator, Compressor, Foundations, Pits, Tanks, supports, Settings, Economisers, Super heaters. | Costs stated are for the Rateable Class 4 Table 4 element only | All Photos- Boilers rated under Class 4 ,Table 4 only | - | 20181 |  | Each | one | NA | NA | NA | 10425715.875 | Option 3 | 14040471.3791 | 34.67% | 10353279.3834 | 9223190.7235 | -11.53% | -34.31% | 9223190.7235 | -11.53% | Indexed | NA | VOA_GPN_GOV_UK\7246041 | 2019-08-30 | Low | Amber | Medium | Risk taken from previous CG | - | - | NA | SPONS M | NA | (BEAMS Note 1) The ERC for this item should be added to the total of the ERC of the other P&M items on the site and the Buildings ERC (where applicable) to enable the correct contract size adjustment to be made. ERC of P&M Items + ERC of Building Component’s = Total ERC (net figure rateable items only) to which contract size adjustment should be applied The 2021 Generic Contractors Test Spreadsheet has this facility built into the programme - it is recommended you undertake all contractors test valuations using this spreadsheet. (Details on the application of contract size adjustments can be found in the RCG 2021 Guidance notes). Where RV is calculated using the comparative method (rental method) the contract size adjustment should be made as follows: Select - SCAT code box "P and M as an addition” within the 2021 Generic Contractors Test Spreadsheet facility. Or Where the spreadsheet is not used take the: Reciprocal of statutory de-capitalisation rate (i.e. 5% reciprocal = 20) multiply by rateable value of the buildings (before any overall end allowances are made and after making a notional deduction for the land value) and add to the ERC of P&M. Use resultant figure to calculate contract size adjustment. (Guidance Notes - Section 6) | All Photos- Boilers rated under Class 4 ,Table 4 only | - | 1 | TRUE
394 | 202A71 | 3749 | 202A71 | Boilers | High pressure - water tube | Class 4 Table 4 element only | Evp 600,000 lb/hr | 1200 Psig | Steam Boilers usually fired by gas or oil, which are capable of operation at high pressures. Natural gas, Waste gas, Gas oil, refuse or coal products may be utilised as fuel. The boilers usually have super heaters (to allow high pressure and temperatures to be reached) and economisers (to pre heat the feed water). Fired by oil or gas (see new coal dust burning boilers being installed) to usually heat the water in tubes in a drum. Steam boilers are usually high pressure. Steam taken under pressure to drive machines direct, and when pressure is let down to heat buildings or to be used in the process. Cost excludes flues, precipitators, foundations, fuel handling and civil engineering. Often capacity of boiler given expressed as 1lb/hour of steam raised i.e. that which a boiler can evaporate at full load output. Large boilers are designated in tonnes/hour e.g. 600 000 lb/hour 2 tonnes per hour. The temperature at which the boiler operates should be noted e.g. 3500C and the pressure at which the steam is generated (e.g. 1500 psig). A small boiler will evaporate 2,000 lb/hour. A large industrial boiler 100,000 lb/hour If a boiler is rated in Btu/hr (it is usually for hot water) it can be converted in lb/hours taking: 1000 Btu/hr = 1lb/hour 3412 Btu/hr = 1KW/hour. | Considered Not Applicable at time of Publication | (BEAMS Note 1) The ERC for this item should be added to the total of the ERC of the other P&M items on the site and the Buildings ERC (where applicable) to enable the correct contract size adjustment to be made. ERC of P&M Items + ERC of Building Component’s = Total ERC (net figure rateable items only) to which contract size adjustment should be applied The 2023 Generic Contractors Test Spreadsheet has this facility built into the programme - it is recommended you undertake all contractors test valuations using this spreadsheet. (Details on the application of contract size adjustments can be found in the RCG 2023 Guidance notes). Where RV is calculated using the comparative method (rental method) the contract size adjustment should be made as follows: Select - SCAT code box ""P and M as an addition” within the 2023 Generic Contractors Test Spreadsheet facility. Or Where the spreadsheet is not used take the: Reciprocal of statutory de-capitalisation rate (i.e. 5% reciprocal = 20) multiply by rateable value of the buildings (before any overall end allowances are made and after making a notional deduction for the land value) and add to the ERC of P&M. Use resultant figure to calculate contract size adjustment. (Guidance Notes - Section 6) | Look at Class 4 Class 4 Table 4 Boilers Class 4 (b) Applies to accessories Class 4(c) Applies to whole boiler (a) Only the structural elements are rateable therefore no valves, pipes, gauges etc. (b) 400m3 - readily capable of being moved from one site and re-erected in its original state on another without the substantial demolition of any surrounding structure. Boilers will be rateable where Steam is used for Power (Class 1 Table 1) Services i.e. Heat (Class 2 Table 2) or it is a Named Structure (when used for the Process)(Class 4 Table 4) | - | Boiler (Class 4 Table 4) structural part of Boiler only (Deduct 25% for accessories from Class 1 Table 1 scale) (adjusted in Class 4 scale)) | Process Boiler unless rateable under Class 4 Table 4 Table 1 or Class 2 Table purposes unless rateable under Class 4 Table 4. Accessories to Class 4 boilers. | It is assumed that the item forms part of an "average size industrial, commercial or office complex". Where it would be normal to find more than one item in such a hereditament the ERC stated has been adjusted to reflect any number / quantity, discount. These figures are NOT one off figures. | Generator, Compressor, Foundations, Pits, Tanks, supports, Settings, Economisers, Super heaters. | Costs stated are for the Rateable Class 4 Table 4 element only | All Photos- Boilers rated under Class 4 ,Table 4 only | - | 20181 |  | Each | one | NA | NA | NA | 10421648.4141 | Option 3 | 14034993.6671 | 34.67% | 10349240.1826 | 9219592.4125 | -11.53% | -34.31% | 9219592.4125 | -11.53% | Indexed | NA | VOA_GPN_GOV_UK\7246041 | 2019-08-30 | Low | Amber | Medium | Risk taken from previous CG | - | - | NA | SPONS M | NA | (BEAMS Note 1) The ERC for this item should be added to the total of the ERC of the other P&M items on the site and the Buildings ERC (where applicable) to enable the correct contract size adjustment to be made. ERC of P&M Items + ERC of Building Component’s = Total ERC (net figure rateable items only) to which contract size adjustment should be applied The 2021 Generic Contractors Test Spreadsheet has this facility built into the programme - it is recommended you undertake all contractors test valuations using this spreadsheet. (Details on the application of contract size adjustments can be found in the RCG 2021 Guidance notes). Where RV is calculated using the comparative method (rental method) the contract size adjustment should be made as follows: Select - SCAT code box "P and M as an addition” within the 2021 Generic Contractors Test Spreadsheet facility. Or Where the spreadsheet is not used take the: Reciprocal of statutory de-capitalisation rate (i.e. 5% reciprocal = 20) multiply by rateable value of the buildings (before any overall end allowances are made and after making a notional deduction for the land value) and add to the ERC of P&M. Use resultant figure to calculate contract size adjustment. (Guidance Notes - Section 6) | All Photos- Boilers rated under Class 4 ,Table 4 only | - | 1 | TRUE
395 | 202A72 | 3753 | 202A72 | Boilers | High pressure - water tube | Class 4 Table 4 element only | Evp 600,000 lb/hr | 1500 Psig | Steam Boilers usually fired by gas or oil, which are capable of operation at high pressures. Natural gas, Waste gas, Gas oil, refuse or coal products may be utilised as fuel. The boilers usually have super heaters (to allow high pressure and temperatures to be reached) and economisers (to pre heat the feed water). Fired by oil or gas (see new coal dust burning boilers being installed) to usually heat the water in tubes in a drum. Steam boilers are usually high pressure. Steam taken under pressure to drive machines direct, and when pressure is let down to heat buildings or to be used in the process. Cost excludes flues, precipitators, foundations, fuel handling and civil engineering. Often capacity of boiler given expressed as 1lb/hour of steam raised i.e. that which a boiler can evaporate at full load output. Large boilers are designated in tonnes/hour e.g. 600 000 lb/hour 2 tonnes per hour. The temperature at which the boiler operates should be noted e.g. 3500C and the pressure at which the steam is generated (e.g. 1500 psig). A small boiler will evaporate 2,000 lb/hour. A large industrial boiler 100,000 lb/hour If a boiler is rated in Btu/hr (it is usually for hot water) it can be converted in lb/hours taking: 1000 Btu/hr = 1lb/hour 3412 Btu/hr = 1KW/hour. | Considered Not Applicable at time of Publication | (BEAMS Note 1) The ERC for this item should be added to the total of the ERC of the other P&M items on the site and the Buildings ERC (where applicable) to enable the correct contract size adjustment to be made. ERC of P&M Items + ERC of Building Component’s = Total ERC (net figure rateable items only) to which contract size adjustment should be applied The 2023 Generic Contractors Test Spreadsheet has this facility built into the programme - it is recommended you undertake all contractors test valuations using this spreadsheet. (Details on the application of contract size adjustments can be found in the RCG 2023 Guidance notes). Where RV is calculated using the comparative method (rental method) the contract size adjustment should be made as follows: Select - SCAT code box ""P and M as an addition” within the 2023 Generic Contractors Test Spreadsheet facility. Or Where the spreadsheet is not used take the: Reciprocal of statutory de-capitalisation rate (i.e. 5% reciprocal = 20) multiply by rateable value of the buildings (before any overall end allowances are made and after making a notional deduction for the land value) and add to the ERC of P&M. Use resultant figure to calculate contract size adjustment. (Guidance Notes - Section 6) | Look at Class 4 Class 4 Table 4 Boilers Class 4 (b) Applies to accessories Class 4(c) Applies to whole boiler (a) Only the structural elements are rateable therefore no valves, pipes, gauges etc. (b) 400m3 - readily capable of being moved from one site and re-erected in its original state on another without the substantial demolition of any surrounding structure. Boilers will be rateable where Steam is used for Power (Class 1 Table 1) Services i.e. Heat (Class 2 Table 2) or it is a Named Structure (when used for the Process)(Class 4 Table 4) | - | Boiler (Class 4 Table 4) structural part of Boiler only (Deduct 25% for accessories from Class 1 Table 1 scale) (adjusted in Class 4 scale)) | Process Boiler unless rateable under Class 4 Table 4 Table 1 or Class 2 Table purposes unless rateable under Class 4 Table 4. Accessories to Class 4 boilers. | It is assumed that the item forms part of an "average size industrial, commercial or office complex". Where it would be normal to find more than one item in such a hereditament the ERC stated has been adjusted to reflect any number / quantity, discount. These figures are NOT one off figures. | Generator, Compressor, Foundations, Pits, Tanks, supports, Settings, Economisers, Super heaters. | Costs stated are for the Rateable Class 4 Table 4 element only | All Photos- Boilers rated under Class 4 ,Table 4 only | - | 20181 |  | Each | one | NA | NA | NA | 10681242.8099 | Option 3 | 14384593.4192 | 34.67% | 10607030.951 | 9449244.616 | -11.53% | -34.31% | 9449244.616 | -11.53% | Indexed | NA | VOA_GPN_GOV_UK\7246041 | 2019-08-30 | Low | Amber | Medium | Risk taken from previous CG | - | - | NA | SPONS M | NA | (BEAMS Note 1) The ERC for this item should be added to the total of the ERC of the other P&M items on the site and the Buildings ERC (where applicable) to enable the correct contract size adjustment to be made. ERC of P&M Items + ERC of Building Component’s = Total ERC (net figure rateable items only) to which contract size adjustment should be applied The 2021 Generic Contractors Test Spreadsheet has this facility built into the programme - it is recommended you undertake all contractors test valuations using this spreadsheet. (Details on the application of contract size adjustments can be found in the RCG 2021 Guidance notes). Where RV is calculated using the comparative method (rental method) the contract size adjustment should be made as follows: Select - SCAT code box "P and M as an addition” within the 2021 Generic Contractors Test Spreadsheet facility. Or Where the spreadsheet is not used take the: Reciprocal of statutory de-capitalisation rate (i.e. 5% reciprocal = 20) multiply by rateable value of the buildings (before any overall end allowances are made and after making a notional deduction for the land value) and add to the ERC of P&M. Use resultant figure to calculate contract size adjustment. (Guidance Notes - Section 6) | All Photos- Boilers rated under Class 4 ,Table 4 only | - | 1 | TRUE
396 | 202A73 | 3754 | 202A73 | Boilers | High pressure - water tube | Class 4 Table 4 element only | Evp 600,000 lb/hr | 1800 Psig | Steam Boilers usually fired by gas or oil, which are capable of operation at high pressures. Natural gas, Waste gas, Gas oil, refuse or coal products may be utilised as fuel. The boilers usually have super heaters (to allow high pressure and temperatures to be reached) and economisers (to pre heat the feed water). Fired by oil or gas (see new coal dust burning boilers being installed) to usually heat the water in tubes in a drum. Steam boilers are usually high pressure. Steam taken under pressure to drive machines direct, and when pressure is let down to heat buildings or to be used in the process. Cost excludes flues, precipitators, foundations, fuel handling and civil engineering. Often capacity of boiler given expressed as 1lb/hour of steam raised i.e. that which a boiler can evaporate at full load output. Large boilers are designated in tonnes/hour e.g. 600 000 lb/hour 2 tonnes per hour. The temperature at which the boiler operates should be noted e.g. 3500C and the pressure at which the steam is generated (e.g. 1500 psig). A small boiler will evaporate 2,000 lb/hour. A large industrial boiler 100,000 lb/hour If a boiler is rated in Btu/hr (it is usually for hot water) it can be converted in lb/hours taking: 1000 Btu/hr = 1lb/hour 3412 Btu/hr = 1KW/hour. | Considered Not Applicable at time of Publication | (BEAMS Note 1) The ERC for this item should be added to the total of the ERC of the other P&M items on the site and the Buildings ERC (where applicable) to enable the correct contract size adjustment to be made. ERC of P&M Items + ERC of Building Component’s = Total ERC (net figure rateable items only) to which contract size adjustment should be applied The 2023 Generic Contractors Test Spreadsheet has this facility built into the programme - it is recommended you undertake all contractors test valuations using this spreadsheet. (Details on the application of contract size adjustments can be found in the RCG 2023 Guidance notes). Where RV is calculated using the comparative method (rental method) the contract size adjustment should be made as follows: Select - SCAT code box ""P and M as an addition” within the 2023 Generic Contractors Test Spreadsheet facility. Or Where the spreadsheet is not used take the: Reciprocal of statutory de-capitalisation rate (i.e. 5% reciprocal = 20) multiply by rateable value of the buildings (before any overall end allowances are made and after making a notional deduction for the land value) and add to the ERC of P&M. Use resultant figure to calculate contract size adjustment. (Guidance Notes - Section 6) | Look at Class 4 Class 4 Table 4 Boilers Class 4 (b) Applies to accessories Class 4(c) Applies to whole boiler (a) Only the structural elements are rateable therefore no valves, pipes, gauges etc. (b) 400m3 - readily capable of being moved from one site and re-erected in its original state on another without the substantial demolition of any surrounding structure. Boilers will be rateable where Steam is used for Power (Class 1 Table 1) Services i.e. Heat (Class 2 Table 2) or it is a Named Structure (when used for the Process)(Class 4 Table 4) | - | Boiler (Class 4 Table 4) structural part of Boiler only (Deduct 25% for accessories from Class 1 Table 1 scale) (adjusted in Class 4 scale)) | Process Boiler unless rateable under Class 4 Table 4 Table 1 or Class 2 Table purposes unless rateable under Class 4 Table 4. Accessories to Class 4 boilers. | It is assumed that the item forms part of an "average size industrial, commercial or office complex". Where it would be normal to find more than one item in such a hereditament the ERC stated has been adjusted to reflect any number / quantity, discount. These figures are NOT one off figures. | Generator, Compressor, Foundations, Pits, Tanks, supports, Settings, Economisers, Super heaters. | Costs stated are for the Rateable Class 4 Table 4 element only | All Photos- Boilers rated under Class 4 ,Table 4 only | - | 20181 |  | Each | one | NA | NA | NA | 10940837.2057 | Option 3 | 14734193.1712 | 34.67% | 10864821.7194 | 9678896.8195 | -11.53% | -34.31% | 9678896.8195 | -11.53% | Indexed | NA | VOA_GPN_GOV_UK\7246041 | 2019-08-30 | Low | Amber | Medium | Risk taken from previous CG | - | - | NA | SPONS M | NA | (BEAMS Note 1) The ERC for this item should be added to the total of the ERC of the other P&M items on the site and the Buildings ERC (where applicable) to enable the correct contract size adjustment to be made. ERC of P&M Items + ERC of Building Component’s = Total ERC (net figure rateable items only) to which contract size adjustment should be applied The 2021 Generic Contractors Test Spreadsheet has this facility built into the programme - it is recommended you undertake all contractors test valuations using this spreadsheet. (Details on the application of contract size adjustments can be found in the RCG 2021 Guidance notes). Where RV is calculated using the comparative method (rental method) the contract size adjustment should be made as follows: Select - SCAT code box "P and M as an addition” within the 2021 Generic Contractors Test Spreadsheet facility. Or Where the spreadsheet is not used take the: Reciprocal of statutory de-capitalisation rate (i.e. 5% reciprocal = 20) multiply by rateable value of the buildings (before any overall end allowances are made and after making a notional deduction for the land value) and add to the ERC of P&M. Use resultant figure to calculate contract size adjustment. (Guidance Notes - Section 6) | All Photos- Boilers rated under Class 4 ,Table 4 only | - | 1 | TRUE
397 | 202C13 | 8624 | 202C13 | Boilers | Industrial space heating - hot water | Individual gas heaters + heat exchangers | 1,365 litres / 300 gallons | 600000 BTHU | Large usually circular package type boiler (usually 2 - 3) often located in its own boiler house. Where supplies are available the boiler is gas fired, failing this gas oil is adopted. The hot exhaust gasses are often used through a heat exchanger in order to efficiently use the heat available in bringing the water to the required temperature. Industries such as Breweries, Sugar Beet factories and Food processing require large amounts of hot water in making their product. The hot water boilers are often of reasonable size and should be considered under Class 4 Table 4. [ they are subject to Class 4 (a) to (d) ] However if part of the boiler is used to heat the hereditament then under the pre amble to Class 2 the whole of the boiler is rateable. | Considered Not Applicable at time of Publication | (BEAMS Note 1) The ERC for this item should be added to the total of the ERC of the other P&M items on the site and the Buildings ERC (where applicable) to enable the correct contract size adjustment to be made. ERC of P&M Items + ERC of Building Component’s = Total ERC (net figure rateable items only) to which contract size adjustment should be applied The 2023 Generic Contractors Test Spreadsheet has this facility built into the programme - it is recommended you undertake all contractors test valuations using this spreadsheet. (Details on the application of contract size adjustments can be found in the RCG 2023 Guidance notes). Where RV is calculated using the comparative method (rental method) the contract size adjustment should be made as follows: Select - SCAT code box ""P and M as an addition” within the 2023 Generic Contractors Test Spreadsheet facility. Or Where the spreadsheet is not used take the: Reciprocal of statutory de-capitalisation rate (i.e. 5% reciprocal = 20) multiply by rateable value of the buildings (before any overall end allowances are made and after making a notional deduction for the land value) and add to the ERC of P&M. Use resultant figure to calculate contract size adjustment. (Guidance Notes - Section 6) | Age. The Costs are for a Class 2 Boiler. For Class 4 Boilers take 60 % of the Class 2 costs. | Size of the boiler ( physical ) The boiler output ( usually kW ) The use of the hot water | Class 4 Table 4 ( subject to Class 4 (a) to (d) ) Class 2 heating | List of Accessories items under Class 4 | Foundations, settings | It is assumed that the item forms part of an average size industrial, commercial or office complex. Where it would be normal to find more than one item in such a hereditament the ERC stated has been adjusted to reflect any number / quantity, discount. These figures are NOT one off figures. | - | - | - | 20185 |  | Each | one | NA | NA | NA | 23500.8854 | Option 3 | 31649.0026 | 34.67% | 11713.0732 | 10434.5593 | -55.6% | -67.03% | 10434.5593 | -55.6% | Indexed | NA | VOA_GPN_GOV_UK\7246041 | 2019-08-30 | Low | Amber | Medium | Risk taken from previous CG | - | - | NA | SPONS M | NA | (BEAMS Note 1) The ERC for this item should be added to the total of the ERC of the other P&M items on the site and the Buildings ERC (where applicable) to enable the correct contract size adjustment to be made. ERC of P&M Items + ERC of Building Component’s = Total ERC (net figure rateable items only) to which contract size adjustment should be applied The 2021 Generic Contractors Test Spreadsheet has this facility built into the programme - it is recommended you undertake all contractors test valuations using this spreadsheet. (Details on the application of contract size adjustments can be found in the RCG 2021 Guidance notes). Where RV is calculated using the comparative method (rental method) the contract size adjustment should be made as follows: Select - SCAT code box "P and M as an addition” within the 2021 Generic Contractors Test Spreadsheet facility. Or Where the spreadsheet is not used take the: Reciprocal of statutory de-capitalisation rate (i.e. 5% reciprocal = 20) multiply by rateable value of the buildings (before any overall end allowances are made and after making a notional deduction for the land value) and add to the ERC of P&M. Use resultant figure to calculate contract size adjustment. (Guidance Notes - Section 6) | - | - | 1 | TRUE
398 | 202C14 | 8628 | 202C14 | Boilers | Industrial space heating - hot water | Individual gas heaters + heat exchangers | 1,820 litres / 400 gallons | 1000000 BTHU | Large usually circular package type boiler (usually 2 - 3) often located in its own boiler house. Where supplies are available the boiler is gas fired, failing this gas oil is adopted. The hot exhaust gasses are often used through a heat exchanger in order to efficiently use the heat available in bringing the water to the required temperature. Industries such as Breweries, Sugar Beet factories and Food processing require large amounts of hot water in making their product. The hot water boilers are often of reasonable size and should be considered under Class 4 Table 4. [ they are subject to Class 4 (a) to (d) ] However if part of the boiler is used to heat the hereditament then under the pre amble to Class 2 the whole of the boiler is rateable. | Considered Not Applicable at time of Publication | (BEAMS Note 1) The ERC for this item should be added to the total of the ERC of the other P&M items on the site and the Buildings ERC (where applicable) to enable the correct contract size adjustment to be made. ERC of P&M Items + ERC of Building Component’s = Total ERC (net figure rateable items only) to which contract size adjustment should be applied The 2023 Generic Contractors Test Spreadsheet has this facility built into the programme - it is recommended you undertake all contractors test valuations using this spreadsheet. (Details on the application of contract size adjustments can be found in the RCG 2023 Guidance notes). Where RV is calculated using the comparative method (rental method) the contract size adjustment should be made as follows: Select - SCAT code box ""P and M as an addition” within the 2023 Generic Contractors Test Spreadsheet facility. Or Where the spreadsheet is not used take the: Reciprocal of statutory de-capitalisation rate (i.e. 5% reciprocal = 20) multiply by rateable value of the buildings (before any overall end allowances are made and after making a notional deduction for the land value) and add to the ERC of P&M. Use resultant figure to calculate contract size adjustment. (Guidance Notes - Section 6) | Age. The Costs are for a Class 2 Boiler. For Class 4 Boilers take 60 % of the Class 2 costs. | Size of the boiler ( physical ) The boiler output ( usually kW ) The use of the hot water | Class 4 Table 4 ( subject to Class 4 (a) to (d) ) Class 2 heating | List of Accessories items under Class 4 | Foundations, settings | It is assumed that the item forms part of an average size industrial, commercial or office complex. Where it would be normal to find more than one item in such a hereditament the ERC stated has been adjusted to reflect any number / quantity, discount. These figures are NOT one off figures. | - | - | - | 20185 |  | Each | one | NA | NA | NA | 31334.5139 | Option 3 | 42198.6702 | 34.67% | 16102.2321 | 14344.6296 | -54.22% | -66.01% | 14344.6296 | -54.22% | Indexed | NA | VOA_GPN_GOV_UK\7246041 | 2019-08-30 | Low | Amber | Medium | Risk taken from previous CG | - | - | NA | SPONS M | NA | (BEAMS Note 1) The ERC for this item should be added to the total of the ERC of the other P&M items on the site and the Buildings ERC (where applicable) to enable the correct contract size adjustment to be made. ERC of P&M Items + ERC of Building Component’s = Total ERC (net figure rateable items only) to which contract size adjustment should be applied The 2021 Generic Contractors Test Spreadsheet has this facility built into the programme - it is recommended you undertake all contractors test valuations using this spreadsheet. (Details on the application of contract size adjustments can be found in the RCG 2021 Guidance notes). Where RV is calculated using the comparative method (rental method) the contract size adjustment should be made as follows: Select - SCAT code box "P and M as an addition” within the 2021 Generic Contractors Test Spreadsheet facility. Or Where the spreadsheet is not used take the: Reciprocal of statutory de-capitalisation rate (i.e. 5% reciprocal = 20) multiply by rateable value of the buildings (before any overall end allowances are made and after making a notional deduction for the land value) and add to the ERC of P&M. Use resultant figure to calculate contract size adjustment. (Guidance Notes - Section 6) | - | - | 1 | TRUE
399 | 202C15 | 8629 | 202C15 | Boilers | Industrial space heating - hot water | Individual gas heaters + heat exchangers | 2,275 litres / 500 gallons | 1250000 BTHU | Large usually circular package type boiler (usually 2 - 3) often located in its own boiler house. Where supplies are available the boiler is gas fired, failing this gas oil is adopted. The hot exhaust gasses are often used through a heat exchanger in order to efficiently use the heat available in bringing the water to the required temperature. Industries such as Breweries, Sugar Beet factories and Food processing require large amounts of hot water in making their product. The hot water boilers are often of reasonable size and should be considered under Class 4 Table 4. [ they are subject to Class 4 (a) to (d) ] However if part of the boiler is used to heat the hereditament then under the pre amble to Class 2 the whole of the boiler is rateable. | Considered Not Applicable at time of Publication | (BEAMS Note 1) The ERC for this item should be added to the total of the ERC of the other P&M items on the site and the Buildings ERC (where applicable) to enable the correct contract size adjustment to be made. ERC of P&M Items + ERC of Building Component’s = Total ERC (net figure rateable items only) to which contract size adjustment should be applied The 2023 Generic Contractors Test Spreadsheet has this facility built into the programme - it is recommended you undertake all contractors test valuations using this spreadsheet. (Details on the application of contract size adjustments can be found in the RCG 2023 Guidance notes). Where RV is calculated using the comparative method (rental method) the contract size adjustment should be made as follows: Select - SCAT code box ""P and M as an addition” within the 2023 Generic Contractors Test Spreadsheet facility. Or Where the spreadsheet is not used take the: Reciprocal of statutory de-capitalisation rate (i.e. 5% reciprocal = 20) multiply by rateable value of the buildings (before any overall end allowances are made and after making a notional deduction for the land value) and add to the ERC of P&M. Use resultant figure to calculate contract size adjustment. (Guidance Notes - Section 6) | Age. The Costs are for a Class 2 Boiler. For Class 4 Boilers take 60 % of the Class 2 costs. | Size of the boiler ( physical ) The boiler output ( usually kW ) The use of the hot water | Class 4 Table 4 ( subject to Class 4 (a) to (d) ) Class 2 heating | List of Accessories items under Class 4 | Foundations, settings | It is assumed that the item forms part of an average size industrial, commercial or office complex. Where it would be normal to find more than one item in such a hereditament the ERC stated has been adjusted to reflect any number / quantity, discount. These figures are NOT one off figures. | - | - | - | 20185 |  | Each | one | NA | NA | NA | 34347.4479 | Option 3 | 46256.2346 | 34.67% | 18815.1293 | 16761.4067 | -51.2% | -63.76% | 16761.4067 | -51.2% | Indexed | NA | VOA_GPN_GOV_UK\7246041 | 2019-08-30 | Low | Amber | Medium | Risk taken from previous CG | - | - | NA | SPONS M | NA | (BEAMS Note 1) The ERC for this item should be added to the total of the ERC of the other P&M items on the site and the Buildings ERC (where applicable) to enable the correct contract size adjustment to be made. ERC of P&M Items + ERC of Building Component’s = Total ERC (net figure rateable items only) to which contract size adjustment should be applied The 2021 Generic Contractors Test Spreadsheet has this facility built into the programme - it is recommended you undertake all contractors test valuations using this spreadsheet. (Details on the application of contract size adjustments can be found in the RCG 2021 Guidance notes). Where RV is calculated using the comparative method (rental method) the contract size adjustment should be made as follows: Select - SCAT code box "P and M as an addition” within the 2021 Generic Contractors Test Spreadsheet facility. Or Where the spreadsheet is not used take the: Reciprocal of statutory de-capitalisation rate (i.e. 5% reciprocal = 20) multiply by rateable value of the buildings (before any overall end allowances are made and after making a notional deduction for the land value) and add to the ERC of P&M. Use resultant figure to calculate contract size adjustment. (Guidance Notes - Section 6) | - | - | 1 | TRUE
400 | 202C01 | 8531 | 202C01 | Boilers | Industrial space heating - hot water | Sets of 24 kw Boilers | Ht 1200mm - depth 1300mm - linked width various | Output 96 kw | Variety of boilers similar in shape and design to domestic gas hot water boilers, used to raise hot water (but sometimes steam). Single heater by-pass system used for heating Factories, Sports Centres, Universities, Colleges et cetera. Max work pressure not greater than 7 bars. Main source of heat is gas, gas oil or oil. There are some solid fuel units but these are less common today. Steam or Hot water is used for heating or process or a combination of both. For greater output units may be linked together but for larger amounts of constant heat a small package boiler is more suitable. Heat recovery from the exhaust gasses utilised for ducted warm air or further warm water. Boilers are constructed of mild steel and include safety valves, water gauges and computer controls. Can work in groups of 4, 5, and 6 up to a range of 16 in order to give the required kW output. Often maximum ratings lb/hour are stated on the machine but this is NOT the normal working rating but the maximum allowing for safety margins. Calculate values on the working rate only but have note of the maximum rate especially if it is substantially greater that the present operating rate. lb/sq inch This is the working pressure of the boiler and under 250lb/sq in is regarded as low pressure and over 300lb/sq in as high pressure. 1 Bar = 14.5 psig (at atmosphere) psig Low Pressure - Space Heating, Hot Water (showers, Kitchens et cetera), and Process purposes High Pressure - Driving machines and Turbines for Electrical Generation, certain processes. | Considered Not Applicable at time of Publication | (BEAMS Note 1) The ERC for this item should be added to the total of the ERC of the other P&M items on the site and the Buildings ERC (where applicable) to enable the correct contract size adjustment to be made. ERC of P&M Items + ERC of Building Component’s = Total ERC (net figure rateable items only) to which contract size adjustment should be applied The 2023 Generic Contractors Test Spreadsheet has this facility built into the programme - it is recommended you undertake all contractors test valuations using this spreadsheet. (Details on the application of contract size adjustments can be found in the RCG 2023 Guidance notes). Where RV is calculated using the comparative method (rental method) the contract size adjustment should be made as follows: Select - SCAT code box ""P and M as an addition” within the 2023 Generic Contractors Test Spreadsheet facility. Or Where the spreadsheet is not used take the: Reciprocal of statutory de-capitalisation rate (i.e. 5% reciprocal = 20) multiply by rateable value of the buildings (before any overall end allowances are made and after making a notional deduction for the land value) and add to the ERC of P&M. Use resultant figure to calculate contract size adjustment. (Guidance Notes - Section 6) | - | Boilers will be rateable where Steam is used for Power (Class 1 Table 1) Services i.e. Heat (Class 2 Table 2) or it is a Named Structure (when used for the Process)(Class 4 Table 4) A small boiler will evaporate 2,000 lb/hour A large industrial boiler 100,000 lb/hour If a boiler is rated in Btu/hr (it is usually for hot water) it can be converted in lb/hours taking 1000 Btu/hr = 1lb/hour 3412 Btu/hr = 1KW/hour Most modern boilers are rated in kW / hr. | Class 1 Table 1 Plant and Machinery specified in Table 1 below which is USED or INTENDED to be USED MAINLY OR EXCLUSIVELY in connection with….. "Mainly" This does not mean the % must be more than 50% i.e.: Power (Class 1) 45% Heating (Class 2) 35% Process (Class 4) 20% Mainly Class 1 All the boiler is Rateable Or Power (Class 1) 20% Heating (Class 2) 55% Process (Class 4) 25% Class 2 (in part) All the boiler is Rateable Or Power (Class 1) 30% Heating (Class 2) 30% Process (Class 4) 40% Class 4 Not Rateable Class 1 or 2 (If any part is in Class 2 the whole is rateable under this class) But may be rateable under Class 4 "Mainly" Do not add together the % for Class 1 and Class 2 in order to be greater than Class 4 The words mainly have been omitted from Class 2 (SI 2000 540) and thus any boiler, which is in part rateable under Class 2, is a Class 2 boiler. (Some discretion may be required if only a small part of the boilers output is used for Class 2 purposes. If the boiler is not mainly Class 1 or in any part Class 2 THE WHOLE BOILER IS RATEABLE If the boiler is not mainly Class 1 or rateable under Class 2 Look at Class 4 Class 4 Table 4 Boilers Note Class 4 (b) Applies to accessories Class 4 (c) Applies to whole boiler (a) Only the structural elements are rateable therefore no "Twiddly Bits" values, pipes, gauges etc. (b) 400m3 - readily capable of being moved from one site and re-erected in its original state on another without the substantial demolition of any surrounding structure. | i) Process Boiler unless rateable under Class 4 Table 4 ii)Dual-purpose boiler not used ¬mainly or exclusively¬ for either Class 1 Table 1 purposes unless rateable under Class 4 Table 4. iii) Accessories to Class 4 boilers. Certain conditions under Class 2 | Generator, Compressor, Foundations, Pits, Tanks, supports, Settings, Economisers, Super heaters. | It is assumed that the item forms part of an average size industrial, commercial or office complex. Where it would be normal to find more than one item in such a hereditament the ERC stated has been adjusted to reflect any number / quantity, discount. These figures are NOT one off figures. | - | Photo 1 - Hot water boiler Photo 2 - For greater heat output boilers are linked together and operate from a central computer control system. Usually gas fired. Photo 3 - Hot water boiler Gas fired coupled together with air management system | Photo 1 - Notes: Large Domestic type boilers often coupled together to give quantity of hot water - used in many industrial locations for hot water heating and process hot water. Photo 3 - Two boilers coupled together note flue gases duct used as extra heat exchanger. This system may be found in a recreation | 20182 |  | Each | one | NA | NA | NA | 13015.875 | Option 3 | 17528.6784 | 34.67% | 5625.4676 | 5011.4325 | -61.5% | -71.41% | 5011.4325 | -61.5% | Indexed | NA | VOA_GPN_GOV_UK\7246041 | 2019-08-30 | Low | Amber | Medium | Risk taken from previous CG | - | - | NA | SPONS M | NA | (BEAMS Note 1) The ERC for this item should be added to the total of the ERC of the other P&M items on the site and the Buildings ERC (where applicable) to enable the correct contract size adjustment to be made. ERC of P&M Items + ERC of Building Component’s = Total ERC (net figure rateable items only) to which contract size adjustment should be applied The 2021 Generic Contractors Test Spreadsheet has this facility built into the programme - it is recommended you undertake all contractors test valuations using this spreadsheet. (Details on the application of contract size adjustments can be found in the RCG 2021 Guidance notes). Where RV is calculated using the comparative method (rental method) the contract size adjustment should be made as follows: Select - SCAT code box "P and M as an addition” within the 2021 Generic Contractors Test Spreadsheet facility. Or Where the spreadsheet is not used take the: Reciprocal of statutory de-capitalisation rate (i.e. 5% reciprocal = 20) multiply by rateable value of the buildings (before any overall end allowances are made and after making a notional deduction for the land value) and add to the ERC of P&M. Use resultant figure to calculate contract size adjustment. (Guidance Notes - Section 6) | Photo 1 - Hot water boiler Photo 2 - For greater heat output boilers are linked together and operate from a central computer control system. Usually gas fired. Photo 3 - Hot water boiler Gas fired coupled together with air management system | Photo 1 - Notes: Large Domestic type boilers often coupled together to give quantity of hot water - used in many industrial locations for hot water heating and process hot water. Photo 3 - Two boilers coupled together note flue gases duct used as extra heat exchanger. This system may be found in a recreation | 1 | TRUE
401 | 202C02 | 8534 | 202C02 | Boilers | Industrial space heating - hot water | Sets of 24 kw Boilers | Ht 1200mm - depth 1300mm - linked width various | Output 192 kw | Variety of boilers similar in shape and design to domestic gas hot water boilers, used to raise hot water (but sometimes steam). Single heater by-pass system used for heating Factories, Sports Centres, Universities, Colleges et cetera. Max work pressure not greater than 7 bars. Main source of heat is gas, gas oil or oil. There are some solid fuel units but these are less common today. Steam or Hot water is used for heating or process or a combination of both. For greater output units may be linked together but for larger amounts of constant heat a small package boiler is more suitable. Heat recovery from the exhaust gasses utilised for ducted warm air or further warm water. Boilers are constructed of mild steel and include safety valves, water gauges and computer controls. Can work in groups of 4, 5, and 6 up to a range of 16 in order to give the required kW output. Often maximum ratings lb/hour are stated on the machine but this is NOT the normal working rating but the maximum allowing for safety margins. Calculate values on the working rate only but have note of the maximum rate especially if it is substantially greater that the present operating rate. lb/sq inch This is the working pressure of the boiler and under 250lb/sq in is regarded as low pressure and over 300lb/sq in as high pressure. 1 Bar = 14.5 psig (at atmosphere) psig Low Pressure - Space Heating, Hot Water (showers, Kitchens et cetera), and Process purposes High Pressure - Driving machines and Turbines for Electrical Generation, certain processes. | Considered Not Applicable at time of Publication | (BEAMS Note 1) The ERC for this item should be added to the total of the ERC of the other P&M items on the site and the Buildings ERC (where applicable) to enable the correct contract size adjustment to be made. ERC of P&M Items + ERC of Building Component’s = Total ERC (net figure rateable items only) to which contract size adjustment should be applied The 2023 Generic Contractors Test Spreadsheet has this facility built into the programme - it is recommended you undertake all contractors test valuations using this spreadsheet. (Details on the application of contract size adjustments can be found in the RCG 2023 Guidance notes). Where RV is calculated using the comparative method (rental method) the contract size adjustment should be made as follows: Select - SCAT code box ""P and M as an addition” within the 2023 Generic Contractors Test Spreadsheet facility. Or Where the spreadsheet is not used take the: Reciprocal of statutory de-capitalisation rate (i.e. 5% reciprocal = 20) multiply by rateable value of the buildings (before any overall end allowances are made and after making a notional deduction for the land value) and add to the ERC of P&M. Use resultant figure to calculate contract size adjustment. (Guidance Notes - Section 6) | - | Boilers will be rateable where Steam is used for Power (Class 1 Table 1) Services i.e. Heat (Class 2 Table 2) or it is a Named Structure (when used for the Process)(Class 4 Table 4) A small boiler will evaporate 2,000 lb/hour A large industrial boiler 100,000 lb/hour If a boiler is rated in Btu/hr (it is usually for hot water) it can be converted in lb/hours taking 1000 Btu/hr = 1lb/hour 3412 Btu/hr = 1KW/hour Most modern boilers are rated in kW / hr. | Class 1 Table 1 Plant and Machinery specified in Table 1 below which is USED or INTENDED to be USED MAINLY OR EXCLUSIVELY in connection with….. "Mainly" This does not mean the % must be more than 50% i.e.: Power (Class 1) 45% Heating (Class 2) 35% Process (Class 4) 20% Mainly Class 1 All the boiler is Rateable Or Power (Class 1) 20% Heating (Class 2) 55% Process (Class 4) 25% Class 2 (in part) All the boiler is Rateable Or Power (Class 1) 30% Heating (Class 2) 30% Process (Class 4) 40% Class 4 Not Rateable Class 1 or 2 (If any part is in Class 2 the whole is rateable under this class) But may be rateable under Class 4 "Mainly" Do not add together the % for Class 1 and Class 2 in order to be greater than Class 4 The words mainly have been omitted from Class 2 (SI 2000 540) and thus any boiler, which is in part rateable under Class 2, is a Class 2 boiler. (Some discretion may be required if only a small part of the boilers output is used for Class 2 purposes. If the boiler is not mainly Class 1 or in any part Class 2 THE WHOLE BOILER IS RATEABLE If the boiler is not mainly Class 1 or rateable under Class 2 Look at Class 4 Class 4 Table 4 Boilers Note Class 4 (b) Applies to accessories Class 4 (c) Applies to whole boiler (a) Only the structural elements are rateable therefore no "Twiddly Bits" values, pipes, gauges etc. (b) 400m3 - readily capable of being moved from one site and re-erected in its original state on another without the substantial demolition of any surrounding structure. | i) Process Boiler unless rateable under Class 4 Table 4 ii)Dual-purpose boiler not used ¬mainly or exclusively¬ for either Class 1 Table 1 purposes unless rateable under Class 4 Table 4. iii) Accessories to Class 4 boilers. Certain conditions under Class 2 | Generator, Compressor, Foundations, Pits, Tanks, supports, Settings, Economisers, Super heaters. | It is assumed that the item forms part of an average size industrial, commercial or office complex. Where it would be normal to find more than one item in such a hereditament the ERC stated has been adjusted to reflect any number / quantity, discount. These figures are NOT one off figures. | - | Photo 1 - Hot water boiler Photo 2 - For greater heat output boilers are linked together and operate from a central computer control system. Usually gas fired. Photo 3 - Hot water boiler Gas fired coupled together with air management system | Photo 1 - Notes: Large Domestic type boilers often coupled together to give quantity of hot water - used in many industrial locations for hot water heating and process hot water. Photo 3 - Two boilers coupled together note flue gases duct used as extra heat exchanger. This system may be found in a recreation | 20182 |  | Each | one | NA | NA | NA | 24404.7656 | Option 3 | 32866.272 | 34.67% | 10377.0351 | 9244.3535 | -62.12% | -71.87% | 9244.3535 | -62.12% | Indexed | NA | VOA_GPN_GOV_UK\7246041 | 2019-08-30 | Low | Amber | Medium | Risk taken from previous CG | - | - | NA | SPONS M | NA | (BEAMS Note 1) The ERC for this item should be added to the total of the ERC of the other P&M items on the site and the Buildings ERC (where applicable) to enable the correct contract size adjustment to be made. ERC of P&M Items + ERC of Building Component’s = Total ERC (net figure rateable items only) to which contract size adjustment should be applied The 2021 Generic Contractors Test Spreadsheet has this facility built into the programme - it is recommended you undertake all contractors test valuations using this spreadsheet. (Details on the application of contract size adjustments can be found in the RCG 2021 Guidance notes). Where RV is calculated using the comparative method (rental method) the contract size adjustment should be made as follows: Select - SCAT code box "P and M as an addition” within the 2021 Generic Contractors Test Spreadsheet facility. Or Where the spreadsheet is not used take the: Reciprocal of statutory de-capitalisation rate (i.e. 5% reciprocal = 20) multiply by rateable value of the buildings (before any overall end allowances are made and after making a notional deduction for the land value) and add to the ERC of P&M. Use resultant figure to calculate contract size adjustment. (Guidance Notes - Section 6) | Photo 1 - Hot water boiler Photo 2 - For greater heat output boilers are linked together and operate from a central computer control system. Usually gas fired. Photo 3 - Hot water boiler Gas fired coupled together with air management system | Photo 1 - Notes: Large Domestic type boilers often coupled together to give quantity of hot water - used in many industrial locations for hot water heating and process hot water. Photo 3 - Two boilers coupled together note flue gases duct used as extra heat exchanger. This system may be found in a recreation | 1 | TRUE
402 | 202C03 | 8538 | 202C03 | Boilers | Industrial space heating - hot water | Sets of 24 kw Boilers | Ht 1200mm - depth 1300mm - linked width various | Output 312 kw | Variety of boilers similar in shape and design to domestic gas hot water boilers, used to raise hot water (but sometimes steam). Single heater by-pass system used for heating Factories, Sports Centres, Universities, Colleges et cetera. Max work pressure not greater than 7 bars. Main source of heat is gas, gas oil or oil. There are some solid fuel units but these are less common today. Steam or Hot water is used for heating or process or a combination of both. For greater output units may be linked together but for larger amounts of constant heat a small package boiler is more suitable. Heat recovery from the exhaust gasses utilised for ducted warm air or further warm water. Boilers are constructed of mild steel and include safety valves, water gauges and computer controls. Can work in groups of 4, 5, and 6 up to a range of 16 in order to give the required kW output. Often maximum ratings lb/hour are stated on the machine but this is NOT the normal working rating but the maximum allowing for safety margins. Calculate values on the working rate only but have note of the maximum rate especially if it is substantially greater that the present operating rate. lb/sq inch This is the working pressure of the boiler and under 250lb/sq in is regarded as low pressure and over 300lb/sq in as high pressure. 1 Bar = 14.5 psig (at atmosphere) psig Low Pressure - Space Heating, Hot Water (showers, Kitchens et cetera), and Process purposes High Pressure - Driving machines and Turbines for Electrical Generation, certain processes. | Considered Not Applicable at time of Publication | (BEAMS Note 1) The ERC for this item should be added to the total of the ERC of the other P&M items on the site and the Buildings ERC (where applicable) to enable the correct contract size adjustment to be made. ERC of P&M Items + ERC of Building Component’s = Total ERC (net figure rateable items only) to which contract size adjustment should be applied The 2023 Generic Contractors Test Spreadsheet has this facility built into the programme - it is recommended you undertake all contractors test valuations using this spreadsheet. (Details on the application of contract size adjustments can be found in the RCG 2023 Guidance notes). Where RV is calculated using the comparative method (rental method) the contract size adjustment should be made as follows: Select - SCAT code box ""P and M as an addition” within the 2023 Generic Contractors Test Spreadsheet facility. Or Where the spreadsheet is not used take the: Reciprocal of statutory de-capitalisation rate (i.e. 5% reciprocal = 20) multiply by rateable value of the buildings (before any overall end allowances are made and after making a notional deduction for the land value) and add to the ERC of P&M. Use resultant figure to calculate contract size adjustment. (Guidance Notes - Section 6) | - | Boilers will be rateable where Steam is used for Power (Class 1 Table 1) Services i.e. Heat (Class 2 Table 2) or it is a Named Structure (when used for the Process)(Class 4 Table 4) A small boiler will evaporate 2,000 lb/hour A large industrial boiler 100,000 lb/hour If a boiler is rated in Btu/hr (it is usually for hot water) it can be converted in lb/hours taking 1000 Btu/hr = 1lb/hour 3412 Btu/hr = 1KW/hour Most modern boilers are rated in kW / hr. | Class 1 Table 1 Plant and Machinery specified in Table 1 below which is USED or INTENDED to be USED MAINLY OR EXCLUSIVELY in connection with….. "Mainly" This does not mean the % must be more than 50% i.e.: Power (Class 1) 45% Heating (Class 2) 35% Process (Class 4) 20% Mainly Class 1 All the boiler is Rateable Or Power (Class 1) 20% Heating (Class 2) 55% Process (Class 4) 25% Class 2 (in part) All the boiler is Rateable Or Power (Class 1) 30% Heating (Class 2) 30% Process (Class 4) 40% Class 4 Not Rateable Class 1 or 2 (If any part is in Class 2 the whole is rateable under this class) But may be rateable under Class 4 "Mainly" Do not add together the % for Class 1 and Class 2 in order to be greater than Class 4 The words mainly have been omitted from Class 2 (SI 2000 540) and thus any boiler, which is in part rateable under Class 2, is a Class 2 boiler. (Some discretion may be required if only a small part of the boilers output is used for Class 2 purposes. If the boiler is not mainly Class 1 or in any part Class 2 THE WHOLE BOILER IS RATEABLE If the boiler is not mainly Class 1 or rateable under Class 2 Look at Class 4 Class 4 Table 4 Boilers Note Class 4 (b) Applies to accessories Class 4 (c) Applies to whole boiler (a) Only the structural elements are rateable therefore no "Twiddly Bits" values, pipes, gauges etc. (b) 400m3 - readily capable of being moved from one site and re-erected in its original state on another without the substantial demolition of any surrounding structure. | i) Process Boiler unless rateable under Class 4 Table 4 ii)Dual-purpose boiler not used ¬mainly or exclusively¬ for either Class 1 Table 1 purposes unless rateable under Class 4 Table 4. iii) Accessories to Class 4 boilers. Certain conditions under Class 2 | Generator, Compressor, Foundations, Pits, Tanks, supports, Settings, Economisers, Super heaters. | It is assumed that the item forms part of an average size industrial, commercial or office complex. Where it would be normal to find more than one item in such a hereditament the ERC stated has been adjusted to reflect any number / quantity, discount. These figures are NOT one off figures. | - | Photo 1 - Hot water boiler Photo 2 - For greater heat output boilers are linked together and operate from a central computer control system. Usually gas fired. Photo 3 - Hot water boiler Gas fired coupled together with air management system | Photo 1 - Notes: Large Domestic type boilers often coupled together to give quantity of hot water - used in many industrial locations for hot water heating and process hot water. Photo 3 - Two boilers coupled together note flue gases duct used as extra heat exchanger. This system may be found in a recreation | 20182 |  | Each | one | NA | NA | NA | 38866.849 | Option 3 | 52342.5813 | 34.67% | 14573.913 | 12983.1307 | -66.6% | -75.2% | 12983.1307 | -66.6% | Indexed | NA | VOA_GPN_GOV_UK\7246041 | 2019-08-30 | Low | Amber | Medium | Risk taken from previous CG | - | - | NA | SPONS M | NA | (BEAMS Note 1) The ERC for this item should be added to the total of the ERC of the other P&M items on the site and the Buildings ERC (where applicable) to enable the correct contract size adjustment to be made. ERC of P&M Items + ERC of Building Component’s = Total ERC (net figure rateable items only) to which contract size adjustment should be applied The 2021 Generic Contractors Test Spreadsheet has this facility built into the programme - it is recommended you undertake all contractors test valuations using this spreadsheet. (Details on the application of contract size adjustments can be found in the RCG 2021 Guidance notes). Where RV is calculated using the comparative method (rental method) the contract size adjustment should be made as follows: Select - SCAT code box "P and M as an addition” within the 2021 Generic Contractors Test Spreadsheet facility. Or Where the spreadsheet is not used take the: Reciprocal of statutory de-capitalisation rate (i.e. 5% reciprocal = 20) multiply by rateable value of the buildings (before any overall end allowances are made and after making a notional deduction for the land value) and add to the ERC of P&M. Use resultant figure to calculate contract size adjustment. (Guidance Notes - Section 6) | Photo 1 - Hot water boiler Photo 2 - For greater heat output boilers are linked together and operate from a central computer control system. Usually gas fired. Photo 3 - Hot water boiler Gas fired coupled together with air management system | Photo 1 - Notes: Large Domestic type boilers often coupled together to give quantity of hot water - used in many industrial locations for hot water heating and process hot water. Photo 3 - Two boilers coupled together note flue gases duct used as extra heat exchanger. This system may be found in a recreation | 1 | TRUE
403 | 202C04 | 8541 | 202C04 | Boilers | Industrial space heating - hot water | Sets of 24 kw Boilers | Ht 1200mm - depth 1300mm - linked width various | Output 384 kw | Variety of boilers similar in shape and design to domestic gas hot water boilers, used to raise hot water (but sometimes steam). Single heater by-pass system used for heating Factories, Sports Centres, Universities, Colleges et cetera. Max work pressure not greater than 7 bars. Main source of heat is gas, gas oil or oil. There are some solid fuel units but these are less common today. Steam or Hot water is used for heating or process or a combination of both. For greater output units may be linked together but for larger amounts of constant heat a small package boiler is more suitable. Heat recovery from the exhaust gasses utilised for ducted warm air or further warm water. Boilers are constructed of mild steel and include safety valves, water gauges and computer controls. Can work in groups of 4, 5, and 6 up to a range of 16 in order to give the required kW output. Often maximum ratings lb/hour are stated on the machine but this is NOT the normal working rating but the maximum allowing for safety margins. Calculate values on the working rate only but have note of the maximum rate especially if it is substantially greater that the present operating rate. lb/sq inch This is the working pressure of the boiler and under 250lb/sq in is regarded as low pressure and over 300lb/sq in as high pressure. 1 Bar = 14.5 psig (at atmosphere) psig Low Pressure - Space Heating, Hot Water (showers, Kitchens et cetera), and Process purposes High Pressure - Driving machines and Turbines for Electrical Generation, certain processes. | Considered Not Applicable at time of Publication | (BEAMS Note 1) The ERC for this item should be added to the total of the ERC of the other P&M items on the site and the Buildings ERC (where applicable) to enable the correct contract size adjustment to be made. ERC of P&M Items + ERC of Building Component’s = Total ERC (net figure rateable items only) to which contract size adjustment should be applied The 2023 Generic Contractors Test Spreadsheet has this facility built into the programme - it is recommended you undertake all contractors test valuations using this spreadsheet. (Details on the application of contract size adjustments can be found in the RCG 2023 Guidance notes). Where RV is calculated using the comparative method (rental method) the contract size adjustment should be made as follows: Select - SCAT code box ""P and M as an addition” within the 2023 Generic Contractors Test Spreadsheet facility. Or Where the spreadsheet is not used take the: Reciprocal of statutory de-capitalisation rate (i.e. 5% reciprocal = 20) multiply by rateable value of the buildings (before any overall end allowances are made and after making a notional deduction for the land value) and add to the ERC of P&M. Use resultant figure to calculate contract size adjustment. (Guidance Notes - Section 6) | - | Boilers will be rateable where Steam is used for Power (Class 1 Table 1) Services i.e. Heat (Class 2 Table 2) or it is a Named Structure (when used for the Process)(Class 4 Table 4) A small boiler will evaporate 2,000 lb/hour A large industrial boiler 100,000 lb/hour If a boiler is rated in Btu/hr (it is usually for hot water) it can be converted in lb/hours taking 1000 Btu/hr = 1lb/hour 3412 Btu/hr = 1KW/hour Most modern boilers are rated in kW / hr. | Class 1 Table 1 Plant and Machinery specified in Table 1 below which is USED or INTENDED to be USED MAINLY OR EXCLUSIVELY in connection with….. "Mainly" This does not mean the % must be more than 50% i.e.: Power (Class 1) 45% Heating (Class 2) 35% Process (Class 4) 20% Mainly Class 1 All the boiler is Rateable Or Power (Class 1) 20% Heating (Class 2) 55% Process (Class 4) 25% Class 2 (in part) All the boiler is Rateable Or Power (Class 1) 30% Heating (Class 2) 30% Process (Class 4) 40% Class 4 Not Rateable Class 1 or 2 (If any part is in Class 2 the whole is rateable under this class) But may be rateable under Class 4 "Mainly" Do not add together the % for Class 1 and Class 2 in order to be greater than Class 4 The words mainly have been omitted from Class 2 (SI 2000 540) and thus any boiler, which is in part rateable under Class 2, is a Class 2 boiler. (Some discretion may be required if only a small part of the boilers output is used for Class 2 purposes. If the boiler is not mainly Class 1 or in any part Class 2 THE WHOLE BOILER IS RATEABLE If the boiler is not mainly Class 1 or rateable under Class 2 Look at Class 4 Class 4 Table 4 Boilers Note Class 4 (b) Applies to accessories Class 4 (c) Applies to whole boiler (a) Only the structural elements are rateable therefore no "Twiddly Bits" values, pipes, gauges etc. (b) 400m3 - readily capable of being moved from one site and re-erected in its original state on another without the substantial demolition of any surrounding structure. | i) Process Boiler unless rateable under Class 4 Table 4 ii)Dual-purpose boiler not used ¬mainly or exclusively¬ for either Class 1 Table 1 purposes unless rateable under Class 4 Table 4. iii) Accessories to Class 4 boilers. Certain conditions under Class 2 | Generator, Compressor, Foundations, Pits, Tanks, supports, Settings, Economisers, Super heaters. | It is assumed that the item forms part of an average size industrial, commercial or office complex. Where it would be normal to find more than one item in such a hereditament the ERC stated has been adjusted to reflect any number / quantity, discount. These figures are NOT one off figures. | - | Photo 1 - Hot water boiler Photo 2 - For greater heat output boilers are linked together and operate from a central computer control system. Usually gas fired. Photo 3 - Hot water boiler Gas fired coupled together with air management system | Photo 1 - Notes: Large Domestic type boilers often coupled together to give quantity of hot water - used in many industrial locations for hot water heating and process hot water. Photo 3 - Two boilers coupled together note flue gases duct used as extra heat exchanger. This system may be found in a recreation | 20182 |  | Each | one | NA | NA | NA | 48206.9444 | Option 3 | 64921.031 | 34.67% | 18907.7629 | 16843.9291 | -65.06% | -74.05% | 16843.9291 | -65.06% | Indexed | NA | VOA_GPN_GOV_UK\7246041 | 2019-08-30 | Low | Amber | Medium | Risk taken from previous CG | - | - | NA | SPONS M | NA | (BEAMS Note 1) The ERC for this item should be added to the total of the ERC of the other P&M items on the site and the Buildings ERC (where applicable) to enable the correct contract size adjustment to be made. ERC of P&M Items + ERC of Building Component’s = Total ERC (net figure rateable items only) to which contract size adjustment should be applied The 2021 Generic Contractors Test Spreadsheet has this facility built into the programme - it is recommended you undertake all contractors test valuations using this spreadsheet. (Details on the application of contract size adjustments can be found in the RCG 2021 Guidance notes). Where RV is calculated using the comparative method (rental method) the contract size adjustment should be made as follows: Select - SCAT code box "P and M as an addition” within the 2021 Generic Contractors Test Spreadsheet facility. Or Where the spreadsheet is not used take the: Reciprocal of statutory de-capitalisation rate (i.e. 5% reciprocal = 20) multiply by rateable value of the buildings (before any overall end allowances are made and after making a notional deduction for the land value) and add to the ERC of P&M. Use resultant figure to calculate contract size adjustment. (Guidance Notes - Section 6) | Photo 1 - Hot water boiler Photo 2 - For greater heat output boilers are linked together and operate from a central computer control system. Usually gas fired. Photo 3 - Hot water boiler Gas fired coupled together with air management system | Photo 1 - Notes: Large Domestic type boilers often coupled together to give quantity of hot water - used in many industrial locations for hot water heating and process hot water. Photo 3 - Two boilers coupled together note flue gases duct used as extra heat exchanger. This system may be found in a recreation | 1 | TRUE
404 | 202C05 | 8544 | 202C05 | Boilers | Industrial space heating - hot water | Sets of 56 kw Boilers | Ht 1200mm - depth 1800mm - linked width various | Output 216 kw | Variety of boilers similar in shape and design to domestic gas hot water boilers, used to raise hot water (but sometimes steam). Single heater by-pass system used for heating Factories, Sports Centres, Universities, Colleges et cetera. Max work pressure not greater than 7 bars. Main source of heat is gas, gas oil or oil. There are some solid fuel units but these are less common today. Steam or Hot water is used for heating or process or a combination of both. For greater output units may be linked together but for larger amounts of constant heat a small package boiler is more suitable. Heat recovery from the exhaust gasses utilised for ducted warm air or further warm water. Boilers are constructed of mild steel and include safety valves, water gauges and computer controls. Can work in groups of 4, 5, and 6 up to a range of 16 in order to give the required kW output. Often maximum ratings lb/hour are stated on the machine but this is NOT the normal working rating but the maximum allowing for safety margins. Calculate values on the working rate only but have note of the maximum rate especially if it is substantially greater that the present operating rate. lb/sq inch This is the working pressure of the boiler and under 250lb/sq in is regarded as low pressure and over 300lb/sq in as high pressure. 1 Bar = 14.5 psig (at atmosphere) psig Low Pressure - Space Heating, Hot Water (showers, Kitchens et cetera), and Process purposes High Pressure - Driving machines and Turbines for Electrical Generation, certain processes. | Considered Not Applicable at time of Publication | (BEAMS Note 1) The ERC for this item should be added to the total of the ERC of the other P&M items on the site and the Buildings ERC (where applicable) to enable the correct contract size adjustment to be made. ERC of P&M Items + ERC of Building Component’s = Total ERC (net figure rateable items only) to which contract size adjustment should be applied The 2023 Generic Contractors Test Spreadsheet has this facility built into the programme - it is recommended you undertake all contractors test valuations using this spreadsheet. (Details on the application of contract size adjustments can be found in the RCG 2023 Guidance notes). Where RV is calculated using the comparative method (rental method) the contract size adjustment should be made as follows: Select - SCAT code box ""P and M as an addition” within the 2023 Generic Contractors Test Spreadsheet facility. Or Where the spreadsheet is not used take the: Reciprocal of statutory de-capitalisation rate (i.e. 5% reciprocal = 20) multiply by rateable value of the buildings (before any overall end allowances are made and after making a notional deduction for the land value) and add to the ERC of P&M. Use resultant figure to calculate contract size adjustment. (Guidance Notes - Section 6) | - | Boilers will be rateable where Steam is used for Power (Class 1 Table 1) Services i.e. Heat (Class 2 Table 2) or it is a Named Structure (when used for the Process)(Class 4 Table 4) A small boiler will evaporate 2,000 lb/hour A large industrial boiler 100,000 lb/hour If a boiler is rated in Btu/hr (it is usually for hot water) it can be converted in lb/hours taking 1000 Btu/hr = 1lb/hour 3412 Btu/hr = 1KW/hour Most modern boilers are rated in kW / hr. | Class 1 Table 1 Plant and Machinery specified in Table 1 below which is USED or INTENDED to be USED MAINLY OR EXCLUSIVELY in connection with….. "Mainly" This does not mean the % must be more than 50% i.e.: Power (Class 1) 45% Heating (Class 2) 35% Process (Class 4) 20% Mainly Class 1 All the boiler is Rateable Or Power (Class 1) 20% Heating (Class 2) 55% Process (Class 4) 25% Class 2 (in part) All the boiler is Rateable Or Power (Class 1) 30% Heating (Class 2) 30% Process (Class 4) 40% Class 4 Not Rateable Class 1 or 2 (If any part is in Class 2 the whole is rateable under this class) But may be rateable under Class 4 "Mainly" Do not add together the % for Class 1 and Class 2 in order to be greater than Class 4 The words mainly have been omitted from Class 2 (SI 2000 540) and thus any boiler, which is in part rateable under Class 2, is a Class 2 boiler. (Some discretion may be required if only a small part of the boilers output is used for Class 2 purposes. If the boiler is not mainly Class 1 or in any part Class 2 THE WHOLE BOILER IS RATEABLE If the boiler is not mainly Class 1 or rateable under Class 2 Look at Class 4 Class 4 Table 4 Boilers Note Class 4 (b) Applies to accessories Class 4 (c) Applies to whole boiler (a) Only the structural elements are rateable therefore no "Twiddly Bits" values, pipes, gauges etc. (b) 400m3 - readily capable of being moved from one site and re-erected in its original state on another without the substantial demolition of any surrounding structure. | i) Process Boiler unless rateable under Class 4 Table 4 ii)Dual-purpose boiler not used ¬mainly or exclusively¬ for either Class 1 Table 1 purposes unless rateable under Class 4 Table 4. iii) Accessories to Class 4 boilers. Certain conditions under Class 2 | Generator, Compressor, Foundations, Pits, Tanks, supports, Settings, Economisers, Super heaters. | It is assumed that the item forms part of an average size industrial, commercial or office complex. Where it would be normal to find more than one item in such a hereditament the ERC stated has been adjusted to reflect any number / quantity, discount. These figures are NOT one off figures. | - | Photo 1 - Hot water boiler Photo 2 - For greater heat output boilers are linked together and operate from a central computer control system. Usually gas fired. Photo 3 - Hot water boiler Gas fired coupled together with air management system | Photo 1 - Notes: Large Domestic type boilers often coupled together to give quantity of hot water - used in many industrial locations for hot water heating and process hot water. Photo 3 - Two boilers coupled together note flue gases duct used as extra heat exchanger. This system may be found in a recreation | 20182 |  | Each | one | NA | NA | NA | 17475.0174 | Option 3 | 23533.8737 | 34.67% | 12080.2724 | 10761.6777 | -38.42% | -54.27% | 10761.6777 | -38.42% | Indexed | NA | VOA_GPN_GOV_UK\7246041 | 2019-08-30 | Low | Amber | Medium | Risk taken from previous CG | - | - | NA | SPONS M | NA | (BEAMS Note 1) The ERC for this item should be added to the total of the ERC of the other P&M items on the site and the Buildings ERC (where applicable) to enable the correct contract size adjustment to be made. ERC of P&M Items + ERC of Building Component’s = Total ERC (net figure rateable items only) to which contract size adjustment should be applied The 2021 Generic Contractors Test Spreadsheet has this facility built into the programme - it is recommended you undertake all contractors test valuations using this spreadsheet. (Details on the application of contract size adjustments can be found in the RCG 2021 Guidance notes). Where RV is calculated using the comparative method (rental method) the contract size adjustment should be made as follows: Select - SCAT code box "P and M as an addition” within the 2021 Generic Contractors Test Spreadsheet facility. Or Where the spreadsheet is not used take the: Reciprocal of statutory de-capitalisation rate (i.e. 5% reciprocal = 20) multiply by rateable value of the buildings (before any overall end allowances are made and after making a notional deduction for the land value) and add to the ERC of P&M. Use resultant figure to calculate contract size adjustment. (Guidance Notes - Section 6) | Photo 1 - Hot water boiler Photo 2 - For greater heat output boilers are linked together and operate from a central computer control system. Usually gas fired. Photo 3 - Hot water boiler Gas fired coupled together with air management system | Photo 1 - Notes: Large Domestic type boilers often coupled together to give quantity of hot water - used in many industrial locations for hot water heating and process hot water. Photo 3 - Two boilers coupled together note flue gases duct used as extra heat exchanger. This system may be found in a recreation | 1 | TRUE
405 | 202C06 | 8546 | 202C06 | Boilers | Industrial space heating - hot water | Sets of 56 kw Boilers | Ht 1200mm - depth 1800mm - linked width various | Output 432 kw | Variety of boilers similar in shape and design to domestic gas hot water boilers, used to raise hot water (but sometimes steam). Single heater by-pass system used for heating Factories, Sports Centres, Universities, Colleges et cetera. Max work pressure not greater than 7 bars. Main source of heat is gas, gas oil or oil. There are some solid fuel units but these are less common today. Steam or Hot water is used for heating or process or a combination of both. For greater output units may be linked together but for larger amounts of constant heat a small package boiler is more suitable. Heat recovery from the exhaust gasses utilised for ducted warm air or further warm water. Boilers are constructed of mild steel and include safety valves, water gauges and computer controls. Can work in groups of 4, 5, and 6 up to a range of 16 in order to give the required kW output. Often maximum ratings lb/hour are stated on the machine but this is NOT the normal working rating but the maximum allowing for safety margins. Calculate values on the working rate only but have note of the maximum rate especially if it is substantially greater that the present operating rate. lb/sq inch This is the working pressure of the boiler and under 250lb/sq in is regarded as low pressure and over 300lb/sq in as high pressure. 1 Bar = 14.5 psig (at atmosphere) psig Low Pressure - Space Heating, Hot Water (showers, Kitchens et cetera), and Process purposes High Pressure - Driving machines and Turbines for Electrical Generation, certain processes. | Considered Not Applicable at time of Publication | (BEAMS Note 1) The ERC for this item should be added to the total of the ERC of the other P&M items on the site and the Buildings ERC (where applicable) to enable the correct contract size adjustment to be made. ERC of P&M Items + ERC of Building Component’s = Total ERC (net figure rateable items only) to which contract size adjustment should be applied The 2023 Generic Contractors Test Spreadsheet has this facility built into the programme - it is recommended you undertake all contractors test valuations using this spreadsheet. (Details on the application of contract size adjustments can be found in the RCG 2023 Guidance notes). Where RV is calculated using the comparative method (rental method) the contract size adjustment should be made as follows: Select - SCAT code box ""P and M as an addition” within the 2023 Generic Contractors Test Spreadsheet facility. Or Where the spreadsheet is not used take the: Reciprocal of statutory de-capitalisation rate (i.e. 5% reciprocal = 20) multiply by rateable value of the buildings (before any overall end allowances are made and after making a notional deduction for the land value) and add to the ERC of P&M. Use resultant figure to calculate contract size adjustment. (Guidance Notes - Section 6) | - | Boilers will be rateable where Steam is used for Power (Class 1 Table 1) Services i.e. Heat (Class 2 Table 2) or it is a Named Structure (when used for the Process)(Class 4 Table 4) A small boiler will evaporate 2,000 lb/hour A large industrial boiler 100,000 lb/hour If a boiler is rated in Btu/hr (it is usually for hot water) it can be converted in lb/hours taking 1000 Btu/hr = 1lb/hour 3412 Btu/hr = 1KW/hour Most modern boilers are rated in kW / hr. | Class 1 Table 1 Plant and Machinery specified in Table 1 below which is USED or INTENDED to be USED MAINLY OR EXCLUSIVELY in connection with….. "Mainly" This does not mean the % must be more than 50% i.e.: Power (Class 1) 45% Heating (Class 2) 35% Process (Class 4) 20% Mainly Class 1 All the boiler is Rateable Or Power (Class 1) 20% Heating (Class 2) 55% Process (Class 4) 25% Class 2 (in part) All the boiler is Rateable Or Power (Class 1) 30% Heating (Class 2) 30% Process (Class 4) 40% Class 4 Not Rateable Class 1 or 2 (If any part is in Class 2 the whole is rateable under this class) But may be rateable under Class 4 "Mainly" Do not add together the % for Class 1 and Class 2 in order to be greater than Class 4 The words mainly have been omitted from Class 2 (SI 2000 540) and thus any boiler, which is in part rateable under Class 2, is a Class 2 boiler. (Some discretion may be required if only a small part of the boilers output is used for Class 2 purposes. If the boiler is not mainly Class 1 or in any part Class 2 THE WHOLE BOILER IS RATEABLE If the boiler is not mainly Class 1 or rateable under Class 2 Look at Class 4 Class 4 Table 4 Boilers Note Class 4 (b) Applies to accessories Class 4 (c) Applies to whole boiler (a) Only the structural elements are rateable therefore no "Twiddly Bits" values, pipes, gauges etc. (b) 400m3 - readily capable of being moved from one site and re-erected in its original state on another without the substantial demolition of any surrounding structure. | i) Process Boiler unless rateable under Class 4 Table 4 ii)Dual-purpose boiler not used ¬mainly or exclusively¬ for either Class 1 Table 1 purposes unless rateable under Class 4 Table 4. iii) Accessories to Class 4 boilers. Certain conditions under Class 2 | Generator, Compressor, Foundations, Pits, Tanks, supports, Settings, Economisers, Super heaters. | It is assumed that the item forms part of an average size industrial, commercial or office complex. Where it would be normal to find more than one item in such a hereditament the ERC stated has been adjusted to reflect any number / quantity, discount. These figures are NOT one off figures. | - | Photo 1 - Hot water boiler Photo 2 - For greater heat output boilers are linked together and operate from a central computer control system. Usually gas fired. Photo 3 - Hot water boiler Gas fired coupled together with air management system | Photo 1 - Notes: Large Domestic type boilers often coupled together to give quantity of hot water - used in many industrial locations for hot water heating and process hot water. Photo 3 - Two boilers coupled together note flue gases duct used as extra heat exchanger. This system may be found in a recreation | 20182 |  | Each | one | NA | NA | NA | 33142.2743 | Option 3 | 44633.2088 | 34.67% | 23795.8334 | 21198.4533 | -36.04% | -52.51% | 21198.4533 | -36.04% | Indexed | NA | VOA_GPN_GOV_UK\7246041 | 2019-08-30 | Low | Amber | Medium | Risk taken from previous CG | - | - | NA | SPONS M | NA | (BEAMS Note 1) The ERC for this item should be added to the total of the ERC of the other P&M items on the site and the Buildings ERC (where applicable) to enable the correct contract size adjustment to be made. ERC of P&M Items + ERC of Building Component’s = Total ERC (net figure rateable items only) to which contract size adjustment should be applied The 2021 Generic Contractors Test Spreadsheet has this facility built into the programme - it is recommended you undertake all contractors test valuations using this spreadsheet. (Details on the application of contract size adjustments can be found in the RCG 2021 Guidance notes). Where RV is calculated using the comparative method (rental method) the contract size adjustment should be made as follows: Select - SCAT code box "P and M as an addition” within the 2021 Generic Contractors Test Spreadsheet facility. Or Where the spreadsheet is not used take the: Reciprocal of statutory de-capitalisation rate (i.e. 5% reciprocal = 20) multiply by rateable value of the buildings (before any overall end allowances are made and after making a notional deduction for the land value) and add to the ERC of P&M. Use resultant figure to calculate contract size adjustment. (Guidance Notes - Section 6) | Photo 1 - Hot water boiler Photo 2 - For greater heat output boilers are linked together and operate from a central computer control system. Usually gas fired. Photo 3 - Hot water boiler Gas fired coupled together with air management system | Photo 1 - Notes: Large Domestic type boilers often coupled together to give quantity of hot water - used in many industrial locations for hot water heating and process hot water. Photo 3 - Two boilers coupled together note flue gases duct used as extra heat exchanger. This system may be found in a recreation | 1 | TRUE
406 | 202C07 | 8547 | 202C07 | Boilers | Industrial space heating - hot water | Sets of 56 kw Boilers | Ht 1200mm - depth 1800mm - linked width various | Output 702 kw | Variety of boilers similar in shape and design to domestic gas hot water boilers, used to raise hot water (but sometimes steam). Single heater by-pass system used for heating Factories, Sports Centres, Universities, Colleges et cetera. Max work pressure not greater than 7 bars. Main source of heat is gas, gas oil or oil. There are some solid fuel units but these are less common today. Steam or Hot water is used for heating or process or a combination of both. For greater output units may be linked together but for larger amounts of constant heat a small package boiler is more suitable. Heat recovery from the exhaust gasses utilised for ducted warm air or further warm water. Boilers are constructed of mild steel and include safety valves, water gauges and computer controls. Can work in groups of 4, 5, and 6 up to a range of 16 in order to give the required kW output. Often maximum ratings lb/hour are stated on the machine but this is NOT the normal working rating but the maximum allowing for safety margins. Calculate values on the working rate only but have note of the maximum rate especially if it is substantially greater that the present operating rate. lb/sq inch This is the working pressure of the boiler and under 250lb/sq in is regarded as low pressure and over 300lb/sq in as high pressure. 1 Bar = 14.5 psig (at atmosphere) psig Low Pressure - Space Heating, Hot Water (showers, Kitchens et cetera), and Process purposes High Pressure - Driving machines and Turbines for Electrical Generation, certain processes. | Considered Not Applicable at time of Publication | (BEAMS Note 1) The ERC for this item should be added to the total of the ERC of the other P&M items on the site and the Buildings ERC (where applicable) to enable the correct contract size adjustment to be made. ERC of P&M Items + ERC of Building Component’s = Total ERC (net figure rateable items only) to which contract size adjustment should be applied The 2023 Generic Contractors Test Spreadsheet has this facility built into the programme - it is recommended you undertake all contractors test valuations using this spreadsheet. (Details on the application of contract size adjustments can be found in the RCG 2023 Guidance notes). Where RV is calculated using the comparative method (rental method) the contract size adjustment should be made as follows: Select - SCAT code box ""P and M as an addition” within the 2023 Generic Contractors Test Spreadsheet facility. Or Where the spreadsheet is not used take the: Reciprocal of statutory de-capitalisation rate (i.e. 5% reciprocal = 20) multiply by rateable value of the buildings (before any overall end allowances are made and after making a notional deduction for the land value) and add to the ERC of P&M. Use resultant figure to calculate contract size adjustment. (Guidance Notes - Section 6) | - | Boilers will be rateable where Steam is used for Power (Class 1 Table 1) Services i.e. Heat (Class 2 Table 2) or it is a Named Structure (when used for the Process)(Class 4 Table 4) A small boiler will evaporate 2,000 lb/hour A large industrial boiler 100,000 lb/hour If a boiler is rated in Btu/hr (it is usually for hot water) it can be converted in lb/hours taking 1000 Btu/hr = 1lb/hour 3412 Btu/hr = 1KW/hour Most modern boilers are rated in kW / hr. | Class 1 Table 1 Plant and Machinery specified in Table 1 below which is USED or INTENDED to be USED MAINLY OR EXCLUSIVELY in connection with….. "Mainly" This does not mean the % must be more than 50% i.e.: Power (Class 1) 45% Heating (Class 2) 35% Process (Class 4) 20% Mainly Class 1 All the boiler is Rateable Or Power (Class 1) 20% Heating (Class 2) 55% Process (Class 4) 25% Class 2 (in part) All the boiler is Rateable Or Power (Class 1) 30% Heating (Class 2) 30% Process (Class 4) 40% Class 4 Not Rateable Class 1 or 2 (If any part is in Class 2 the whole is rateable under this class) But may be rateable under Class 4 "Mainly" Do not add together the % for Class 1 and Class 2 in order to be greater than Class 4 The words mainly have been omitted from Class 2 (SI 2000 540) and thus any boiler, which is in part rateable under Class 2, is a Class 2 boiler. (Some discretion may be required if only a small part of the boilers output is used for Class 2 purposes. If the boiler is not mainly Class 1 or in any part Class 2 THE WHOLE BOILER IS RATEABLE If the boiler is not mainly Class 1 or rateable under Class 2 Look at Class 4 Class 4 Table 4 Boilers Note Class 4 (b) Applies to accessories Class 4 (c) Applies to whole boiler (a) Only the structural elements are rateable therefore no "Twiddly Bits" values, pipes, gauges etc. (b) 400m3 - readily capable of being moved from one site and re-erected in its original state on another without the substantial demolition of any surrounding structure. | i) Process Boiler unless rateable under Class 4 Table 4 ii)Dual-purpose boiler not used ¬mainly or exclusively¬ for either Class 1 Table 1 purposes unless rateable under Class 4 Table 4. iii) Accessories to Class 4 boilers. Certain conditions under Class 2 | Generator, Compressor, Foundations, Pits, Tanks, supports, Settings, Economisers, Super heaters. | It is assumed that the item forms part of an average size industrial, commercial or office complex. Where it would be normal to find more than one item in such a hereditament the ERC stated has been adjusted to reflect any number / quantity, discount. These figures are NOT one off figures. | - | Photo 1 - Hot water boiler Photo 2 - For greater heat output boilers are linked together and operate from a central computer control system. Usually gas fired. Photo 3 - Hot water boiler Gas fired coupled together with air management system | Photo 1 - Notes: Large Domestic type boilers often coupled together to give quantity of hot water - used in many industrial locations for hot water heating and process hot water. Photo 3 - Two boilers coupled together note flue gases duct used as extra heat exchanger. This system may be found in a recreation | 20182 |  | Each | one | NA | NA | NA | 52726.3455 | Option 3 | 71007.3777 | 34.67% | 31221.8728 | 27813.9203 | -47.25% | -60.83% | 27813.9203 | -47.25% | Indexed | NA | VOA_GPN_GOV_UK\7246041 | 2019-08-30 | Low | Amber | Medium | Risk taken from previous CG | - | - | NA | SPONS M | NA | (BEAMS Note 1) The ERC for this item should be added to the total of the ERC of the other P&M items on the site and the Buildings ERC (where applicable) to enable the correct contract size adjustment to be made. ERC of P&M Items + ERC of Building Component’s = Total ERC (net figure rateable items only) to which contract size adjustment should be applied The 2021 Generic Contractors Test Spreadsheet has this facility built into the programme - it is recommended you undertake all contractors test valuations using this spreadsheet. (Details on the application of contract size adjustments can be found in the RCG 2021 Guidance notes). Where RV is calculated using the comparative method (rental method) the contract size adjustment should be made as follows: Select - SCAT code box "P and M as an addition” within the 2021 Generic Contractors Test Spreadsheet facility. Or Where the spreadsheet is not used take the: Reciprocal of statutory de-capitalisation rate (i.e. 5% reciprocal = 20) multiply by rateable value of the buildings (before any overall end allowances are made and after making a notional deduction for the land value) and add to the ERC of P&M. Use resultant figure to calculate contract size adjustment. (Guidance Notes - Section 6) | Photo 1 - Hot water boiler Photo 2 - For greater heat output boilers are linked together and operate from a central computer control system. Usually gas fired. Photo 3 - Hot water boiler Gas fired coupled together with air management system | Photo 1 - Notes: Large Domestic type boilers often coupled together to give quantity of hot water - used in many industrial locations for hot water heating and process hot water. Photo 3 - Two boilers coupled together note flue gases duct used as extra heat exchanger. This system may be found in a recreation | 1 | TRUE
407 | 202C08 | 8553 | 202C08 | Boilers | Industrial space heating - hot water | Sets of 56 kw Boilers | Ht 1200mm - depth 1800mm - linked width various | Output 864 kw | Variety of boilers similar in shape and design to domestic gas hot water boilers, used to raise hot water (but sometimes steam). Single heater by-pass system used for heating Factories, Sports Centres, Universities, Colleges et cetera. Max work pressure not greater than 7 bars. Main source of heat is gas, gas oil or oil. There are some solid fuel units but these are less common today. Steam or Hot water is used for heating or process or a combination of both. For greater output units may be linked together but for larger amounts of constant heat a small package boiler is more suitable. Heat recovery from the exhaust gasses utilised for ducted warm air or further warm water. Boilers are constructed of mild steel and include safety valves, water gauges and computer controls. Can work in groups of 4, 5, and 6 up to a range of 16 in order to give the required kW output. Often maximum ratings lb/hour are stated on the machine but this is NOT the normal working rating but the maximum allowing for safety margins. Calculate values on the working rate only but have note of the maximum rate especially if it is substantially greater that the present operating rate. lb/sq inch This is the working pressure of the boiler and under 250lb/sq in is regarded as low pressure and over 300lb/sq in as high pressure. 1 Bar = 14.5 psig (at atmosphere) psig Low Pressure - Space Heating, Hot Water (showers, Kitchens et cetera), and Process purposes High Pressure - Driving machines and Turbines for Electrical Generation, certain processes. | Considered Not Applicable at time of Publication | (BEAMS Note 1) The ERC for this item should be added to the total of the ERC of the other P&M items on the site and the Buildings ERC (where applicable) to enable the correct contract size adjustment to be made. ERC of P&M Items + ERC of Building Component’s = Total ERC (net figure rateable items only) to which contract size adjustment should be applied The 2023 Generic Contractors Test Spreadsheet has this facility built into the programme - it is recommended you undertake all contractors test valuations using this spreadsheet. (Details on the application of contract size adjustments can be found in the RCG 2023 Guidance notes). Where RV is calculated using the comparative method (rental method) the contract size adjustment should be made as follows: Select - SCAT code box ""P and M as an addition” within the 2023 Generic Contractors Test Spreadsheet facility. Or Where the spreadsheet is not used take the: Reciprocal of statutory de-capitalisation rate (i.e. 5% reciprocal = 20) multiply by rateable value of the buildings (before any overall end allowances are made and after making a notional deduction for the land value) and add to the ERC of P&M. Use resultant figure to calculate contract size adjustment. (Guidance Notes - Section 6) | - | Boilers will be rateable where Steam is used for Power (Class 1 Table 1) Services i.e. Heat (Class 2 Table 2) or it is a Named Structure (when used for the Process)(Class 4 Table 4) A small boiler will evaporate 2,000 lb/hour A large industrial boiler 100,000 lb/hour If a boiler is rated in Btu/hr (it is usually for hot water) it can be converted in lb/hours taking 1000 Btu/hr = 1lb/hour 3412 Btu/hr = 1KW/hour Most modern boilers are rated in kW / hr. | Class 1 Table 1 Plant and Machinery specified in Table 1 below which is USED or INTENDED to be USED MAINLY OR EXCLUSIVELY in connection with….. "Mainly" This does not mean the % must be more than 50% i.e.: Power (Class 1) 45% Heating (Class 2) 35% Process (Class 4) 20% Mainly Class 1 All the boiler is Rateable Or Power (Class 1) 20% Heating (Class 2) 55% Process (Class 4) 25% Class 2 (in part) All the boiler is Rateable Or Power (Class 1) 30% Heating (Class 2) 30% Process (Class 4) 40% Class 4 Not Rateable Class 1 or 2 (If any part is in Class 2 the whole is rateable under this class) But may be rateable under Class 4 "Mainly" Do not add together the % for Class 1 and Class 2 in order to be greater than Class 4 The words mainly have been omitted from Class 2 (SI 2000 540) and thus any boiler, which is in part rateable under Class 2, is a Class 2 boiler. (Some discretion may be required if only a small part of the boilers output is used for Class 2 purposes. If the boiler is not mainly Class 1 or in any part Class 2 THE WHOLE BOILER IS RATEABLE If the boiler is not mainly Class 1 or rateable under Class 2 Look at Class 4 Class 4 Table 4 Boilers Note Class 4 (b) Applies to accessories Class 4 (c) Applies to whole boiler (a) Only the structural elements are rateable therefore no "Twiddly Bits" values, pipes, gauges etc. (b) 400m3 - readily capable of being moved from one site and re-erected in its original state on another without the substantial demolition of any surrounding structure. | i) Process Boiler unless rateable under Class 4 Table 4 ii)Dual-purpose boiler not used ¬mainly or exclusively¬ for either Class 1 Table 1 purposes unless rateable under Class 4 Table 4. iii) Accessories to Class 4 boilers. Certain conditions under Class 2 | Generator, Compressor, Foundations, Pits, Tanks, supports, Settings, Economisers, Super heaters. | It is assumed that the item forms part of an average size industrial, commercial or office complex. Where it would be normal to find more than one item in such a hereditament the ERC stated has been adjusted to reflect any number / quantity, discount. These figures are NOT one off figures. | - | Photo 1 - Hot water boiler Photo 2 - For greater heat output boilers are linked together and operate from a central computer control system. Usually gas fired. Photo 3 - Hot water boiler Gas fired coupled together with air management system | Photo 1 - Notes: Large Domestic type boilers often coupled together to give quantity of hot water - used in many industrial locations for hot water heating and process hot water. Photo 3 - Two boilers coupled together note flue gases duct used as extra heat exchanger. This system may be found in a recreation | 20182 |  | Each | one | NA | NA | NA | 65079.375 | Option 3 | 87643.3919 | 34.67% | 36917.7027 | 32888.0348 | -49.46% | -62.48% | 32888.0348 | -49.46% | Indexed | NA | VOA_GPN_GOV_UK\7246041 | 2019-08-30 | Low | Amber | Medium | Risk taken from previous CG | - | - | NA | SPONS M | NA | (BEAMS Note 1) The ERC for this item should be added to the total of the ERC of the other P&M items on the site and the Buildings ERC (where applicable) to enable the correct contract size adjustment to be made. ERC of P&M Items + ERC of Building Component’s = Total ERC (net figure rateable items only) to which contract size adjustment should be applied The 2021 Generic Contractors Test Spreadsheet has this facility built into the programme - it is recommended you undertake all contractors test valuations using this spreadsheet. (Details on the application of contract size adjustments can be found in the RCG 2021 Guidance notes). Where RV is calculated using the comparative method (rental method) the contract size adjustment should be made as follows: Select - SCAT code box "P and M as an addition” within the 2021 Generic Contractors Test Spreadsheet facility. Or Where the spreadsheet is not used take the: Reciprocal of statutory de-capitalisation rate (i.e. 5% reciprocal = 20) multiply by rateable value of the buildings (before any overall end allowances are made and after making a notional deduction for the land value) and add to the ERC of P&M. Use resultant figure to calculate contract size adjustment. (Guidance Notes - Section 6) | Photo 1 - Hot water boiler Photo 2 - For greater heat output boilers are linked together and operate from a central computer control system. Usually gas fired. Photo 3 - Hot water boiler Gas fired coupled together with air management system | Photo 1 - Notes: Large Domestic type boilers often coupled together to give quantity of hot water - used in many industrial locations for hot water heating and process hot water. Photo 3 - Two boilers coupled together note flue gases duct used as extra heat exchanger. This system may be found in a recreation | 1 | TRUE
408 | 202C09 | 8556 | 202C09 | Boilers | Industrial space heating - hot water | Sets of 86 kw Boilers | Ht 1500mm - depth 2200mm - linked width various | Output 344 kw | Variety of boilers similar in shape and design to domestic gas hot water boilers, used to raise hot water (but sometimes steam). Single heater by-pass system used for heating Factories, Sports Centres, Universities, Colleges et cetera. Max work pressure not greater than 7 bars. Main source of heat is gas, gas oil or oil. There are some solid fuel units but these are less common today. Steam or Hot water is used for heating or process or a combination of both. For greater output units may be linked together but for larger amounts of constant heat a small package boiler is more suitable. Heat recovery from the exhaust gasses utilised for ducted warm air or further warm water. Boilers are constructed of mild steel and include safety valves, water gauges and computer controls. Can work in groups of 4, 5, and 6 up to a range of 16 in order to give the required kW output. Often maximum ratings lb/hour are stated on the machine but this is NOT the normal working rating but the maximum allowing for safety margins. Calculate values on the working rate only but have note of the maximum rate especially if it is substantially greater that the present operating rate. lb/sq inch This is the working pressure of the boiler and under 250lb/sq in is regarded as low pressure and over 300lb/sq in as high pressure. 1 Bar = 14.5 psig (at atmosphere) psig Low Pressure - Space Heating, Hot Water (showers, Kitchens et cetera), and Process purposes High Pressure - Driving machines and Turbines for Electrical Generation, certain processes. | Considered Not Applicable at time of Publication | (BEAMS Note 1) The ERC for this item should be added to the total of the ERC of the other P&M items on the site and the Buildings ERC (where applicable) to enable the correct contract size adjustment to be made. ERC of P&M Items + ERC of Building Component’s = Total ERC (net figure rateable items only) to which contract size adjustment should be applied The 2023 Generic Contractors Test Spreadsheet has this facility built into the programme - it is recommended you undertake all contractors test valuations using this spreadsheet. (Details on the application of contract size adjustments can be found in the RCG 2023 Guidance notes). Where RV is calculated using the comparative method (rental method) the contract size adjustment should be made as follows: Select - SCAT code box ""P and M as an addition” within the 2023 Generic Contractors Test Spreadsheet facility. Or Where the spreadsheet is not used take the: Reciprocal of statutory de-capitalisation rate (i.e. 5% reciprocal = 20) multiply by rateable value of the buildings (before any overall end allowances are made and after making a notional deduction for the land value) and add to the ERC of P&M. Use resultant figure to calculate contract size adjustment. (Guidance Notes - Section 6) | - | Boilers will be rateable where Steam is used for Power (Class 1 Table 1) Services i.e. Heat (Class 2 Table 2) or it is a Named Structure (when used for the Process)(Class 4 Table 4) A small boiler will evaporate 2,000 lb/hour A large industrial boiler 100,000 lb/hour If a boiler is rated in Btu/hr (it is usually for hot water) it can be converted in lb/hours taking 1000 Btu/hr = 1lb/hour 3412 Btu/hr = 1KW/hour Most modern boilers are rated in kW / hr. | Class 1 Table 1 Plant and Machinery specified in Table 1 below which is USED or INTENDED to be USED MAINLY OR EXCLUSIVELY in connection with….. "Mainly" This does not mean the % must be more than 50% i.e.: Power (Class 1) 45% Heating (Class 2) 35% Process (Class 4) 20% Mainly Class 1 All the boiler is Rateable Or Power (Class 1) 20% Heating (Class 2) 55% Process (Class 4) 25% Class 2 (in part) All the boiler is Rateable Or Power (Class 1) 30% Heating (Class 2) 30% Process (Class 4) 40% Class 4 Not Rateable Class 1 or 2 (If any part is in Class 2 the whole is rateable under this class) But may be rateable under Class 4 "Mainly" Do not add together the % for Class 1 and Class 2 in order to be greater than Class 4 The words mainly have been omitted from Class 2 (SI 2000 540) and thus any boiler, which is in part rateable under Class 2, is a Class 2 boiler. (Some discretion may be required if only a small part of the boilers output is used for Class 2 purposes. If the boiler is not mainly Class 1 or in any part Class 2 THE WHOLE BOILER IS RATEABLE If the boiler is not mainly Class 1 or rateable under Class 2 Look at Class 4 Class 4 Table 4 Boilers Note Class 4 (b) Applies to accessories Class 4 (c) Applies to whole boiler (a) Only the structural elements are rateable therefore no "Twiddly Bits" values, pipes, gauges etc. (b) 400m3 - readily capable of being moved from one site and re-erected in its original state on another without the substantial demolition of any surrounding structure. | i) Process Boiler unless rateable under Class 4 Table 4 ii)Dual-purpose boiler not used ¬mainly or exclusively¬ for either Class 1 Table 1 purposes unless rateable under Class 4 Table 4. iii) Accessories to Class 4 boilers. Certain conditions under Class 2 | Generator, Compressor, Foundations, Pits, Tanks, supports, Settings, Economisers, Super heaters. | It is assumed that the item forms part of an average size industrial, commercial or office complex. Where it would be normal to find more than one item in such a hereditament the ERC stated has been adjusted to reflect any number / quantity, discount. These figures are NOT one off figures. | - | Photo 1 - Hot water boiler Photo 2 - For greater heat output boilers are linked together and operate from a central computer control system. Usually gas fired. Photo 3 - Hot water boiler Gas fired coupled together with air management system | Photo 1 - Notes: Large Domestic type boilers often coupled together to give quantity of hot water - used in many industrial locations for hot water heating and process hot water. Photo 3 - Two boilers coupled together note flue gases duct used as extra heat exchanger. This system may be found in a recreation | 20182 |  | Each | one | NA | NA | NA | 21391.8316 | Option 3 | 28808.7075 | 34.67% | 18763.5202 | 16715.4308 | -21.86% | -41.98% | 16715.4308 | -21.86% | Indexed | NA | VOA_GPN_GOV_UK\7246041 | 2019-08-30 | Low | Amber | Medium | Risk taken from previous CG | - | - | NA | SPONS M | NA | (BEAMS Note 1) The ERC for this item should be added to the total of the ERC of the other P&M items on the site and the Buildings ERC (where applicable) to enable the correct contract size adjustment to be made. ERC of P&M Items + ERC of Building Component’s = Total ERC (net figure rateable items only) to which contract size adjustment should be applied The 2021 Generic Contractors Test Spreadsheet has this facility built into the programme - it is recommended you undertake all contractors test valuations using this spreadsheet. (Details on the application of contract size adjustments can be found in the RCG 2021 Guidance notes). Where RV is calculated using the comparative method (rental method) the contract size adjustment should be made as follows: Select - SCAT code box "P and M as an addition” within the 2021 Generic Contractors Test Spreadsheet facility. Or Where the spreadsheet is not used take the: Reciprocal of statutory de-capitalisation rate (i.e. 5% reciprocal = 20) multiply by rateable value of the buildings (before any overall end allowances are made and after making a notional deduction for the land value) and add to the ERC of P&M. Use resultant figure to calculate contract size adjustment. (Guidance Notes - Section 6) | Photo 1 - Hot water boiler Photo 2 - For greater heat output boilers are linked together and operate from a central computer control system. Usually gas fired. Photo 3 - Hot water boiler Gas fired coupled together with air management system | Photo 1 - Notes: Large Domestic type boilers often coupled together to give quantity of hot water - used in many industrial locations for hot water heating and process hot water. Photo 3 - Two boilers coupled together note flue gases duct used as extra heat exchanger. This system may be found in a recreation | 1 | TRUE
409 | 202C10 | 3913 | 202C10 | Boilers | Industrial space heating - hot water | Sets of 86 kw Boilers | Ht 1500mm - depth 2200mm - linked width various | Output 688 kw | Variety of boilers similar in shape and design to domestic gas hot water boilers, used to raise hot water (but sometimes steam). Single heater by-pass system used for heating Factories, Sports Centres, Universities, Colleges et cetera. Max work pressure not greater than 7 bars. Main source of heat is gas, gas oil or oil. There are some solid fuel units but these are less common today. Steam or Hot water is used for heating or process or a combination of both. For greater output units may be linked together but for larger amounts of constant heat a small package boiler is more suitable. Heat recovery from the exhaust gasses utilised for ducted warm air or further warm water. Boilers are constructed of mild steel and include safety valves, water gauges and computer controls. Can work in groups of 4, 5, and 6 up to a range of 16 in order to give the required kW output. Often maximum ratings lb/hour are stated on the machine but this is NOT the normal working rating but the maximum allowing for safety margins. Calculate values on the working rate only but have note of the maximum rate especially if it is substantially greater that the present operating rate. lb/sq inch This is the working pressure of the boiler and under 250lb/sq in is regarded as low pressure and over 300lb/sq in as high pressure. 1 Bar = 14.5 psig (at atmosphere) psig Low Pressure - Space Heating, Hot Water (showers, Kitchens et cetera), and Process purposes High Pressure - Driving machines and Turbines for Electrical Generation, certain processes. | Considered Not Applicable at time of Publication | (BEAMS Note 1) The ERC for this item should be added to the total of the ERC of the other P&M items on the site and the Buildings ERC (where applicable) to enable the correct contract size adjustment to be made. ERC of P&M Items + ERC of Building Component’s = Total ERC (net figure rateable items only) to which contract size adjustment should be applied The 2023 Generic Contractors Test Spreadsheet has this facility built into the programme - it is recommended you undertake all contractors test valuations using this spreadsheet. (Details on the application of contract size adjustments can be found in the RCG 2023 Guidance notes). Where RV is calculated using the comparative method (rental method) the contract size adjustment should be made as follows: Select - SCAT code box ""P and M as an addition” within the 2023 Generic Contractors Test Spreadsheet facility. Or Where the spreadsheet is not used take the: Reciprocal of statutory de-capitalisation rate (i.e. 5% reciprocal = 20) multiply by rateable value of the buildings (before any overall end allowances are made and after making a notional deduction for the land value) and add to the ERC of P&M. Use resultant figure to calculate contract size adjustment. (Guidance Notes - Section 6) | - | Boilers will be rateable where Steam is used for Power (Class 1 Table 1) Services i.e. Heat (Class 2 Table 2) or it is a Named Structure (when used for the Process)(Class 4 Table 4) A small boiler will evaporate 2,000 lb/hour A large industrial boiler 100,000 lb/hour If a boiler is rated in Btu/hr (it is usually for hot water) it can be converted in lb/hours taking 1000 Btu/hr = 1lb/hour 3412 Btu/hr = 1KW/hour Most modern boilers are rated in kW / hr. | Class 1 Table 1 Plant and Machinery specified in Table 1 below which is USED or INTENDED to be USED MAINLY OR EXCLUSIVELY in connection with….. "Mainly" This does not mean the % must be more than 50% i.e.: Power (Class 1) 45% Heating (Class 2) 35% Process (Class 4) 20% Mainly Class 1 All the boiler is Rateable Or Power (Class 1) 20% Heating (Class 2) 55% Process (Class 4) 25% Class 2 (in part) All the boiler is Rateable Or Power (Class 1) 30% Heating (Class 2) 30% Process (Class 4) 40% Class 4 Not Rateable Class 1 or 2 (If any part is in Class 2 the whole is rateable under this class) But may be rateable under Class 4 "Mainly" Do not add together the % for Class 1 and Class 2 in order to be greater than Class 4 The words mainly have been omitted from Class 2 (SI 2000 540) and thus any boiler, which is in part rateable under Class 2, is a Class 2 boiler. (Some discretion may be required if only a small part of the boilers output is used for Class 2 purposes. If the boiler is not mainly Class 1 or in any part Class 2 THE WHOLE BOILER IS RATEABLE If the boiler is not mainly Class 1 or rateable under Class 2 Look at Class 4 Class 4 Table 4 Boilers Note Class 4 (b) Applies to accessories Class 4 (c) Applies to whole boiler (a) Only the structural elements are rateable therefore no "Twiddly Bits" values, pipes, gauges etc. (b) 400m3 - readily capable of being moved from one site and re-erected in its original state on another without the substantial demolition of any surrounding structure. | i) Process Boiler unless rateable under Class 4 Table 4 ii)Dual-purpose boiler not used ¬mainly or exclusively¬ for either Class 1 Table 1 purposes unless rateable under Class 4 Table 4. iii) Accessories to Class 4 boilers. Certain conditions under Class 2 | Generator, Compressor, Foundations, Pits, Tanks, supports, Settings, Economisers, Super heaters. | It is assumed that the item forms part of an average size industrial, commercial or office complex. Where it would be normal to find more than one item in such a hereditament the ERC stated has been adjusted to reflect any number / quantity, discount. These figures are NOT one off figures. | - | Photo 1 - Hot water boiler Photo 2 - For greater heat output boilers are linked together and operate from a central computer control system. Usually gas fired. Photo 3 - Hot water boiler Gas fired coupled together with air management system | Photo 1 - Notes: Large Domestic type boilers often coupled together to give quantity of hot water - used in many industrial locations for hot water heating and process hot water. Photo 3 - Two boilers coupled together note flue gases duct used as extra heat exchanger. This system may be found in a recreation | 20182 |  | Each | one | NA | NA | NA | 41277.1962 | Option 3 | 55588.6328 | 34.67% | 24424.8725 | 21758.8311 | -47.29% | -60.86% | 21758.8311 | -47.29% | Indexed | NA | VOA_GPN_GOV_UK\7246041 | 2019-08-30 | Low | Amber | Medium | Risk taken from previous CG | - | - | NA | SPONS M | NA | (BEAMS Note 1) The ERC for this item should be added to the total of the ERC of the other P&M items on the site and the Buildings ERC (where applicable) to enable the correct contract size adjustment to be made. ERC of P&M Items + ERC of Building Component’s = Total ERC (net figure rateable items only) to which contract size adjustment should be applied The 2021 Generic Contractors Test Spreadsheet has this facility built into the programme - it is recommended you undertake all contractors test valuations using this spreadsheet. (Details on the application of contract size adjustments can be found in the RCG 2021 Guidance notes). Where RV is calculated using the comparative method (rental method) the contract size adjustment should be made as follows: Select - SCAT code box "P and M as an addition” within the 2021 Generic Contractors Test Spreadsheet facility. Or Where the spreadsheet is not used take the: Reciprocal of statutory de-capitalisation rate (i.e. 5% reciprocal = 20) multiply by rateable value of the buildings (before any overall end allowances are made and after making a notional deduction for the land value) and add to the ERC of P&M. Use resultant figure to calculate contract size adjustment. (Guidance Notes - Section 6) | Photo 1 - Hot water boiler Photo 2 - For greater heat output boilers are linked together and operate from a central computer control system. Usually gas fired. Photo 3 - Hot water boiler Gas fired coupled together with air management system | Photo 1 - Notes: Large Domestic type boilers often coupled together to give quantity of hot water - used in many industrial locations for hot water heating and process hot water. Photo 3 - Two boilers coupled together note flue gases duct used as extra heat exchanger. This system may be found in a recreation | 1 | TRUE
410 | 202C11 | 8619 | 202C11 | Boilers | Industrial space heating - hot water | Sets of 86 kw Boilers | Ht 1500mm - depth 2200mm - linked width various | Output 1118 kw | Variety of boilers similar in shape and design to domestic gas hot water boilers, used to raise hot water (but sometimes steam). Single heater by-pass system used for heating Factories, Sports Centres, Universities, Colleges et cetera. Max work pressure not greater than 7 bars. Main source of heat is gas, gas oil or oil. There are some solid fuel units but these are less common today. Steam or Hot water is used for heating or process or a combination of both. For greater output units may be linked together but for larger amounts of constant heat a small package boiler is more suitable. Heat recovery from the exhaust gasses utilised for ducted warm air or further warm water. Boilers are constructed of mild steel and include safety valves, water gauges and computer controls. Can work in groups of 4, 5, and 6 up to a range of 16 in order to give the required kW output. Often maximum ratings lb/hour are stated on the machine but this is NOT the normal working rating but the maximum allowing for safety margins. Calculate values on the working rate only but have note of the maximum rate especially if it is substantially greater that the present operating rate. lb/sq inch This is the working pressure of the boiler and under 250lb/sq in is regarded as low pressure and over 300lb/sq in as high pressure. 1 Bar = 14.5 psig (at atmosphere) psig Low Pressure - Space Heating, Hot Water (showers, Kitchens et cetera), and Process purposes High Pressure - Driving machines and Turbines for Electrical Generation, certain processes. | Considered Not Applicable at time of Publication | (BEAMS Note 1) The ERC for this item should be added to the total of the ERC of the other P&M items on the site and the Buildings ERC (where applicable) to enable the correct contract size adjustment to be made. ERC of P&M Items + ERC of Building Component’s = Total ERC (net figure rateable items only) to which contract size adjustment should be applied The 2023 Generic Contractors Test Spreadsheet has this facility built into the programme - it is recommended you undertake all contractors test valuations using this spreadsheet. (Details on the application of contract size adjustments can be found in the RCG 2023 Guidance notes). Where RV is calculated using the comparative method (rental method) the contract size adjustment should be made as follows: Select - SCAT code box ""P and M as an addition” within the 2023 Generic Contractors Test Spreadsheet facility. Or Where the spreadsheet is not used take the: Reciprocal of statutory de-capitalisation rate (i.e. 5% reciprocal = 20) multiply by rateable value of the buildings (before any overall end allowances are made and after making a notional deduction for the land value) and add to the ERC of P&M. Use resultant figure to calculate contract size adjustment. (Guidance Notes - Section 6) | - | Boilers will be rateable where Steam is used for Power (Class 1 Table 1) Services i.e. Heat (Class 2 Table 2) or it is a Named Structure (when used for the Process)(Class 4 Table 4) A small boiler will evaporate 2,000 lb/hour A large industrial boiler 100,000 lb/hour If a boiler is rated in Btu/hr (it is usually for hot water) it can be converted in lb/hours taking 1000 Btu/hr = 1lb/hour 3412 Btu/hr = 1KW/hour Most modern boilers are rated in kW / hr. | Class 1 Table 1 Plant and Machinery specified in Table 1 below which is USED or INTENDED to be USED MAINLY OR EXCLUSIVELY in connection with….. "Mainly" This does not mean the % must be more than 50% i.e.: Power (Class 1) 45% Heating (Class 2) 35% Process (Class 4) 20% Mainly Class 1 All the boiler is Rateable Or Power (Class 1) 20% Heating (Class 2) 55% Process (Class 4) 25% Class 2 (in part) All the boiler is Rateable Or Power (Class 1) 30% Heating (Class 2) 30% Process (Class 4) 40% Class 4 Not Rateable Class 1 or 2 (If any part is in Class 2 the whole is rateable under this class) But may be rateable under Class 4 "Mainly" Do not add together the % for Class 1 and Class 2 in order to be greater than Class 4 The words mainly have been omitted from Class 2 (SI 2000 540) and thus any boiler, which is in part rateable under Class 2, is a Class 2 boiler. (Some discretion may be required if only a small part of the boilers output is used for Class 2 purposes. If the boiler is not mainly Class 1 or in any part Class 2 THE WHOLE BOILER IS RATEABLE If the boiler is not mainly Class 1 or rateable under Class 2 Look at Class 4 Class 4 Table 4 Boilers Note Class 4 (b) Applies to accessories Class 4 (c) Applies to whole boiler (a) Only the structural elements are rateable therefore no "Twiddly Bits" values, pipes, gauges etc. (b) 400m3 - readily capable of being moved from one site and re-erected in its original state on another without the substantial demolition of any surrounding structure. | i) Process Boiler unless rateable under Class 4 Table 4 ii)Dual-purpose boiler not used ¬mainly or exclusively¬ for either Class 1 Table 1 purposes unless rateable under Class 4 Table 4. iii) Accessories to Class 4 boilers. Certain conditions under Class 2 | Generator, Compressor, Foundations, Pits, Tanks, supports, Settings, Economisers, Super heaters. | It is assumed that the item forms part of an average size industrial, commercial or office complex. Where it would be normal to find more than one item in such a hereditament the ERC stated has been adjusted to reflect any number / quantity, discount. These figures are NOT one off figures. | - | Photo 1 - Hot water boiler Photo 2 - For greater heat output boilers are linked together and operate from a central computer control system. Usually gas fired. Photo 3 - Hot water boiler Gas fired coupled together with air management system | Photo 1 - Notes: Large Domestic type boilers often coupled together to give quantity of hot water - used in many industrial locations for hot water heating and process hot water. Photo 3 - Two boilers coupled together note flue gases duct used as extra heat exchanger. This system may be found in a recreation | 20182 |  | Each | one | NA | NA | NA | 66284.5486 | Option 3 | 89266.4177 | 34.67% | 65597.3848 | 58437.2515 | -11.84% | -34.54% | 58437.2515 | -11.84% | Indexed | NA | VOA_GPN_GOV_UK\7246041 | 2019-08-30 | Low | Amber | Medium | Risk taken from previous CG | - | - | NA | SPONS M | NA | (BEAMS Note 1) The ERC for this item should be added to the total of the ERC of the other P&M items on the site and the Buildings ERC (where applicable) to enable the correct contract size adjustment to be made. ERC of P&M Items + ERC of Building Component’s = Total ERC (net figure rateable items only) to which contract size adjustment should be applied The 2021 Generic Contractors Test Spreadsheet has this facility built into the programme - it is recommended you undertake all contractors test valuations using this spreadsheet. (Details on the application of contract size adjustments can be found in the RCG 2021 Guidance notes). Where RV is calculated using the comparative method (rental method) the contract size adjustment should be made as follows: Select - SCAT code box "P and M as an addition” within the 2021 Generic Contractors Test Spreadsheet facility. Or Where the spreadsheet is not used take the: Reciprocal of statutory de-capitalisation rate (i.e. 5% reciprocal = 20) multiply by rateable value of the buildings (before any overall end allowances are made and after making a notional deduction for the land value) and add to the ERC of P&M. Use resultant figure to calculate contract size adjustment. (Guidance Notes - Section 6) | Photo 1 - Hot water boiler Photo 2 - For greater heat output boilers are linked together and operate from a central computer control system. Usually gas fired. Photo 3 - Hot water boiler Gas fired coupled together with air management system | Photo 1 - Notes: Large Domestic type boilers often coupled together to give quantity of hot water - used in many industrial locations for hot water heating and process hot water. Photo 3 - Two boilers coupled together note flue gases duct used as extra heat exchanger. This system may be found in a recreation | 1 | TRUE
411 | 202C12 | 8622 | 202C12 | Boilers | Industrial space heating - hot water | Sets of 86 kw Boilers | Ht 1500mm - depth 2200mm - linked width various | Output 1376 kw | Variety of boilers similar in shape and design to domestic gas hot water boilers, used to raise hot water (but sometimes steam). Single heater by-pass system used for heating Factories, Sports Centres, Universities, Colleges et cetera. Max work pressure not greater than 7 bars. Main source of heat is gas, gas oil or oil. There are some solid fuel units but these are less common today. Steam or Hot water is used for heating or process or a combination of both. For greater output units may be linked together but for larger amounts of constant heat a small package boiler is more suitable. Heat recovery from the exhaust gasses utilised for ducted warm air or further warm water. Boilers are constructed of mild steel and include safety valves, water gauges and computer controls. Can work in groups of 4, 5, and 6 up to a range of 16 in order to give the required kW output. Often maximum ratings lb/hour are stated on the machine but this is NOT the normal working rating but the maximum allowing for safety margins. Calculate values on the working rate only but have note of the maximum rate especially if it is substantially greater that the present operating rate. lb/sq inch This is the working pressure of the boiler and under 250lb/sq in is regarded as low pressure and over 300lb/sq in as high pressure. 1 Bar = 14.5 psig (at atmosphere) psig Low Pressure - Space Heating, Hot Water (showers, Kitchens et cetera), and Process purposes High Pressure - Driving machines and Turbines for Electrical Generation, certain processes. | Considered Not Applicable at time of Publication | (BEAMS Note 1) The ERC for this item should be added to the total of the ERC of the other P&M items on the site and the Buildings ERC (where applicable) to enable the correct contract size adjustment to be made. ERC of P&M Items + ERC of Building Component’s = Total ERC (net figure rateable items only) to which contract size adjustment should be applied The 2023 Generic Contractors Test Spreadsheet has this facility built into the programme - it is recommended you undertake all contractors test valuations using this spreadsheet. (Details on the application of contract size adjustments can be found in the RCG 2023 Guidance notes). Where RV is calculated using the comparative method (rental method) the contract size adjustment should be made as follows: Select - SCAT code box ""P and M as an addition” within the 2023 Generic Contractors Test Spreadsheet facility. Or Where the spreadsheet is not used take the: Reciprocal of statutory de-capitalisation rate (i.e. 5% reciprocal = 20) multiply by rateable value of the buildings (before any overall end allowances are made and after making a notional deduction for the land value) and add to the ERC of P&M. Use resultant figure to calculate contract size adjustment. (Guidance Notes - Section 6) | - | Boilers will be rateable where Steam is used for Power (Class 1 Table 1) Services i.e. Heat (Class 2 Table 2) or it is a Named Structure (when used for the Process)(Class 4 Table 4) A small boiler will evaporate 2,000 lb/hour A large industrial boiler 100,000 lb/hour If a boiler is rated in Btu/hr (it is usually for hot water) it can be converted in lb/hours taking 1000 Btu/hr = 1lb/hour 3412 Btu/hr = 1KW/hour Most modern boilers are rated in kW / hr. | Class 1 Table 1 Plant and Machinery specified in Table 1 below which is USED or INTENDED to be USED MAINLY OR EXCLUSIVELY in connection with….. "Mainly" This does not mean the % must be more than 50% i.e.: Power (Class 1) 45% Heating (Class 2) 35% Process (Class 4) 20% Mainly Class 1 All the boiler is Rateable Or Power (Class 1) 20% Heating (Class 2) 55% Process (Class 4) 25% Class 2 (in part) All the boiler is Rateable Or Power (Class 1) 30% Heating (Class 2) 30% Process (Class 4) 40% Class 4 Not Rateable Class 1 or 2 (If any part is in Class 2 the whole is rateable under this class) But may be rateable under Class 4 "Mainly" Do not add together the % for Class 1 and Class 2 in order to be greater than Class 4 The words mainly have been omitted from Class 2 (SI 2000 540) and thus any boiler, which is in part rateable under Class 2, is a Class 2 boiler. (Some discretion may be required if only a small part of the boilers output is used for Class 2 purposes. If the boiler is not mainly Class 1 or in any part Class 2 THE WHOLE BOILER IS RATEABLE If the boiler is not mainly Class 1 or rateable under Class 2 Look at Class 4 Class 4 Table 4 Boilers Note Class 4 (b) Applies to accessories Class 4 (c) Applies to whole boiler (a) Only the structural elements are rateable therefore no "Twiddly Bits" values, pipes, gauges etc. (b) 400m3 - readily capable of being moved from one site and re-erected in its original state on another without the substantial demolition of any surrounding structure. | i) Process Boiler unless rateable under Class 4 Table 4 ii)Dual-purpose boiler not used ¬mainly or exclusively¬ for either Class 1 Table 1 purposes unless rateable under Class 4 Table 4. iii) Accessories to Class 4 boilers. Certain conditions under Class 2 | Generator, Compressor, Foundations, Pits, Tanks, supports, Settings, Economisers, Super heaters. | It is assumed that the item forms part of an average size industrial, commercial or office complex. Where it would be normal to find more than one item in such a hereditament the ERC stated has been adjusted to reflect any number / quantity, discount. These figures are NOT one off figures. | - | Photo 1 - Hot water boiler Photo 2 - For greater heat output boilers are linked together and operate from a central computer control system. Usually gas fired. Photo 3 - Hot water boiler Gas fired coupled together with air management system | Photo 1 - Notes: Large Domestic type boilers often coupled together to give quantity of hot water - used in many industrial locations for hot water heating and process hot water. Photo 3 - Two boilers coupled together note flue gases duct used as extra heat exchanger. This system may be found in a recreation | 20182 |  | Each | one | NA | NA | NA | 81047.9253 | Option 3 | 109148.4834 | 34.67% | 74091.5242 | 66004.2324 | -18.56% | -39.53% | 66004.2324 | -18.56% | Indexed | NA | VOA_GPN_GOV_UK\7246041 | 2019-08-30 | Low | Amber | Medium | Risk taken from previous CG | - | - | NA | SPONS M | NA | (BEAMS Note 1) The ERC for this item should be added to the total of the ERC of the other P&M items on the site and the Buildings ERC (where applicable) to enable the correct contract size adjustment to be made. ERC of P&M Items + ERC of Building Component’s = Total ERC (net figure rateable items only) to which contract size adjustment should be applied The 2021 Generic Contractors Test Spreadsheet has this facility built into the programme - it is recommended you undertake all contractors test valuations using this spreadsheet. (Details on the application of contract size adjustments can be found in the RCG 2021 Guidance notes). Where RV is calculated using the comparative method (rental method) the contract size adjustment should be made as follows: Select - SCAT code box "P and M as an addition” within the 2021 Generic Contractors Test Spreadsheet facility. Or Where the spreadsheet is not used take the: Reciprocal of statutory de-capitalisation rate (i.e. 5% reciprocal = 20) multiply by rateable value of the buildings (before any overall end allowances are made and after making a notional deduction for the land value) and add to the ERC of P&M. Use resultant figure to calculate contract size adjustment. (Guidance Notes - Section 6) | Photo 1 - Hot water boiler Photo 2 - For greater heat output boilers are linked together and operate from a central computer control system. Usually gas fired. Photo 3 - Hot water boiler Gas fired coupled together with air management system | Photo 1 - Notes: Large Domestic type boilers often coupled together to give quantity of hot water - used in many industrial locations for hot water heating and process hot water. Photo 3 - Two boilers coupled together note flue gases duct used as extra heat exchanger. This system may be found in a recreation | 1 | TRUE
412 | 202C40 | 8631 | 202C40 | Boilers | Industrial space heating - hot water | Single gas fired boilers | Ht 1500mm - width 1150mm - depth 1510mm | Output 44kw | Variety of boilers similar in shape and design to domestic gas hot water boilers, used to raise hot water (but sometimes steam). Single heater by-pass system used for heating Factories, Sports Centres, Universities, Colleges et cetera. Max work pressure not greater than 7 bars. Main source of heat is gas oil or oil. There are some solid fuel units but these are less common today. Steam or Hot water is used for heating or process or a combination of both. For greater output units may be linked together but for larger amounts of constant heat a small package boiler is more suitable. Heat recovery from the exhaust gasses utilised for ducted warm air or further warm water. Boilers are constructed of mild steel and include safety valves, water gauges and computer controls. Can work in groups of 4, 5, and 6 up to a range of 16 in order to give the required kW output. A small boiler will evaporate 2,000 lb/hour A large industrial boiler 100,000 lb/hour If a boiler is rated in Btu/hr (it is usually for hot water) it can be converted in lb/hours taking 1000 Btu/hr = 1lb/hour 3412 Btu/hr = 1KW/hour Most modern boilers are rated in kW / hr. | Considered Not Applicable at time of Publication | (BEAMS Note 1) The ERC for this item should be added to the total of the ERC of the other P&M items on the site and the Buildings ERC (where applicable) to enable the correct contract size adjustment to be made. ERC of P&M Items + ERC of Building Component’s = Total ERC (net figure rateable items only) to which contract size adjustment should be applied The 2023 Generic Contractors Test Spreadsheet has this facility built into the programme - it is recommended you undertake all contractors test valuations using this spreadsheet. (Details on the application of contract size adjustments can be found in the RCG 2023 Guidance notes). Where RV is calculated using the comparative method (rental method) the contract size adjustment should be made as follows: Select - SCAT code box ""P and M as an addition” within the 2023 Generic Contractors Test Spreadsheet facility. Or Where the spreadsheet is not used take the: Reciprocal of statutory de-capitalisation rate (i.e. 5% reciprocal = 20) multiply by rateable value of the buildings (before any overall end allowances are made and after making a notional deduction for the land value) and add to the ERC of P&M. Use resultant figure to calculate contract size adjustment. (Guidance Notes - Section 6) | - | output in kW | Boilers will be rateable where Steam is used for Power (Class 1 Table 1) Services i.e. Heat (Class 2 Table 2) or it is a Name | i) Process Boiler unless rateable under Class 4 Table ii) Dual-purpose boiler not used ¬mainly or exclusively¬ for either Class iii) 1 Table 1 purposes unless rateable under Class 4 Table 4. Accessories to Class 4 boilers. Certain conditions under Class 2 | It is assumed that the item forms part of an "average size industrial, commercial or office complex". Where it would be normal to find more than one item in such a hereditament the ERC stated has been adjusted to reflect any number / quantity, discount. These figures are NOT one off figures. | Generator, Compressor, Foundations, Pits, Tanks, supports, Settings, Economisers, Super heaters. | - | - | - | 20183 |  | Each | one | NA | NA | NA | 6266.9028 | Option 3 | 8439.734 | 34.67% | 2768.5228 | 2466.331 | -60.65% | -70.78% | 2466.331 | -60.65% | Indexed | NA | VOA_GPN_GOV_UK\7246041 | 2019-08-30 | Low | Amber | Medium | Risk taken from previous CG | - | - | NA | SPONS M | NA | (BEAMS Note 1) The ERC for this item should be added to the total of the ERC of the other P&M items on the site and the Buildings ERC (where applicable) to enable the correct contract size adjustment to be made. ERC of P&M Items + ERC of Building Component’s = Total ERC (net figure rateable items only) to which contract size adjustment should be applied The 2021 Generic Contractors Test Spreadsheet has this facility built into the programme - it is recommended you undertake all contractors test valuations using this spreadsheet. (Details on the application of contract size adjustments can be found in the RCG 2021 Guidance notes). Where RV is calculated using the comparative method (rental method) the contract size adjustment should be made as follows: Select - SCAT code box "P and M as an addition” within the 2021 Generic Contractors Test Spreadsheet facility. Or Where the spreadsheet is not used take the: Reciprocal of statutory de-capitalisation rate (i.e. 5% reciprocal = 20) multiply by rateable value of the buildings (before any overall end allowances are made and after making a notional deduction for the land value) and add to the ERC of P&M. Use resultant figure to calculate contract size adjustment. (Guidance Notes - Section 6) | - | - | 1 | TRUE
413 | 202C41 | 8632 | 202C41 | Boilers | Industrial space heating - hot water | Single gas fired boilers | Ht 1500mm - width 1150mm - depth 1510mm | Output 73 kw | Variety of boilers similar in shape and design to domestic gas hot water boilers, used to raise hot water (but sometimes steam). Single heater by-pass system used for heating Factories, Sports Centres, Universities, Colleges et cetera. Max work pressure not greater than 7 bars. Main source of heat is gas oil or oil. There are some solid fuel units but these are less common today. Steam or Hot water is used for heating or process or a combination of both. For greater output units may be linked together but for larger amounts of constant heat a small package boiler is more suitable. Heat recovery from the exhaust gasses utilised for ducted warm air or further warm water. Boilers are constructed of mild steel and include safety valves, water gauges and computer controls. Can work in groups of 4, 5, and 6 up to a range of 16 in order to give the required kW output. A small boiler will evaporate 2,000 lb/hour A large industrial boiler 100,000 lb/hour If a boiler is rated in Btu/hr (it is usually for hot water) it can be converted in lb/hours taking 1000 Btu/hr = 1lb/hour 3412 Btu/hr = 1KW/hour Most modern boilers are rated in kW / hr. | Considered Not Applicable at time of Publication | (BEAMS Note 1) The ERC for this item should be added to the total of the ERC of the other P&M items on the site and the Buildings ERC (where applicable) to enable the correct contract size adjustment to be made. ERC of P&M Items + ERC of Building Component’s = Total ERC (net figure rateable items only) to which contract size adjustment should be applied The 2023 Generic Contractors Test Spreadsheet has this facility built into the programme - it is recommended you undertake all contractors test valuations using this spreadsheet. (Details on the application of contract size adjustments can be found in the RCG 2023 Guidance notes). Where RV is calculated using the comparative method (rental method) the contract size adjustment should be made as follows: Select - SCAT code box ""P and M as an addition” within the 2023 Generic Contractors Test Spreadsheet facility. Or Where the spreadsheet is not used take the: Reciprocal of statutory de-capitalisation rate (i.e. 5% reciprocal = 20) multiply by rateable value of the buildings (before any overall end allowances are made and after making a notional deduction for the land value) and add to the ERC of P&M. Use resultant figure to calculate contract size adjustment. (Guidance Notes - Section 6) | - | output in kW | Boilers will be rateable where Steam is used for Power (Class 1 Table 1) Services i.e. Heat (Class 2 Table 2) or it is a Name | i) Process Boiler unless rateable under Class 4 Table ii) Dual-purpose boiler not used ¬mainly or exclusively¬ for either Class iii) 1 Table 1 purposes unless rateable under Class 4 Table 4. Accessories to Class 4 boilers. Certain conditions under Class 2 | It is assumed that the item forms part of an "average size industrial, commercial or office complex". Where it would be normal to find more than one item in such a hereditament the ERC stated has been adjusted to reflect any number / quantity, discount. These figures are NOT one off figures. | Generator, Compressor, Foundations, Pits, Tanks, supports, Settings, Economisers, Super heaters. | - | - | - | 20183 |  | Each | one | NA | NA | NA | 6628.4549 | Option 3 | 8926.6418 | 34.67% | 4880.3306 | 4347.6292 | -34.41% | -51.3% | 4347.6292 | -34.41% | Indexed | NA | VOA_GPN_GOV_UK\7246041 | 2019-08-30 | Low | Amber | Medium | Risk taken from previous CG | - | - | NA | SPONS M | NA | (BEAMS Note 1) The ERC for this item should be added to the total of the ERC of the other P&M items on the site and the Buildings ERC (where applicable) to enable the correct contract size adjustment to be made. ERC of P&M Items + ERC of Building Component’s = Total ERC (net figure rateable items only) to which contract size adjustment should be applied The 2021 Generic Contractors Test Spreadsheet has this facility built into the programme - it is recommended you undertake all contractors test valuations using this spreadsheet. (Details on the application of contract size adjustments can be found in the RCG 2021 Guidance notes). Where RV is calculated using the comparative method (rental method) the contract size adjustment should be made as follows: Select - SCAT code box "P and M as an addition” within the 2021 Generic Contractors Test Spreadsheet facility. Or Where the spreadsheet is not used take the: Reciprocal of statutory de-capitalisation rate (i.e. 5% reciprocal = 20) multiply by rateable value of the buildings (before any overall end allowances are made and after making a notional deduction for the land value) and add to the ERC of P&M. Use resultant figure to calculate contract size adjustment. (Guidance Notes - Section 6) | - | - | 1 | TRUE
414 | 202C42 | 8634 | 202C42 | Boilers | Industrial space heating - hot water | Single gas fired boilers | Ht 1500mm - width 1150mm - depth 2240mm | Output 88 kw | Variety of boilers similar in shape and design to domestic gas hot water boilers, used to raise hot water (but sometimes steam). Single heater by-pass system used for heating Factories, Sports Centres, Universities, Colleges et cetera. Max work pressure not greater than 7 bars. Main source of heat is gas oil or oil. There are some solid fuel units but these are less common today. Steam or Hot water is used for heating or process or a combination of both. For greater output units may be linked together but for larger amounts of constant heat a small package boiler is more suitable. Heat recovery from the exhaust gasses utilised for ducted warm air or further warm water. Boilers are constructed of mild steel and include safety valves, water gauges and computer controls. Can work in groups of 4, 5, and 6 up to a range of 16 in order to give the required kW output. A small boiler will evaporate 2,000 lb/hour A large industrial boiler 100,000 lb/hour If a boiler is rated in Btu/hr (it is usually for hot water) it can be converted in lb/hours taking 1000 Btu/hr = 1lb/hour 3412 Btu/hr = 1KW/hour Most modern boilers are rated in kW / hr. | Considered Not Applicable at time of Publication | (BEAMS Note 1) The ERC for this item should be added to the total of the ERC of the other P&M items on the site and the Buildings ERC (where applicable) to enable the correct contract size adjustment to be made. ERC of P&M Items + ERC of Building Component’s = Total ERC (net figure rateable items only) to which contract size adjustment should be applied The 2023 Generic Contractors Test Spreadsheet has this facility built into the programme - it is recommended you undertake all contractors test valuations using this spreadsheet. (Details on the application of contract size adjustments can be found in the RCG 2023 Guidance notes). Where RV is calculated using the comparative method (rental method) the contract size adjustment should be made as follows: Select - SCAT code box ""P and M as an addition” within the 2023 Generic Contractors Test Spreadsheet facility. Or Where the spreadsheet is not used take the: Reciprocal of statutory de-capitalisation rate (i.e. 5% reciprocal = 20) multiply by rateable value of the buildings (before any overall end allowances are made and after making a notional deduction for the land value) and add to the ERC of P&M. Use resultant figure to calculate contract size adjustment. (Guidance Notes - Section 6) | - | output in kW | Boilers will be rateable where Steam is used for Power (Class 1 Table 1) Services i.e. Heat (Class 2 Table 2) or it is a Name | i) Process Boiler unless rateable under Class 4 Table ii) Dual-purpose boiler not used ¬mainly or exclusively¬ for either Class iii) 1 Table 1 purposes unless rateable under Class 4 Table 4. Accessories to Class 4 boilers. Certain conditions under Class 2 | It is assumed that the item forms part of an "average size industrial, commercial or office complex". Where it would be normal to find more than one item in such a hereditament the ERC stated has been adjusted to reflect any number / quantity, discount. These figures are NOT one off figures. | Generator, Compressor, Foundations, Pits, Tanks, supports, Settings, Economisers, Super heaters. | - | - | - | 20183 |  | Each | one | NA | NA | NA | 6929.7483 | Option 3 | 9332.3982 | 34.67% | 5620.5422 | 5007.0447 | -27.75% | -46.35% | 5007.0447 | -27.75% | Indexed | NA | VOA_GPN_GOV_UK\7246041 | 2019-08-30 | Low | Amber | Medium | Risk taken from previous CG | - | - | NA | SPONS M | NA | (BEAMS Note 1) The ERC for this item should be added to the total of the ERC of the other P&M items on the site and the Buildings ERC (where applicable) to enable the correct contract size adjustment to be made. ERC of P&M Items + ERC of Building Component’s = Total ERC (net figure rateable items only) to which contract size adjustment should be applied The 2021 Generic Contractors Test Spreadsheet has this facility built into the programme - it is recommended you undertake all contractors test valuations using this spreadsheet. (Details on the application of contract size adjustments can be found in the RCG 2021 Guidance notes). Where RV is calculated using the comparative method (rental method) the contract size adjustment should be made as follows: Select - SCAT code box "P and M as an addition” within the 2021 Generic Contractors Test Spreadsheet facility. Or Where the spreadsheet is not used take the: Reciprocal of statutory de-capitalisation rate (i.e. 5% reciprocal = 20) multiply by rateable value of the buildings (before any overall end allowances are made and after making a notional deduction for the land value) and add to the ERC of P&M. Use resultant figure to calculate contract size adjustment. (Guidance Notes - Section 6) | - | - | 1 | TRUE
415 | 202C43 | 8635 | 202C43 | Boilers | Industrial space heating - hot water | Single gas fired boilers | Ht 1500mm - width 1150mm - depth 2240mm | Output 146 kw | Variety of boilers similar in shape and design to domestic gas hot water boilers, used to raise hot water (but sometimes steam). Single heater by-pass system used for heating Factories, Sports Centres, Universities, Colleges et cetera. Max work pressure not greater than 7 bars. Main source of heat is gas oil or oil. There are some solid fuel units but these are less common today. Steam or Hot water is used for heating or process or a combination of both. For greater output units may be linked together but for larger amounts of constant heat a small package boiler is more suitable. Heat recovery from the exhaust gasses utilised for ducted warm air or further warm water. Boilers are constructed of mild steel and include safety valves, water gauges and computer controls. Can work in groups of 4, 5, and 6 up to a range of 16 in order to give the required kW output. A small boiler will evaporate 2,000 lb/hour A large industrial boiler 100,000 lb/hour If a boiler is rated in Btu/hr (it is usually for hot water) it can be converted in lb/hours taking 1000 Btu/hr = 1lb/hour 3412 Btu/hr = 1KW/hour Most modern boilers are rated in kW / hr. | Considered Not Applicable at time of Publication | (BEAMS Note 1) The ERC for this item should be added to the total of the ERC of the other P&M items on the site and the Buildings ERC (where applicable) to enable the correct contract size adjustment to be made. ERC of P&M Items + ERC of Building Component’s = Total ERC (net figure rateable items only) to which contract size adjustment should be applied The 2023 Generic Contractors Test Spreadsheet has this facility built into the programme - it is recommended you undertake all contractors test valuations using this spreadsheet. (Details on the application of contract size adjustments can be found in the RCG 2023 Guidance notes). Where RV is calculated using the comparative method (rental method) the contract size adjustment should be made as follows: Select - SCAT code box ""P and M as an addition” within the 2023 Generic Contractors Test Spreadsheet facility. Or Where the spreadsheet is not used take the: Reciprocal of statutory de-capitalisation rate (i.e. 5% reciprocal = 20) multiply by rateable value of the buildings (before any overall end allowances are made and after making a notional deduction for the land value) and add to the ERC of P&M. Use resultant figure to calculate contract size adjustment. (Guidance Notes - Section 6) | - | output in kW | Boilers will be rateable where Steam is used for Power (Class 1 Table 1) Services i.e. Heat (Class 2 Table 2) or it is a Name | i) Process Boiler unless rateable under Class 4 Table ii) Dual-purpose boiler not used ¬mainly or exclusively¬ for either Class iii) 1 Table 1 purposes unless rateable under Class 4 Table 4. Accessories to Class 4 boilers. Certain conditions under Class 2 | It is assumed that the item forms part of an "average size industrial, commercial or office complex". Where it would be normal to find more than one item in such a hereditament the ERC stated has been adjusted to reflect any number / quantity, discount. These figures are NOT one off figures. | Generator, Compressor, Foundations, Pits, Tanks, supports, Settings, Economisers, Super heaters. | - | - | - | 20183 |  | Each | one | NA | NA | NA | 7231.0417 | Option 3 | 9738.1547 | 34.67% | 8426.5916 | 7506.8061 | 3.814% | -22.91% | 7506.8061 | 3.814% | Indexed | NA | VOA_GPN_GOV_UK\7246041 | 2019-08-30 | Low | Amber | Medium | Risk taken from previous CG | - | - | NA | SPONS M | NA | (BEAMS Note 1) The ERC for this item should be added to the total of the ERC of the other P&M items on the site and the Buildings ERC (where applicable) to enable the correct contract size adjustment to be made. ERC of P&M Items + ERC of Building Component’s = Total ERC (net figure rateable items only) to which contract size adjustment should be applied The 2021 Generic Contractors Test Spreadsheet has this facility built into the programme - it is recommended you undertake all contractors test valuations using this spreadsheet. (Details on the application of contract size adjustments can be found in the RCG 2021 Guidance notes). Where RV is calculated using the comparative method (rental method) the contract size adjustment should be made as follows: Select - SCAT code box "P and M as an addition” within the 2021 Generic Contractors Test Spreadsheet facility. Or Where the spreadsheet is not used take the: Reciprocal of statutory de-capitalisation rate (i.e. 5% reciprocal = 20) multiply by rateable value of the buildings (before any overall end allowances are made and after making a notional deduction for the land value) and add to the ERC of P&M. Use resultant figure to calculate contract size adjustment. (Guidance Notes - Section 6) | - | - | 1 | TRUE
416 | 202C44 | 8637 | 202C44 | Boilers | Industrial space heating - hot water | Single gas fired boilers | Ht 1500mm - width 1150mm - depth 2970mm | Output 176 kw | Variety of boilers similar in shape and design to domestic gas hot water boilers, used to raise hot water (but sometimes steam). Single heater by-pass system used for heating Factories, Sports Centres, Universities, Colleges et cetera. Max work pressure not greater than 7 bars. Main source of heat is gas oil or oil. There are some solid fuel units but these are less common today. Steam or Hot water is used for heating or process or a combination of both. For greater output units may be linked together but for larger amounts of constant heat a small package boiler is more suitable. Heat recovery from the exhaust gasses utilised for ducted warm air or further warm water. Boilers are constructed of mild steel and include safety valves, water gauges and computer controls. Can work in groups of 4, 5, and 6 up to a range of 16 in order to give the required kW output. A small boiler will evaporate 2,000 lb/hour A large industrial boiler 100,000 lb/hour If a boiler is rated in Btu/hr (it is usually for hot water) it can be converted in lb/hours taking 1000 Btu/hr = 1lb/hour 3412 Btu/hr = 1KW/hour Most modern boilers are rated in kW / hr. | Considered Not Applicable at time of Publication | (BEAMS Note 1) The ERC for this item should be added to the total of the ERC of the other P&M items on the site and the Buildings ERC (where applicable) to enable the correct contract size adjustment to be made. ERC of P&M Items + ERC of Building Component’s = Total ERC (net figure rateable items only) to which contract size adjustment should be applied The 2023 Generic Contractors Test Spreadsheet has this facility built into the programme - it is recommended you undertake all contractors test valuations using this spreadsheet. (Details on the application of contract size adjustments can be found in the RCG 2023 Guidance notes). Where RV is calculated using the comparative method (rental method) the contract size adjustment should be made as follows: Select - SCAT code box ""P and M as an addition” within the 2023 Generic Contractors Test Spreadsheet facility. Or Where the spreadsheet is not used take the: Reciprocal of statutory de-capitalisation rate (i.e. 5% reciprocal = 20) multiply by rateable value of the buildings (before any overall end allowances are made and after making a notional deduction for the land value) and add to the ERC of P&M. Use resultant figure to calculate contract size adjustment. (Guidance Notes - Section 6) | - | output in kW | Boilers will be rateable where Steam is used for Power (Class 1 Table 1) Services i.e. Heat (Class 2 Table 2) or it is a Name | i) Process Boiler unless rateable under Class 4 Table ii) Dual-purpose boiler not used ¬mainly or exclusively¬ for either Class iii) 1 Table 1 purposes unless rateable under Class 4 Table 4. Accessories to Class 4 boilers. Certain conditions under Class 2 | It is assumed that the item forms part of an "average size industrial, commercial or office complex". Where it would be normal to find more than one item in such a hereditament the ERC stated has been adjusted to reflect any number / quantity, discount. These figures are NOT one off figures. | Generator, Compressor, Foundations, Pits, Tanks, supports, Settings, Economisers, Super heaters. | - | - | - | 20183 |  | Each | one | NA | NA | NA | 10002.941 | Option 3 | 13471.1139 | 34.67% | 8983.3215 | 8002.7675 | -20% | -40.59% | 8002.7675 | -20% | Indexed | NA | VOA_GPN_GOV_UK\7246041 | 2019-08-30 | Low | Amber | Medium | Risk taken from previous CG | - | - | NA | SPONS M | NA | (BEAMS Note 1) The ERC for this item should be added to the total of the ERC of the other P&M items on the site and the Buildings ERC (where applicable) to enable the correct contract size adjustment to be made. ERC of P&M Items + ERC of Building Component’s = Total ERC (net figure rateable items only) to which contract size adjustment should be applied The 2021 Generic Contractors Test Spreadsheet has this facility built into the programme - it is recommended you undertake all contractors test valuations using this spreadsheet. (Details on the application of contract size adjustments can be found in the RCG 2021 Guidance notes). Where RV is calculated using the comparative method (rental method) the contract size adjustment should be made as follows: Select - SCAT code box "P and M as an addition” within the 2021 Generic Contractors Test Spreadsheet facility. Or Where the spreadsheet is not used take the: Reciprocal of statutory de-capitalisation rate (i.e. 5% reciprocal = 20) multiply by rateable value of the buildings (before any overall end allowances are made and after making a notional deduction for the land value) and add to the ERC of P&M. Use resultant figure to calculate contract size adjustment. (Guidance Notes - Section 6) | - | - | 1 | TRUE
417 | 202C45 | 8638 | 202C45 | Boilers | Industrial space heating - hot water | Single gas fired boilers | Ht 1500mm - width 1150mm - depth 3070mm | Output 220 kw | Variety of boilers similar in shape and design to domestic gas hot water boilers, used to raise hot water (but sometimes steam). Single heater by-pass system used for heating Factories, Sports Centres, Universities, Colleges et cetera. Max work pressure not greater than 7 bars. Main source of heat is gas oil or oil. There are some solid fuel units but these are less common today. Steam or Hot water is used for heating or process or a combination of both. For greater output units may be linked together but for larger amounts of constant heat a small package boiler is more suitable. Heat recovery from the exhaust gasses utilised for ducted warm air or further warm water. Boilers are constructed of mild steel and include safety valves, water gauges and computer controls. Can work in groups of 4, 5, and 6 up to a range of 16 in order to give the required kW output. A small boiler will evaporate 2,000 lb/hour A large industrial boiler 100,000 lb/hour If a boiler is rated in Btu/hr (it is usually for hot water) it can be converted in lb/hours taking 1000 Btu/hr = 1lb/hour 3412 Btu/hr = 1KW/hour Most modern boilers are rated in kW / hr. | Considered Not Applicable at time of Publication | (BEAMS Note 1) The ERC for this item should be added to the total of the ERC of the other P&M items on the site and the Buildings ERC (where applicable) to enable the correct contract size adjustment to be made. ERC of P&M Items + ERC of Building Component’s = Total ERC (net figure rateable items only) to which contract size adjustment should be applied The 2023 Generic Contractors Test Spreadsheet has this facility built into the programme - it is recommended you undertake all contractors test valuations using this spreadsheet. (Details on the application of contract size adjustments can be found in the RCG 2023 Guidance notes). Where RV is calculated using the comparative method (rental method) the contract size adjustment should be made as follows: Select - SCAT code box ""P and M as an addition” within the 2023 Generic Contractors Test Spreadsheet facility. Or Where the spreadsheet is not used take the: Reciprocal of statutory de-capitalisation rate (i.e. 5% reciprocal = 20) multiply by rateable value of the buildings (before any overall end allowances are made and after making a notional deduction for the land value) and add to the ERC of P&M. Use resultant figure to calculate contract size adjustment. (Guidance Notes - Section 6) | - | output in kW | Boilers will be rateable where Steam is used for Power (Class 1 Table 1) Services i.e. Heat (Class 2 Table 2) or it is a Name | i) Process Boiler unless rateable under Class 4 Table ii) Dual-purpose boiler not used ¬mainly or exclusively¬ for either Class iii) 1 Table 1 purposes unless rateable under Class 4 Table 4. Accessories to Class 4 boilers. Certain conditions under Class 2 | It is assumed that the item forms part of an "average size industrial, commercial or office complex". Where it would be normal to find more than one item in such a hereditament the ERC stated has been adjusted to reflect any number / quantity, discount. These figures are NOT one off figures. | Generator, Compressor, Foundations, Pits, Tanks, supports, Settings, Economisers, Super heaters. | - | - | - | 20183 |  | Each | one | NA | NA | NA | 10846.5625 | Option 3 | 14607.232 | 34.67% | 10165.6476 | 9056.0394 | -16.51% | -38% | 9056.0394 | -16.51% | Indexed | NA | VOA_GPN_GOV_UK\7246041 | 2019-08-30 | Low | Amber | Medium | Risk taken from previous CG | - | - | NA | SPONS M | NA | (BEAMS Note 1) The ERC for this item should be added to the total of the ERC of the other P&M items on the site and the Buildings ERC (where applicable) to enable the correct contract size adjustment to be made. ERC of P&M Items + ERC of Building Component’s = Total ERC (net figure rateable items only) to which contract size adjustment should be applied The 2021 Generic Contractors Test Spreadsheet has this facility built into the programme - it is recommended you undertake all contractors test valuations using this spreadsheet. (Details on the application of contract size adjustments can be found in the RCG 2021 Guidance notes). Where RV is calculated using the comparative method (rental method) the contract size adjustment should be made as follows: Select - SCAT code box "P and M as an addition” within the 2021 Generic Contractors Test Spreadsheet facility. Or Where the spreadsheet is not used take the: Reciprocal of statutory de-capitalisation rate (i.e. 5% reciprocal = 20) multiply by rateable value of the buildings (before any overall end allowances are made and after making a notional deduction for the land value) and add to the ERC of P&M. Use resultant figure to calculate contract size adjustment. (Guidance Notes - Section 6) | - | - | 1 | TRUE
418 | 202C46 | 8640 | 202C46 | Boilers | Industrial space heating - hot water | Single gas fired boilers | Ht 1500mm - width 1150mm - depth 3800mm | Output 234 kw | Variety of boilers similar in shape and design to domestic gas hot water boilers, used to raise hot water (but sometimes steam). Single heater by-pass system used for heating Factories, Sports Centres, Universities, Colleges et cetera. Max work pressure not greater than 7 bars. Main source of heat is gas oil or oil. There are some solid fuel units but these are less common today. Steam or Hot water is used for heating or process or a combination of both. For greater output units may be linked together but for larger amounts of constant heat a small package boiler is more suitable. Heat recovery from the exhaust gasses utilised for ducted warm air or further warm water. Boilers are constructed of mild steel and include safety valves, water gauges and computer controls. Can work in groups of 4, 5, and 6 up to a range of 16 in order to give the required kW output. A small boiler will evaporate 2,000 lb/hour A large industrial boiler 100,000 lb/hour If a boiler is rated in Btu/hr (it is usually for hot water) it can be converted in lb/hours taking 1000 Btu/hr = 1lb/hour 3412 Btu/hr = 1KW/hour Most modern boilers are rated in kW / hr. | Considered Not Applicable at time of Publication | (BEAMS Note 1) The ERC for this item should be added to the total of the ERC of the other P&M items on the site and the Buildings ERC (where applicable) to enable the correct contract size adjustment to be made. ERC of P&M Items + ERC of Building Component’s = Total ERC (net figure rateable items only) to which contract size adjustment should be applied The 2023 Generic Contractors Test Spreadsheet has this facility built into the programme - it is recommended you undertake all contractors test valuations using this spreadsheet. (Details on the application of contract size adjustments can be found in the RCG 2023 Guidance notes). Where RV is calculated using the comparative method (rental method) the contract size adjustment should be made as follows: Select - SCAT code box ""P and M as an addition” within the 2023 Generic Contractors Test Spreadsheet facility. Or Where the spreadsheet is not used take the: Reciprocal of statutory de-capitalisation rate (i.e. 5% reciprocal = 20) multiply by rateable value of the buildings (before any overall end allowances are made and after making a notional deduction for the land value) and add to the ERC of P&M. Use resultant figure to calculate contract size adjustment. (Guidance Notes - Section 6) | - | output in kW | Boilers will be rateable where Steam is used for Power (Class 1 Table 1) Services i.e. Heat (Class 2 Table 2) or it is a Name | i) Process Boiler unless rateable under Class 4 Table ii) Dual-purpose boiler not used ¬mainly or exclusively¬ for either Class iii) 1 Table 1 purposes unless rateable under Class 4 Table 4. Accessories to Class 4 boilers. Certain conditions under Class 2 | It is assumed that the item forms part of an "average size industrial, commercial or office complex". Where it would be normal to find more than one item in such a hereditament the ERC stated has been adjusted to reflect any number / quantity, discount. These figures are NOT one off figures. | Generator, Compressor, Foundations, Pits, Tanks, supports, Settings, Economisers, Super heaters. | - | - | - | 20183 |  | Each | one | NA | NA | NA | 11328.6319 | Option 3 | 15256.4423 | 34.67% | 11607.2213 | 10340.2614 | -8.725% | -32.22% | 10340.2614 | -8.725% | Indexed | NA | VOA_GPN_GOV_UK\7246041 | 2019-08-30 | Low | Amber | Medium | Risk taken from previous CG | - | - | NA | SPONS M | NA | (BEAMS Note 1) The ERC for this item should be added to the total of the ERC of the other P&M items on the site and the Buildings ERC (where applicable) to enable the correct contract size adjustment to be made. ERC of P&M Items + ERC of Building Component’s = Total ERC (net figure rateable items only) to which contract size adjustment should be applied The 2021 Generic Contractors Test Spreadsheet has this facility built into the programme - it is recommended you undertake all contractors test valuations using this spreadsheet. (Details on the application of contract size adjustments can be found in the RCG 2021 Guidance notes). Where RV is calculated using the comparative method (rental method) the contract size adjustment should be made as follows: Select - SCAT code box "P and M as an addition” within the 2021 Generic Contractors Test Spreadsheet facility. Or Where the spreadsheet is not used take the: Reciprocal of statutory de-capitalisation rate (i.e. 5% reciprocal = 20) multiply by rateable value of the buildings (before any overall end allowances are made and after making a notional deduction for the land value) and add to the ERC of P&M. Use resultant figure to calculate contract size adjustment. (Guidance Notes - Section 6) | - | - | 1 | TRUE
419 | 202C47 | 8641 | 202C47 | Boilers | Industrial space heating - hot water | Single gas fired boilers | Ht 1500mm - width 1150mm - depth 3800mm | Output 293 kw | Variety of boilers similar in shape and design to domestic gas hot water boilers, used to raise hot water (but sometimes steam). Single heater by-pass system used for heating Factories, Sports Centres, Universities, Colleges et cetera. Max work pressure not greater than 7 bars. Main source of heat is gas oil or oil. There are some solid fuel units but these are less common today. Steam or Hot water is used for heating or process or a combination of both. For greater output units may be linked together but for larger amounts of constant heat a small package boiler is more suitable. Heat recovery from the exhaust gasses utilised for ducted warm air or further warm water. Boilers are constructed of mild steel and include safety valves, water gauges and computer controls. Can work in groups of 4, 5, and 6 up to a range of 16 in order to give the required kW output. A small boiler will evaporate 2,000 lb/hour A large industrial boiler 100,000 lb/hour If a boiler is rated in Btu/hr (it is usually for hot water) it can be converted in lb/hours taking 1000 Btu/hr = 1lb/hour 3412 Btu/hr = 1KW/hour Most modern boilers are rated in kW / hr. | Considered Not Applicable at time of Publication | (BEAMS Note 1) The ERC for this item should be added to the total of the ERC of the other P&M items on the site and the Buildings ERC (where applicable) to enable the correct contract size adjustment to be made. ERC of P&M Items + ERC of Building Component’s = Total ERC (net figure rateable items only) to which contract size adjustment should be applied The 2023 Generic Contractors Test Spreadsheet has this facility built into the programme - it is recommended you undertake all contractors test valuations using this spreadsheet. (Details on the application of contract size adjustments can be found in the RCG 2023 Guidance notes). Where RV is calculated using the comparative method (rental method) the contract size adjustment should be made as follows: Select - SCAT code box ""P and M as an addition” within the 2023 Generic Contractors Test Spreadsheet facility. Or Where the spreadsheet is not used take the: Reciprocal of statutory de-capitalisation rate (i.e. 5% reciprocal = 20) multiply by rateable value of the buildings (before any overall end allowances are made and after making a notional deduction for the land value) and add to the ERC of P&M. Use resultant figure to calculate contract size adjustment. (Guidance Notes - Section 6) | - | output in kW | Boilers will be rateable where Steam is used for Power (Class 1 Table 1) Services i.e. Heat (Class 2 Table 2) or it is a Name | i) Process Boiler unless rateable under Class 4 Table ii) Dual-purpose boiler not used ¬mainly or exclusively¬ for either Class iii) 1 Table 1 purposes unless rateable under Class 4 Table 4. Accessories to Class 4 boilers. Certain conditions under Class 2 | It is assumed that the item forms part of an "average size industrial, commercial or office complex". Where it would be normal to find more than one item in such a hereditament the ERC stated has been adjusted to reflect any number / quantity, discount. These figures are NOT one off figures. | Generator, Compressor, Foundations, Pits, Tanks, supports, Settings, Economisers, Super heaters. | - | - | - | 20183 |  | Each | one | NA | NA | NA | 12292.7708 | Option 3 | 16554.8629 | 34.67% | 13656.3246 | 12165.6996 | -1.034% | -26.51% | 12165.6996 | -1.034% | Indexed | NA | VOA_GPN_GOV_UK\7246041 | 2019-08-30 | Low | Amber | Medium | Risk taken from previous CG | - | - | NA | SPONS M | NA | (BEAMS Note 1) The ERC for this item should be added to the total of the ERC of the other P&M items on the site and the Buildings ERC (where applicable) to enable the correct contract size adjustment to be made. ERC of P&M Items + ERC of Building Component’s = Total ERC (net figure rateable items only) to which contract size adjustment should be applied The 2021 Generic Contractors Test Spreadsheet has this facility built into the programme - it is recommended you undertake all contractors test valuations using this spreadsheet. (Details on the application of contract size adjustments can be found in the RCG 2021 Guidance notes). Where RV is calculated using the comparative method (rental method) the contract size adjustment should be made as follows: Select - SCAT code box "P and M as an addition” within the 2021 Generic Contractors Test Spreadsheet facility. Or Where the spreadsheet is not used take the: Reciprocal of statutory de-capitalisation rate (i.e. 5% reciprocal = 20) multiply by rateable value of the buildings (before any overall end allowances are made and after making a notional deduction for the land value) and add to the ERC of P&M. Use resultant figure to calculate contract size adjustment. (Guidance Notes - Section 6) | - | - | 1 | TRUE
420 | 202C48 | 8643 | 202C48 | Boilers | Industrial space heating - hot water | Single gas fired boilers | Ht 1500mm - width 1150mm - depth 4530mm | Output 293 kw | Variety of boilers similar in shape and design to domestic gas hot water boilers, used to raise hot water (but sometimes steam). Single heater by-pass system used for heating Factories, Sports Centres, Universities, Colleges et cetera. Max work pressure not greater than 7 bars. Main source of heat is gas oil or oil. There are some solid fuel units but these are less common today. Steam or Hot water is used for heating or process or a combination of both. For greater output units may be linked together but for larger amounts of constant heat a small package boiler is more suitable. Heat recovery from the exhaust gasses utilised for ducted warm air or further warm water. Boilers are constructed of mild steel and include safety valves, water gauges and computer controls. Can work in groups of 4, 5, and 6 up to a range of 16 in order to give the required kW output. A small boiler will evaporate 2,000 lb/hour A large industrial boiler 100,000 lb/hour If a boiler is rated in Btu/hr (it is usually for hot water) it can be converted in lb/hours taking 1000 Btu/hr = 1lb/hour 3412 Btu/hr = 1KW/hour Most modern boilers are rated in kW / hr. | Considered Not Applicable at time of Publication | (BEAMS Note 1) The ERC for this item should be added to the total of the ERC of the other P&M items on the site and the Buildings ERC (where applicable) to enable the correct contract size adjustment to be made. ERC of P&M Items + ERC of Building Component’s = Total ERC (net figure rateable items only) to which contract size adjustment should be applied The 2023 Generic Contractors Test Spreadsheet has this facility built into the programme - it is recommended you undertake all contractors test valuations using this spreadsheet. (Details on the application of contract size adjustments can be found in the RCG 2023 Guidance notes). Where RV is calculated using the comparative method (rental method) the contract size adjustment should be made as follows: Select - SCAT code box ""P and M as an addition” within the 2023 Generic Contractors Test Spreadsheet facility. Or Where the spreadsheet is not used take the: Reciprocal of statutory de-capitalisation rate (i.e. 5% reciprocal = 20) multiply by rateable value of the buildings (before any overall end allowances are made and after making a notional deduction for the land value) and add to the ERC of P&M. Use resultant figure to calculate contract size adjustment. (Guidance Notes - Section 6) | - | output in kW | Boilers will be rateable where Steam is used for Power (Class 1 Table 1) Services i.e. Heat (Class 2 Table 2) or it is a Name | i) Process Boiler unless rateable under Class 4 Table ii) Dual-purpose boiler not used ¬mainly or exclusively¬ for either Class iii) 1 Table 1 purposes unless rateable under Class 4 Table 4. Accessories to Class 4 boilers. Certain conditions under Class 2 | It is assumed that the item forms part of an "average size industrial, commercial or office complex". Where it would be normal to find more than one item in such a hereditament the ERC stated has been adjusted to reflect any number / quantity, discount. These figures are NOT one off figures. | Generator, Compressor, Foundations, Pits, Tanks, supports, Settings, Economisers, Super heaters. | - | - | - | 20183 |  | Each | one | NA | NA | NA | 13256.9097 | Option 3 | 17853.2835 | 34.67% | 13219.008 | 11776.1172 | -11.17% | -34.04% | 11776.1172 | -11.17% | Indexed | NA | VOA_GPN_GOV_UK\7246041 | 2019-08-30 | Low | Amber | Medium | Risk taken from previous CG | - | - | NA | SPONS M | NA | (BEAMS Note 1) The ERC for this item should be added to the total of the ERC of the other P&M items on the site and the Buildings ERC (where applicable) to enable the correct contract size adjustment to be made. ERC of P&M Items + ERC of Building Component’s = Total ERC (net figure rateable items only) to which contract size adjustment should be applied The 2021 Generic Contractors Test Spreadsheet has this facility built into the programme - it is recommended you undertake all contractors test valuations using this spreadsheet. (Details on the application of contract size adjustments can be found in the RCG 2021 Guidance notes). Where RV is calculated using the comparative method (rental method) the contract size adjustment should be made as follows: Select - SCAT code box "P and M as an addition” within the 2021 Generic Contractors Test Spreadsheet facility. Or Where the spreadsheet is not used take the: Reciprocal of statutory de-capitalisation rate (i.e. 5% reciprocal = 20) multiply by rateable value of the buildings (before any overall end allowances are made and after making a notional deduction for the land value) and add to the ERC of P&M. Use resultant figure to calculate contract size adjustment. (Guidance Notes - Section 6) | - | - | 1 | TRUE
421 | 202C49 | 8648 | 202C49 | Boilers | Industrial space heating - hot water | Single gas fired boilers | Ht 1500mm - width 1150mm - depth 4530mm | Output 366 kw | Variety of boilers similar in shape and design to domestic gas hot water boilers, used to raise hot water (but sometimes steam). Single heater by-pass system used for heating Factories, Sports Centres, Universities, Colleges et cetera. Max work pressure not greater than 7 bars. Main source of heat is gas oil or oil. There are some solid fuel units but these are less common today. Steam or Hot water is used for heating or process or a combination of both. For greater output units may be linked together but for larger amounts of constant heat a small package boiler is more suitable. Heat recovery from the exhaust gasses utilised for ducted warm air or further warm water. Boilers are constructed of mild steel and include safety valves, water gauges and computer controls. Can work in groups of 4, 5, and 6 up to a range of 16 in order to give the required kW output. A small boiler will evaporate 2,000 lb/hour A large industrial boiler 100,000 lb/hour If a boiler is rated in Btu/hr (it is usually for hot water) it can be converted in lb/hours taking 1000 Btu/hr = 1lb/hour 3412 Btu/hr = 1KW/hour Most modern boilers are rated in kW / hr. | Considered Not Applicable at time of Publication | (BEAMS Note 1) The ERC for this item should be added to the total of the ERC of the other P&M items on the site and the Buildings ERC (where applicable) to enable the correct contract size adjustment to be made. ERC of P&M Items + ERC of Building Component’s = Total ERC (net figure rateable items only) to which contract size adjustment should be applied The 2023 Generic Contractors Test Spreadsheet has this facility built into the programme - it is recommended you undertake all contractors test valuations using this spreadsheet. (Details on the application of contract size adjustments can be found in the RCG 2023 Guidance notes). Where RV is calculated using the comparative method (rental method) the contract size adjustment should be made as follows: Select - SCAT code box ""P and M as an addition” within the 2023 Generic Contractors Test Spreadsheet facility. Or Where the spreadsheet is not used take the: Reciprocal of statutory de-capitalisation rate (i.e. 5% reciprocal = 20) multiply by rateable value of the buildings (before any overall end allowances are made and after making a notional deduction for the land value) and add to the ERC of P&M. Use resultant figure to calculate contract size adjustment. (Guidance Notes - Section 6) | - | output in kW | Boilers will be rateable where Steam is used for Power (Class 1 Table 1) Services i.e. Heat (Class 2 Table 2) or it is a Name | i) Process Boiler unless rateable under Class 4 Table ii) Dual-purpose boiler not used ¬mainly or exclusively¬ for either Class iii) 1 Table 1 purposes unless rateable under Class 4 Table 4. Accessories to Class 4 boilers. Certain conditions under Class 2 | It is assumed that the item forms part of an "average size industrial, commercial or office complex". Where it would be normal to find more than one item in such a hereditament the ERC stated has been adjusted to reflect any number / quantity, discount. These figures are NOT one off figures. | Generator, Compressor, Foundations, Pits, Tanks, supports, Settings, Economisers, Super heaters. | - | - | - | 20183 |  | Each | one | NA | NA | NA | 14462.0833 | Option 3 | 19476.3093 | 34.67% | 16133.5793 | 14372.5551 | -0.6191% | -26.2% | 14372.5551 | -0.6191% | Indexed | NA | VOA_GPN_GOV_UK\7246041 | 2019-08-30 | Low | Amber | Medium | Risk taken from previous CG | - | - | NA | SPONS M | NA | (BEAMS Note 1) The ERC for this item should be added to the total of the ERC of the other P&M items on the site and the Buildings ERC (where applicable) to enable the correct contract size adjustment to be made. ERC of P&M Items + ERC of Building Component’s = Total ERC (net figure rateable items only) to which contract size adjustment should be applied The 2021 Generic Contractors Test Spreadsheet has this facility built into the programme - it is recommended you undertake all contractors test valuations using this spreadsheet. (Details on the application of contract size adjustments can be found in the RCG 2021 Guidance notes). Where RV is calculated using the comparative method (rental method) the contract size adjustment should be made as follows: Select - SCAT code box "P and M as an addition” within the 2021 Generic Contractors Test Spreadsheet facility. Or Where the spreadsheet is not used take the: Reciprocal of statutory de-capitalisation rate (i.e. 5% reciprocal = 20) multiply by rateable value of the buildings (before any overall end allowances are made and after making a notional deduction for the land value) and add to the ERC of P&M. Use resultant figure to calculate contract size adjustment. (Guidance Notes - Section 6) | - | - | 1 | TRUE
422 | 202C60 | 8649 | 202C60 | Boilers | Industrial space heating - hot water | Single gas fired boilers - vertical fired | Ht 2100mm - diam 700mm - perm pilot | Output kw 29.3 | Vertical fired boilers | Considered Not Applicable at time of Publication | (BEAMS Note 1) The ERC for this item should be added to the total of the ERC of the other P&M items on the site and the Buildings ERC (where applicable) to enable the correct contract size adjustment to be made. ERC of P&M Items + ERC of Building Component’s = Total ERC (net figure rateable items only) to which contract size adjustment should be applied The 2023 Generic Contractors Test Spreadsheet has this facility built into the programme - it is recommended you undertake all contractors test valuations using this spreadsheet. (Details on the application of contract size adjustments can be found in the RCG 2023 Guidance notes). Where RV is calculated using the comparative method (rental method) the contract size adjustment should be made as follows: Select - SCAT code box ""P and M as an addition” within the 2023 Generic Contractors Test Spreadsheet facility. Or Where the spreadsheet is not used take the: Reciprocal of statutory de-capitalisation rate (i.e. 5% reciprocal = 20) multiply by rateable value of the buildings (before any overall end allowances are made and after making a notional deduction for the land value) and add to the ERC of P&M. Use resultant figure to calculate contract size adjustment. (Guidance Notes - Section 6) | - | Rating in kW or BTU | Boiler (Class 1 Table 1 or Class 2 Table 2) including List of Accessories acc Boiler (Class 4 Table 4) structural part of Boiler only (Deduct 25% for accessories from Class 1 Table 1 scale) (adjusted in Class 4 scale)) | Process Boiler unless rateable under Class 4 Table 4 Dual-purpose boiler not used ¬mainly or exclusively¬ for either Class 1 Table 1 purposes unless rateable under Class 4 Table 4. Accessories to Class 4 boilers. Certain conditions under Class 2 | Generator, Compressor, Foundations, Pits, Tanks, supports, Settings, Economisers, Super heaters | It is assumed that the item forms part of an average size industrial, commercial or office complex. Where it would be normal to find more than one item in such a hereditament the ERC stated has been adjusted to reflect any number / quantity, discount. These figures are NOT one off figures. | - | - | - | 20184 |  | Each | one | NA | NA | NA | 3434.7448 | Option 3 | 4625.6235 | 34.67% | 3404.2612 | 3032.6768 | -11.71% | -34.44% | 3032.6768 | -11.71% | Indexed | NA | VOA_GPN_GOV_UK\7246041 | 2019-08-30 | Low | Amber | Medium | Risk taken from previous CG | - | - | NA | SPONS M | NA | (BEAMS Note 1) The ERC for this item should be added to the total of the ERC of the other P&M items on the site and the Buildings ERC (where applicable) to enable the correct contract size adjustment to be made. ERC of P&M Items + ERC of Building Component’s = Total ERC (net figure rateable items only) to which contract size adjustment should be applied The 2021 Generic Contractors Test Spreadsheet has this facility built into the programme - it is recommended you undertake all contractors test valuations using this spreadsheet. (Details on the application of contract size adjustments can be found in the RCG 2021 Guidance notes). Where RV is calculated using the comparative method (rental method) the contract size adjustment should be made as follows: Select - SCAT code box "P and M as an addition” within the 2021 Generic Contractors Test Spreadsheet facility. Or Where the spreadsheet is not used take the: Reciprocal of statutory de-capitalisation rate (i.e. 5% reciprocal = 20) multiply by rateable value of the buildings (before any overall end allowances are made and after making a notional deduction for the land value) and add to the ERC of P&M. Use resultant figure to calculate contract size adjustment. (Guidance Notes - Section 6) | - | - | 1 | TRUE
423 | 202C61 | 8650 | 202C61 | Boilers | Industrial space heating - hot water | Single gas fired boilers - vertical fired | Ht 2100mm - diam 700mm - electric | Output kw 29.3 | Vertical fired boilers | Considered Not Applicable at time of Publication | (BEAMS Note 1) The ERC for this item should be added to the total of the ERC of the other P&M items on the site and the Buildings ERC (where applicable) to enable the correct contract size adjustment to be made. ERC of P&M Items + ERC of Building Component’s = Total ERC (net figure rateable items only) to which contract size adjustment should be applied The 2023 Generic Contractors Test Spreadsheet has this facility built into the programme - it is recommended you undertake all contractors test valuations using this spreadsheet. (Details on the application of contract size adjustments can be found in the RCG 2023 Guidance notes). Where RV is calculated using the comparative method (rental method) the contract size adjustment should be made as follows: Select - SCAT code box ""P and M as an addition” within the 2023 Generic Contractors Test Spreadsheet facility. Or Where the spreadsheet is not used take the: Reciprocal of statutory de-capitalisation rate (i.e. 5% reciprocal = 20) multiply by rateable value of the buildings (before any overall end allowances are made and after making a notional deduction for the land value) and add to the ERC of P&M. Use resultant figure to calculate contract size adjustment. (Guidance Notes - Section 6) | - | Rating in kW or BTU | Boiler (Class 1 Table 1 or Class 2 Table 2) including List of Accessories acc Boiler (Class 4 Table 4) structural part of Boiler only (Deduct 25% for accessories from Class 1 Table 1 scale) (adjusted in Class 4 scale)) | Process Boiler unless rateable under Class 4 Table 4 Dual-purpose boiler not used ¬mainly or exclusively¬ for either Class 1 Table 1 purposes unless rateable under Class 4 Table 4. Accessories to Class 4 boilers. Certain conditions under Class 2 | Generator, Compressor, Foundations, Pits, Tanks, supports, Settings, Economisers, Super heaters | It is assumed that the item forms part of an average size industrial, commercial or office complex. Where it would be normal to find more than one item in such a hereditament the ERC stated has been adjusted to reflect any number / quantity, discount. These figures are NOT one off figures. | - | - | - | 20184 |  | Each | one | NA | NA | NA | 3856.5556 | Option 3 | 5193.6825 | 34.67% | 3862.5271 | 3440.9217 | -10.78% | -33.75% | 3440.9217 | -10.78% | Indexed | NA | VOA_GPN_GOV_UK\7246041 | 2019-08-30 | Low | Amber | Medium | Risk taken from previous CG | - | - | NA | SPONS M | NA | (BEAMS Note 1) The ERC for this item should be added to the total of the ERC of the other P&M items on the site and the Buildings ERC (where applicable) to enable the correct contract size adjustment to be made. ERC of P&M Items + ERC of Building Component’s = Total ERC (net figure rateable items only) to which contract size adjustment should be applied The 2021 Generic Contractors Test Spreadsheet has this facility built into the programme - it is recommended you undertake all contractors test valuations using this spreadsheet. (Details on the application of contract size adjustments can be found in the RCG 2021 Guidance notes). Where RV is calculated using the comparative method (rental method) the contract size adjustment should be made as follows: Select - SCAT code box "P and M as an addition” within the 2021 Generic Contractors Test Spreadsheet facility. Or Where the spreadsheet is not used take the: Reciprocal of statutory de-capitalisation rate (i.e. 5% reciprocal = 20) multiply by rateable value of the buildings (before any overall end allowances are made and after making a notional deduction for the land value) and add to the ERC of P&M. Use resultant figure to calculate contract size adjustment. (Guidance Notes - Section 6) | - | - | 1 | TRUE
424 | 202C62 | 8651 | 202C62 | Boilers | Industrial space heating - hot water | Single gas fired boilers - vertical fired | Ht 2100mm - diam 700mm - perm pilot | Output kw 58.6 | Vertical fired boilers | Considered Not Applicable at time of Publication | (BEAMS Note 1) The ERC for this item should be added to the total of the ERC of the other P&M items on the site and the Buildings ERC (where applicable) to enable the correct contract size adjustment to be made. ERC of P&M Items + ERC of Building Component’s = Total ERC (net figure rateable items only) to which contract size adjustment should be applied The 2023 Generic Contractors Test Spreadsheet has this facility built into the programme - it is recommended you undertake all contractors test valuations using this spreadsheet. (Details on the application of contract size adjustments can be found in the RCG 2023 Guidance notes). Where RV is calculated using the comparative method (rental method) the contract size adjustment should be made as follows: Select - SCAT code box ""P and M as an addition” within the 2023 Generic Contractors Test Spreadsheet facility. Or Where the spreadsheet is not used take the: Reciprocal of statutory de-capitalisation rate (i.e. 5% reciprocal = 20) multiply by rateable value of the buildings (before any overall end allowances are made and after making a notional deduction for the land value) and add to the ERC of P&M. Use resultant figure to calculate contract size adjustment. (Guidance Notes - Section 6) | - | Rating in kW or BTU | Boiler (Class 1 Table 1 or Class 2 Table 2) including List of Accessories acc Boiler (Class 4 Table 4) structural part of Boiler only (Deduct 25% for accessories from Class 1 Table 1 scale) (adjusted in Class 4 scale)) | Process Boiler unless rateable under Class 4 Table 4 Dual-purpose boiler not used ¬mainly or exclusively¬ for either Class 1 Table 1 purposes unless rateable under Class 4 Table 4. Accessories to Class 4 boilers. Certain conditions under Class 2 | Generator, Compressor, Foundations, Pits, Tanks, supports, Settings, Economisers, Super heaters | It is assumed that the item forms part of an average size industrial, commercial or office complex. Where it would be normal to find more than one item in such a hereditament the ERC stated has been adjusted to reflect any number / quantity, discount. These figures are NOT one off figures. | - | - | - | 20184 |  | Each | one | NA | NA | NA | 3977.0729 | Option 3 | 5355.9851 | 34.67% | 3715.882 | 3310.2834 | -16.77% | -38.19% | 3310.2834 | -16.77% | Indexed | NA | VOA_GPN_GOV_UK\7246041 | 2019-08-30 | Low | Amber | Medium | Risk taken from previous CG | - | - | NA | SPONS M | NA | (BEAMS Note 1) The ERC for this item should be added to the total of the ERC of the other P&M items on the site and the Buildings ERC (where applicable) to enable the correct contract size adjustment to be made. ERC of P&M Items + ERC of Building Component’s = Total ERC (net figure rateable items only) to which contract size adjustment should be applied The 2021 Generic Contractors Test Spreadsheet has this facility built into the programme - it is recommended you undertake all contractors test valuations using this spreadsheet. (Details on the application of contract size adjustments can be found in the RCG 2021 Guidance notes). Where RV is calculated using the comparative method (rental method) the contract size adjustment should be made as follows: Select - SCAT code box "P and M as an addition” within the 2021 Generic Contractors Test Spreadsheet facility. Or Where the spreadsheet is not used take the: Reciprocal of statutory de-capitalisation rate (i.e. 5% reciprocal = 20) multiply by rateable value of the buildings (before any overall end allowances are made and after making a notional deduction for the land value) and add to the ERC of P&M. Use resultant figure to calculate contract size adjustment. (Guidance Notes - Section 6) | - | - | 1 | TRUE
425 | 202C63 | 8653 | 202C63 | Boilers | Industrial space heating - hot water | Single gas fired boilers - vertical fired | Ht 2100mm - diam 700mm - electric | Output kw 58.6 | Vertical fired boilers | Considered Not Applicable at time of Publication | (BEAMS Note 1) The ERC for this item should be added to the total of the ERC of the other P&M items on the site and the Buildings ERC (where applicable) to enable the correct contract size adjustment to be made. ERC of P&M Items + ERC of Building Component’s = Total ERC (net figure rateable items only) to which contract size adjustment should be applied The 2023 Generic Contractors Test Spreadsheet has this facility built into the programme - it is recommended you undertake all contractors test valuations using this spreadsheet. (Details on the application of contract size adjustments can be found in the RCG 2023 Guidance notes). Where RV is calculated using the comparative method (rental method) the contract size adjustment should be made as follows: Select - SCAT code box ""P and M as an addition” within the 2023 Generic Contractors Test Spreadsheet facility. Or Where the spreadsheet is not used take the: Reciprocal of statutory de-capitalisation rate (i.e. 5% reciprocal = 20) multiply by rateable value of the buildings (before any overall end allowances are made and after making a notional deduction for the land value) and add to the ERC of P&M. Use resultant figure to calculate contract size adjustment. (Guidance Notes - Section 6) | - | Rating in kW or BTU | Boiler (Class 1 Table 1 or Class 2 Table 2) including List of Accessories acc Boiler (Class 4 Table 4) structural part of Boiler only (Deduct 25% for accessories from Class 1 Table 1 scale) (adjusted in Class 4 scale)) | Process Boiler unless rateable under Class 4 Table 4 Dual-purpose boiler not used ¬mainly or exclusively¬ for either Class 1 Table 1 purposes unless rateable under Class 4 Table 4. Accessories to Class 4 boilers. Certain conditions under Class 2 | Generator, Compressor, Foundations, Pits, Tanks, supports, Settings, Economisers, Super heaters | It is assumed that the item forms part of an average size industrial, commercial or office complex. Where it would be normal to find more than one item in such a hereditament the ERC stated has been adjusted to reflect any number / quantity, discount. These figures are NOT one off figures. | - | - | - | 20184 |  | Each | one | NA | NA | NA | 4338.625 | Option 3 | 5842.8928 | 34.67% | 4239.6145 | 3776.849 | -12.95% | -35.36% | 3776.849 | -12.95% | Indexed | NA | VOA_GPN_GOV_UK\7246041 | 2019-08-30 | Low | Amber | Medium | Risk taken from previous CG | - | - | NA | SPONS M | NA | (BEAMS Note 1) The ERC for this item should be added to the total of the ERC of the other P&M items on the site and the Buildings ERC (where applicable) to enable the correct contract size adjustment to be made. ERC of P&M Items + ERC of Building Component’s = Total ERC (net figure rateable items only) to which contract size adjustment should be applied The 2021 Generic Contractors Test Spreadsheet has this facility built into the programme - it is recommended you undertake all contractors test valuations using this spreadsheet. (Details on the application of contract size adjustments can be found in the RCG 2021 Guidance notes). Where RV is calculated using the comparative method (rental method) the contract size adjustment should be made as follows: Select - SCAT code box "P and M as an addition” within the 2021 Generic Contractors Test Spreadsheet facility. Or Where the spreadsheet is not used take the: Reciprocal of statutory de-capitalisation rate (i.e. 5% reciprocal = 20) multiply by rateable value of the buildings (before any overall end allowances are made and after making a notional deduction for the land value) and add to the ERC of P&M. Use resultant figure to calculate contract size adjustment. (Guidance Notes - Section 6) | - | - | 1 | TRUE
426 | 202C64 | 8659 | 202C64 | Boilers | Industrial space heating - hot water | Single gas fired boilers - vertical fired | Ht 2100mm - diam 700mm - perm pilot | Output kw 87.9 | Vertical fired boilers | Considered Not Applicable at time of Publication | (BEAMS Note 1) The ERC for this item should be added to the total of the ERC of the other P&M items on the site and the Buildings ERC (where applicable) to enable the correct contract size adjustment to be made. ERC of P&M Items + ERC of Building Component’s = Total ERC (net figure rateable items only) to which contract size adjustment should be applied The 2023 Generic Contractors Test Spreadsheet has this facility built into the programme - it is recommended you undertake all contractors test valuations using this spreadsheet. (Details on the application of contract size adjustments can be found in the RCG 2023 Guidance notes). Where RV is calculated using the comparative method (rental method) the contract size adjustment should be made as follows: Select - SCAT code box ""P and M as an addition” within the 2023 Generic Contractors Test Spreadsheet facility. Or Where the spreadsheet is not used take the: Reciprocal of statutory de-capitalisation rate (i.e. 5% reciprocal = 20) multiply by rateable value of the buildings (before any overall end allowances are made and after making a notional deduction for the land value) and add to the ERC of P&M. Use resultant figure to calculate contract size adjustment. (Guidance Notes - Section 6) | - | Rating in kW or BTU | Boiler (Class 1 Table 1 or Class 2 Table 2) including List of Accessories acc Boiler (Class 4 Table 4) structural part of Boiler only (Deduct 25% for accessories from Class 1 Table 1 scale) (adjusted in Class 4 scale)) | Process Boiler unless rateable under Class 4 Table 4 Dual-purpose boiler not used ¬mainly or exclusively¬ for either Class 1 Table 1 purposes unless rateable under Class 4 Table 4. Accessories to Class 4 boilers. Certain conditions under Class 2 | Generator, Compressor, Foundations, Pits, Tanks, supports, Settings, Economisers, Super heaters | It is assumed that the item forms part of an average size industrial, commercial or office complex. Where it would be normal to find more than one item in such a hereditament the ERC stated has been adjusted to reflect any number / quantity, discount. These figures are NOT one off figures. | - | - | - | 20184 |  | Each | one | NA | NA | NA | 5242.5052 | Option 3 | 7060.1621 | 34.67% | 5229.4689 | 4658.6581 | -11.14% | -34.01% | 4658.6581 | -11.14% | Indexed | NA | VOA_GPN_GOV_UK\7246041 | 2019-08-30 | Low | Amber | Medium | Risk taken from previous CG | - | - | NA | SPONS M | NA | (BEAMS Note 1) The ERC for this item should be added to the total of the ERC of the other P&M items on the site and the Buildings ERC (where applicable) to enable the correct contract size adjustment to be made. ERC of P&M Items + ERC of Building Component’s = Total ERC (net figure rateable items only) to which contract size adjustment should be applied The 2021 Generic Contractors Test Spreadsheet has this facility built into the programme - it is recommended you undertake all contractors test valuations using this spreadsheet. (Details on the application of contract size adjustments can be found in the RCG 2021 Guidance notes). Where RV is calculated using the comparative method (rental method) the contract size adjustment should be made as follows: Select - SCAT code box "P and M as an addition” within the 2021 Generic Contractors Test Spreadsheet facility. Or Where the spreadsheet is not used take the: Reciprocal of statutory de-capitalisation rate (i.e. 5% reciprocal = 20) multiply by rateable value of the buildings (before any overall end allowances are made and after making a notional deduction for the land value) and add to the ERC of P&M. Use resultant figure to calculate contract size adjustment. (Guidance Notes - Section 6) | - | - | 1 | TRUE
427 | 202C65 | 8660 | 202C65 | Boilers | Industrial space heating - hot water | Single gas fired boilers - vertical fired | Ht 2100mm - diam 700mm - electric | Output kw 87.9 | Vertical fired boilers | Considered Not Applicable at time of Publication | (BEAMS Note 1) The ERC for this item should be added to the total of the ERC of the other P&M items on the site and the Buildings ERC (where applicable) to enable the correct contract size adjustment to be made. ERC of P&M Items + ERC of Building Component’s = Total ERC (net figure rateable items only) to which contract size adjustment should be applied The 2023 Generic Contractors Test Spreadsheet has this facility built into the programme - it is recommended you undertake all contractors test valuations using this spreadsheet. (Details on the application of contract size adjustments can be found in the RCG 2023 Guidance notes). Where RV is calculated using the comparative method (rental method) the contract size adjustment should be made as follows: Select - SCAT code box ""P and M as an addition” within the 2023 Generic Contractors Test Spreadsheet facility. Or Where the spreadsheet is not used take the: Reciprocal of statutory de-capitalisation rate (i.e. 5% reciprocal = 20) multiply by rateable value of the buildings (before any overall end allowances are made and after making a notional deduction for the land value) and add to the ERC of P&M. Use resultant figure to calculate contract size adjustment. (Guidance Notes - Section 6) | - | Rating in kW or BTU | Boiler (Class 1 Table 1 or Class 2 Table 2) including List of Accessories acc Boiler (Class 4 Table 4) structural part of Boiler only (Deduct 25% for accessories from Class 1 Table 1 scale) (adjusted in Class 4 scale)) | Process Boiler unless rateable under Class 4 Table 4 Dual-purpose boiler not used ¬mainly or exclusively¬ for either Class 1 Table 1 purposes unless rateable under Class 4 Table 4. Accessories to Class 4 boilers. Certain conditions under Class 2 | Generator, Compressor, Foundations, Pits, Tanks, supports, Settings, Economisers, Super heaters | It is assumed that the item forms part of an average size industrial, commercial or office complex. Where it would be normal to find more than one item in such a hereditament the ERC stated has been adjusted to reflect any number / quantity, discount. These figures are NOT one off figures. | - | - | - | 20184 |  | Each | one | NA | NA | NA | 5543.7986 | Option 3 | 7465.9186 | 34.67% | 5884.1345 | 5241.8652 | -5.446% | -29.79% | 5241.8652 | -5.446% | Indexed | NA | VOA_GPN_GOV_UK\7246041 | 2019-08-30 | Low | Amber | Medium | Risk taken from previous CG | - | - | NA | SPONS M | NA | (BEAMS Note 1) The ERC for this item should be added to the total of the ERC of the other P&M items on the site and the Buildings ERC (where applicable) to enable the correct contract size adjustment to be made. ERC of P&M Items + ERC of Building Component’s = Total ERC (net figure rateable items only) to which contract size adjustment should be applied The 2021 Generic Contractors Test Spreadsheet has this facility built into the programme - it is recommended you undertake all contractors test valuations using this spreadsheet. (Details on the application of contract size adjustments can be found in the RCG 2021 Guidance notes). Where RV is calculated using the comparative method (rental method) the contract size adjustment should be made as follows: Select - SCAT code box "P and M as an addition” within the 2021 Generic Contractors Test Spreadsheet facility. Or Where the spreadsheet is not used take the: Reciprocal of statutory de-capitalisation rate (i.e. 5% reciprocal = 20) multiply by rateable value of the buildings (before any overall end allowances are made and after making a notional deduction for the land value) and add to the ERC of P&M. Use resultant figure to calculate contract size adjustment. (Guidance Notes - Section 6) | - | - | 1 | TRUE
| 202CAA |  | 202CAA | Boilers | Condensing | - | - | - | - | Considered Not Applicable at time of Publication | (BEAMS Note 1) The ERC for this item should be added to the total of the ERC of the other P&M items on the site and the Buildings ERC (where applicable) to enable the correct contract size adjustment to be made. ERC of P&M Items + ERC of Building Component’s = Total ERC (net figure rateable items only) to which contract size adjustment should be applied The 2023 Generic Contractors Test Spreadsheet has this facility built into the programme - it is recommended you undertake all contractors test valuations using this spreadsheet. (Details on the application of contract size adjustments can be found in the RCG 2023 Guidance notes). Where RV is calculated using the comparative method (rental method) the contract size adjustment should be made as follows: Select - SCAT code box ""P and M as an addition” within the 2023 Generic Contractors Test Spreadsheet facility. Or Where the spreadsheet is not used take the: Reciprocal of statutory de-capitalisation rate (i.e. 5% reciprocal = 20) multiply by rateable value of the buildings (before any overall end allowances are made and after making a notional deduction for the land value) and add to the ERC of P&M. Use resultant figure to calculate contract size adjustment. (Guidance Notes - Section 6) | - | - | - | - | - | - | - | - | - | - |  | each | - | NA | NA | NA | 0 | Option 3 | 0 | 0% |  | 0 | 0% | 0% | 0 | 0% | Indexed | NA |  | 2021-09-30 |  |  |  | Indexed from NI RCG2020 | - | - | NA | SPONS M | NA |  |  |  |  | TRUE
428 | 202B02 | 3757 | 202B02 | Boilers | Package - process heating | Gas fired - steam | Pressure 150 psig - temp 100°C | Output 5690 kw | Shell Boilers: - Shell boilers are filled with water (top) and have a combustion chamber (lower). The heat passes through the water and makes it hot. In some cases the heat turns the water to steam. General information: - These boilers are used for hot water purposes and low-pressure steam and are also used for heating the property, providing hot water for kitchens, showers and toilets et cetera. [In rental valuations the cost of the heating boiler will be reflected in the rate adopted for the floor area, which will include an element for heating. In such circumstances DO NOT add separately for the heating boiler]. Hot water from these boilers may be used in the process of the occupier, e.g. cooking vegetables in a canning factory. Steam can be used for heating purposes and as part of the process. Boilers are made from mild steel and are circular however some are contained within a square acoustic / insulated "box". Usually gas fired these boilers can be gas oil fired and in very unusual circumstances coke or alternative fuels can be employed. Costs include instrumentation. Costs do not include concrete foundations of settings. Water Tube: Tubes containing water pass through a main firebox and the water heats up. Usually these boilers are for steam production the steam being used for heating purposes on the hereditament and in the process being undertaken on the premises. The smaller tube steam boilers are unlikely to be used for power generation. | Considered Not Applicable at time of Publication | (BEAMS Note 1) The ERC for this item should be added to the total of the ERC of the other P&M items on the site and the Buildings ERC (where applicable) to enable the correct contract size adjustment to be made. ERC of P&M Items + ERC of Building Component’s = Total ERC (net figure rateable items only) to which contract size adjustment should be applied The 2023 Generic Contractors Test Spreadsheet has this facility built into the programme - it is recommended you undertake all contractors test valuations using this spreadsheet. (Details on the application of contract size adjustments can be found in the RCG 2023 Guidance notes). Where RV is calculated using the comparative method (rental method) the contract size adjustment should be made as follows: Select - SCAT code box ""P and M as an addition” within the 2023 Generic Contractors Test Spreadsheet facility. Or Where the spreadsheet is not used take the: Reciprocal of statutory de-capitalisation rate (i.e. 5% reciprocal = 20) multiply by rateable value of the buildings (before any overall end allowances are made and after making a notional deduction for the land value) and add to the ERC of P&M. Use resultant figure to calculate contract size adjustment. (Guidance Notes - Section 6) | - | Class 1 Table 1 Plant and Machinery specified in Table 1 below which is USED or INTENDED to be USED MAINLY OR EXCLUSIVELY in connection with... "Mainly" This does not mean the % must be more than 50% i.e.: Power (Class 1) 45%. Heating (Class 2) 35%. Process (Class 4) 20%. Mainly Class 1 All the boiler is Rateable Or Power (Class 1) 20%. Heating (Class 2) 55%. Process (Class 4) 25%. Class 2 (in part) All the boiler is Rateable Or Power (Class 1) 30%. Heating (Class 2) 30%. Process (Class 4) 40%. Class 4 Not Rateable Class 1 or 2 (If any part is in Class 2 the whole is rateable under this class). But may be rateable under Class 4 "Mainly". Do not add together the % for Class 1 and Class 2 in order to be greater than Class 4. The words mainly have been omitted from Class 2 (SI 2000 540) and thus any boiler, which is in part rateable under Class 2, is a Class 2 boiler. (Some discretion may be required if only a small part of the boilers output is used for Class 2 purposes. If the boiler is not mainly Class 1 or in any part Class 2 THE WHOLE BOILER IS RATEABLE If the boiler is not mainly Class 1 or rateable under Class 2. Look at Class 4 Table 4 Boilers Note Class 4(b) Applies to accessories. Class 4 (c) Applies to whole boiler. (a) Only the structural elements are rateable therefore no Twiddly Bits values, pipes, gauges etc. (b) 400m3 - readily capable of being moved from one site and re-erected in its original state on another without the substantial demolition of any surrounding structure. Boilers will be rateable where Steam is used for Power (Class 1 Table 1) Services i.e. Heat (Class 2 Table 2) or it is a Named Structure (when used for the Process)(Class 4 Table 4) | Boiler (Class 1 Table 1 or Class 2 Table 2) including List of Accessories acc Boiler (Class 4 Table 4) structural part of Boiler only (Deduct 25% for accessories from Class 1 Table 1 scale) (adjusted in Class 4 scale)) | Process Boiler unless rateable under Class 4 Table 4 Dual-purpose boiler not used ¬mainly or exclusively¬ for either Class 1 Table 1 purposes unless rateable under Class 4 Table 4. Accessories to Class 4 boilers. Certain conditions under Class 2 | Generator, Compressor, Foundations, Pits, Tanks, supports, Settings, Economisers, Super heaters. | It is assumed that the item forms part of an average size industrial, commercial or office complex. Where it would be normal to find more than one item in such a hereditament the ERC stated has been adjusted to reflect any number / quantity, discount. These figures are NOT one off figures. | - | All Photos - Typical Shell Boilers | - | 20186 |  | Each | one | NA | NA | NA | 113286.3194 | Option 3 | 152564.4229 | 34.67% | 110280.3747 | 98242.9712 | -13.28% | -35.61% | 98242.9712 | -13.28% | Indexed | NA | VOA_GPN_GOV_UK\7246041 | 2019-08-30 | Low | Amber | Medium | Risk taken from previous CG | - | - | NA | SPONS M | NA | (BEAMS Note 1) The ERC for this item should be added to the total of the ERC of the other P&M items on the site and the Buildings ERC (where applicable) to enable the correct contract size adjustment to be made. ERC of P&M Items + ERC of Building Component’s = Total ERC (net figure rateable items only) to which contract size adjustment should be applied The 2021 Generic Contractors Test Spreadsheet has this facility built into the programme - it is recommended you undertake all contractors test valuations using this spreadsheet. (Details on the application of contract size adjustments can be found in the RCG 2021 Guidance notes). Where RV is calculated using the comparative method (rental method) the contract size adjustment should be made as follows: Select - SCAT code box "P and M as an addition” within the 2021 Generic Contractors Test Spreadsheet facility. Or Where the spreadsheet is not used take the: Reciprocal of statutory de-capitalisation rate (i.e. 5% reciprocal = 20) multiply by rateable value of the buildings (before any overall end allowances are made and after making a notional deduction for the land value) and add to the ERC of P&M. Use resultant figure to calculate contract size adjustment. (Guidance Notes - Section 6) | All Photos - Typical Shell Boilers | - | 1 | TRUE
429 | 202B03 | 3762 | 202B03 | Boilers | Package - process heating | Gas fired - steam | Pressure 150 psig - temp 100°C | Output 2930 kw | Shell Boilers: - Shell boilers are filled with water (top) and have a combustion chamber (lower). The heat passes through the water and makes it hot. In some cases the heat turns the water to steam. General information: - These boilers are used for hot water purposes and low-pressure steam and are also used for heating the property, providing hot water for kitchens, showers and toilets et cetera. [In rental valuations the cost of the heating boiler will be reflected in the rate adopted for the floor area, which will include an element for heating. In such circumstances DO NOT add separately for the heating boiler]. Hot water from these boilers may be used in the process of the occupier, e.g. cooking vegetables in a canning factory. Steam can be used for heating purposes and as part of the process. Boilers are made from mild steel and are circular however some are contained within a square acoustic / insulated "box". Usually gas fired these boilers can be gas oil fired and in very unusual circumstances coke or alternative fuels can be employed. Costs include instrumentation. Costs do not include concrete foundations of settings. Water Tube: Tubes containing water pass through a main firebox and the water heats up. Usually these boilers are for steam production the steam being used for heating purposes on the hereditament and in the process being undertaken on the premises. The smaller tube steam boilers are unlikely to be used for power generation. | Considered Not Applicable at time of Publication | (BEAMS Note 1) The ERC for this item should be added to the total of the ERC of the other P&M items on the site and the Buildings ERC (where applicable) to enable the correct contract size adjustment to be made. ERC of P&M Items + ERC of Building Component’s = Total ERC (net figure rateable items only) to which contract size adjustment should be applied The 2023 Generic Contractors Test Spreadsheet has this facility built into the programme - it is recommended you undertake all contractors test valuations using this spreadsheet. (Details on the application of contract size adjustments can be found in the RCG 2023 Guidance notes). Where RV is calculated using the comparative method (rental method) the contract size adjustment should be made as follows: Select - SCAT code box ""P and M as an addition” within the 2023 Generic Contractors Test Spreadsheet facility. Or Where the spreadsheet is not used take the: Reciprocal of statutory de-capitalisation rate (i.e. 5% reciprocal = 20) multiply by rateable value of the buildings (before any overall end allowances are made and after making a notional deduction for the land value) and add to the ERC of P&M. Use resultant figure to calculate contract size adjustment. (Guidance Notes - Section 6) | - | Class 1 Table 1 Plant and Machinery specified in Table 1 below which is USED or INTENDED to be USED MAINLY OR EXCLUSIVELY in connection with... "Mainly" This does not mean the % must be more than 50% i.e.: Power (Class 1) 45%. Heating (Class 2) 35%. Process (Class 4) 20%. Mainly Class 1 All the boiler is Rateable Or Power (Class 1) 20%. Heating (Class 2) 55%. Process (Class 4) 25%. Class 2 (in part) All the boiler is Rateable Or Power (Class 1) 30%. Heating (Class 2) 30%. Process (Class 4) 40%. Class 4 Not Rateable Class 1 or 2 (If any part is in Class 2 the whole is rateable under this class). But may be rateable under Class 4 "Mainly". Do not add together the % for Class 1 and Class 2 in order to be greater than Class 4. The words mainly have been omitted from Class 2 (SI 2000 540) and thus any boiler, which is in part rateable under Class 2, is a Class 2 boiler. (Some discretion may be required if only a small part of the boilers output is used for Class 2 purposes. If the boiler is not mainly Class 1 or in any part Class 2 THE WHOLE BOILER IS RATEABLE If the boiler is not mainly Class 1 or rateable under Class 2. Look at Class 4 Table 4 Boilers Note Class 4(b) Applies to accessories. Class 4 (c) Applies to whole boiler. (a) Only the structural elements are rateable therefore no Twiddly Bits values, pipes, gauges etc. (b) 400m3 - readily capable of being moved from one site and re-erected in its original state on another without the substantial demolition of any surrounding structure. Boilers will be rateable where Steam is used for Power (Class 1 Table 1) Services i.e. Heat (Class 2 Table 2) or it is a Named Structure (when used for the Process)(Class 4 Table 4) | Boiler (Class 1 Table 1 or Class 2 Table 2) including List of Accessories acc Boiler (Class 4 Table 4) structural part of Boiler only (Deduct 25% for accessories from Class 1 Table 1 scale) (adjusted in Class 4 scale)) | Process Boiler unless rateable under Class 4 Table 4 Dual-purpose boiler not used ¬mainly or exclusively¬ for either Class 1 Table 1 purposes unless rateable under Class 4 Table 4. Accessories to Class 4 boilers. Certain conditions under Class 2 | Generator, Compressor, Foundations, Pits, Tanks, supports, Settings, Economisers, Super heaters. | It is assumed that the item forms part of an average size industrial, commercial or office complex. Where it would be normal to find more than one item in such a hereditament the ERC stated has been adjusted to reflect any number / quantity, discount. These figures are NOT one off figures. | - | All Photos - Typical Shell Boilers | - | 20186 |  | Each | one | NA | NA | NA | 74720.7639 | Option 3 | 100627.5981 | 34.67% | 72655.3057 | 64724.7811 | -13.38% | -35.68% | 64724.7811 | -13.38% | Indexed | NA | VOA_GPN_GOV_UK\7246041 | 2019-08-30 | Low | Amber | Medium | Risk taken from previous CG | - | - | NA | SPONS M | NA | (BEAMS Note 1) The ERC for this item should be added to the total of the ERC of the other P&M items on the site and the Buildings ERC (where applicable) to enable the correct contract size adjustment to be made. ERC of P&M Items + ERC of Building Component’s = Total ERC (net figure rateable items only) to which contract size adjustment should be applied The 2021 Generic Contractors Test Spreadsheet has this facility built into the programme - it is recommended you undertake all contractors test valuations using this spreadsheet. (Details on the application of contract size adjustments can be found in the RCG 2021 Guidance notes). Where RV is calculated using the comparative method (rental method) the contract size adjustment should be made as follows: Select - SCAT code box "P and M as an addition” within the 2021 Generic Contractors Test Spreadsheet facility. Or Where the spreadsheet is not used take the: Reciprocal of statutory de-capitalisation rate (i.e. 5% reciprocal = 20) multiply by rateable value of the buildings (before any overall end allowances are made and after making a notional deduction for the land value) and add to the ERC of P&M. Use resultant figure to calculate contract size adjustment. (Guidance Notes - Section 6) | All Photos - Typical Shell Boilers | - | 1 | TRUE
430 | 202B06 | 3764 | 202B06 | Boilers | Package - process heating | Gas fired - steam | Pressure 65 psig - temp 130°C | Output 1500 kw | Shell Boilers: - Shell boilers are filled with water (top) and have a combustion chamber (lower). The heat passes through the water and makes it hot. In some cases the heat turns the water to steam. General information: - These boilers are used for hot water purposes and low-pressure steam and are also used for heating the property, providing hot water for kitchens, showers and toilets et cetera. [In rental valuations the cost of the heating boiler will be reflected in the rate adopted for the floor area, which will include an element for heating. In such circumstances DO NOT add separately for the heating boiler]. Hot water from these boilers may be used in the process of the occupier, e.g. cooking vegetables in a canning factory. Steam can be used for heating purposes and as part of the process. Boilers are made from mild steel and are circular however some are contained within a square acoustic / insulated "box". Usually gas fired these boilers can be gas oil fired and in very unusual circumstances coke or alternative fuels can be employed. Costs include instrumentation. Costs do not include concrete foundations of settings. Water Tube: Tubes containing water pass through a main firebox and the water heats up. Usually these boilers are for steam production the steam being used for heating purposes on the hereditament and in the process being undertaken on the premises. The smaller tube steam boilers are unlikely to be used for power generation. | Considered Not Applicable at time of Publication | (BEAMS Note 1) The ERC for this item should be added to the total of the ERC of the other P&M items on the site and the Buildings ERC (where applicable) to enable the correct contract size adjustment to be made. ERC of P&M Items + ERC of Building Component’s = Total ERC (net figure rateable items only) to which contract size adjustment should be applied The 2023 Generic Contractors Test Spreadsheet has this facility built into the programme - it is recommended you undertake all contractors test valuations using this spreadsheet. (Details on the application of contract size adjustments can be found in the RCG 2023 Guidance notes). Where RV is calculated using the comparative method (rental method) the contract size adjustment should be made as follows: Select - SCAT code box ""P and M as an addition” within the 2023 Generic Contractors Test Spreadsheet facility. Or Where the spreadsheet is not used take the: Reciprocal of statutory de-capitalisation rate (i.e. 5% reciprocal = 20) multiply by rateable value of the buildings (before any overall end allowances are made and after making a notional deduction for the land value) and add to the ERC of P&M. Use resultant figure to calculate contract size adjustment. (Guidance Notes - Section 6) | - | Class 1 Table 1 Plant and Machinery specified in Table 1 below which is USED or INTENDED to be USED MAINLY OR EXCLUSIVELY in connection with... "Mainly" This does not mean the % must be more than 50% i.e.: Power (Class 1) 45%. Heating (Class 2) 35%. Process (Class 4) 20%. Mainly Class 1 All the boiler is Rateable Or Power (Class 1) 20%. Heating (Class 2) 55%. Process (Class 4) 25%. Class 2 (in part) All the boiler is Rateable Or Power (Class 1) 30%. Heating (Class 2) 30%. Process (Class 4) 40%. Class 4 Not Rateable Class 1 or 2 (If any part is in Class 2 the whole is rateable under this class). But may be rateable under Class 4 "Mainly". Do not add together the % for Class 1 and Class 2 in order to be greater than Class 4. The words mainly have been omitted from Class 2 (SI 2000 540) and thus any boiler, which is in part rateable under Class 2, is a Class 2 boiler. (Some discretion may be required if only a small part of the boilers output is used for Class 2 purposes. If the boiler is not mainly Class 1 or in any part Class 2 THE WHOLE BOILER IS RATEABLE If the boiler is not mainly Class 1 or rateable under Class 2. Look at Class 4 Table 4 Boilers Note Class 4(b) Applies to accessories. Class 4 (c) Applies to whole boiler. (a) Only the structural elements are rateable therefore no Twiddly Bits values, pipes, gauges etc. (b) 400m3 - readily capable of being moved from one site and re-erected in its original state on another without the substantial demolition of any surrounding structure. Boilers will be rateable where Steam is used for Power (Class 1 Table 1) Services i.e. Heat (Class 2 Table 2) or it is a Named Structure (when used for the Process)(Class 4 Table 4) | Boiler (Class 1 Table 1 or Class 2 Table 2) including List of Accessories acc Boiler (Class 4 Table 4) structural part of Boiler only (Deduct 25% for accessories from Class 1 Table 1 scale) (adjusted in Class 4 scale)) | Process Boiler unless rateable under Class 4 Table 4 Dual-purpose boiler not used ¬mainly or exclusively¬ for either Class 1 Table 1 purposes unless rateable under Class 4 Table 4. Accessories to Class 4 boilers. Certain conditions under Class 2 | Generator, Compressor, Foundations, Pits, Tanks, supports, Settings, Economisers, Super heaters. | It is assumed that the item forms part of an average size industrial, commercial or office complex. Where it would be normal to find more than one item in such a hereditament the ERC stated has been adjusted to reflect any number / quantity, discount. These figures are NOT one off figures. | - | All Photos - Typical Shell Boilers | - | 20186 |  | Each | one | NA | NA | NA | 30129.3403 | Option 3 | 40575.6444 | 34.67% | 52955.7622 | 47175.4964 | 56.58% | 16.27% | 47175.4964 | 56.58% | Indexed | NA | VOA_GPN_GOV_UK\7246041 | 2019-08-30 | Low | Amber | Medium | Risk taken from previous CG | - | - | NA | SPONS M | NA | (BEAMS Note 1) The ERC for this item should be added to the total of the ERC of the other P&M items on the site and the Buildings ERC (where applicable) to enable the correct contract size adjustment to be made. ERC of P&M Items + ERC of Building Component’s = Total ERC (net figure rateable items only) to which contract size adjustment should be applied The 2021 Generic Contractors Test Spreadsheet has this facility built into the programme - it is recommended you undertake all contractors test valuations using this spreadsheet. (Details on the application of contract size adjustments can be found in the RCG 2021 Guidance notes). Where RV is calculated using the comparative method (rental method) the contract size adjustment should be made as follows: Select - SCAT code box "P and M as an addition” within the 2021 Generic Contractors Test Spreadsheet facility. Or Where the spreadsheet is not used take the: Reciprocal of statutory de-capitalisation rate (i.e. 5% reciprocal = 20) multiply by rateable value of the buildings (before any overall end allowances are made and after making a notional deduction for the land value) and add to the ERC of P&M. Use resultant figure to calculate contract size adjustment. (Guidance Notes - Section 6) | All Photos - Typical Shell Boilers | - | 1 | TRUE
431 | 202B07 | 3766 | 202B07 | Boilers | Package - process heating | Gas fired - steam | Pressure 65 psig - temp 100°C | Output 3000 kw | Shell Boilers: - Shell boilers are filled with water (top) and have a combustion chamber (lower). The heat passes through the water and makes it hot. In some cases the heat turns the water to steam. General information: - These boilers are used for hot water purposes and low-pressure steam and are also used for heating the property, providing hot water for kitchens, showers and toilets et cetera. [In rental valuations the cost of the heating boiler will be reflected in the rate adopted for the floor area, which will include an element for heating. In such circumstances DO NOT add separately for the heating boiler]. Hot water from these boilers may be used in the process of the occupier, e.g. cooking vegetables in a canning factory. Steam can be used for heating purposes and as part of the process. Boilers are made from mild steel and are circular however some are contained within a square acoustic / insulated "box". Usually gas fired these boilers can be gas oil fired and in very unusual circumstances coke or alternative fuels can be employed. Costs include instrumentation. Costs do not include concrete foundations of settings. Water Tube: Tubes containing water pass through a main firebox and the water heats up. Usually these boilers are for steam production the steam being used for heating purposes on the hereditament and in the process being undertaken on the premises. The smaller tube steam boilers are unlikely to be used for power generation. | Considered Not Applicable at time of Publication | (BEAMS Note 1) The ERC for this item should be added to the total of the ERC of the other P&M items on the site and the Buildings ERC (where applicable) to enable the correct contract size adjustment to be made. ERC of P&M Items + ERC of Building Component’s = Total ERC (net figure rateable items only) to which contract size adjustment should be applied The 2023 Generic Contractors Test Spreadsheet has this facility built into the programme - it is recommended you undertake all contractors test valuations using this spreadsheet. (Details on the application of contract size adjustments can be found in the RCG 2023 Guidance notes). Where RV is calculated using the comparative method (rental method) the contract size adjustment should be made as follows: Select - SCAT code box ""P and M as an addition” within the 2023 Generic Contractors Test Spreadsheet facility. Or Where the spreadsheet is not used take the: Reciprocal of statutory de-capitalisation rate (i.e. 5% reciprocal = 20) multiply by rateable value of the buildings (before any overall end allowances are made and after making a notional deduction for the land value) and add to the ERC of P&M. Use resultant figure to calculate contract size adjustment. (Guidance Notes - Section 6) | - | Class 1 Table 1 Plant and Machinery specified in Table 1 below which is USED or INTENDED to be USED MAINLY OR EXCLUSIVELY in connection with... "Mainly" This does not mean the % must be more than 50% i.e.: Power (Class 1) 45%. Heating (Class 2) 35%. Process (Class 4) 20%. Mainly Class 1 All the boiler is Rateable Or Power (Class 1) 20%. Heating (Class 2) 55%. Process (Class 4) 25%. Class 2 (in part) All the boiler is Rateable Or Power (Class 1) 30%. Heating (Class 2) 30%. Process (Class 4) 40%. Class 4 Not Rateable Class 1 or 2 (If any part is in Class 2 the whole is rateable under this class). But may be rateable under Class 4 "Mainly". Do not add together the % for Class 1 and Class 2 in order to be greater than Class 4. The words mainly have been omitted from Class 2 (SI 2000 540) and thus any boiler, which is in part rateable under Class 2, is a Class 2 boiler. (Some discretion may be required if only a small part of the boilers output is used for Class 2 purposes. If the boiler is not mainly Class 1 or in any part Class 2 THE WHOLE BOILER IS RATEABLE If the boiler is not mainly Class 1 or rateable under Class 2. Look at Class 4 Table 4 Boilers Note Class 4(b) Applies to accessories. Class 4 (c) Applies to whole boiler. (a) Only the structural elements are rateable therefore no Twiddly Bits values, pipes, gauges etc. (b) 400m3 - readily capable of being moved from one site and re-erected in its original state on another without the substantial demolition of any surrounding structure. Boilers will be rateable where Steam is used for Power (Class 1 Table 1) Services i.e. Heat (Class 2 Table 2) or it is a Named Structure (when used for the Process)(Class 4 Table 4) | Boiler (Class 1 Table 1 or Class 2 Table 2) including List of Accessories acc Boiler (Class 4 Table 4) structural part of Boiler only (Deduct 25% for accessories from Class 1 Table 1 scale) (adjusted in Class 4 scale)) | Process Boiler unless rateable under Class 4 Table 4 Dual-purpose boiler not used ¬mainly or exclusively¬ for either Class 1 Table 1 purposes unless rateable under Class 4 Table 4. Accessories to Class 4 boilers. Certain conditions under Class 2 | Generator, Compressor, Foundations, Pits, Tanks, supports, Settings, Economisers, Super heaters. | It is assumed that the item forms part of an average size industrial, commercial or office complex. Where it would be normal to find more than one item in such a hereditament the ERC stated has been adjusted to reflect any number / quantity, discount. These figures are NOT one off figures. | - | All Photos - Typical Shell Boilers | - | 20186 |  | Each | one | NA | NA | NA | 45796.5972 | Option 3 | 61674.9795 | 34.67% | 73906.1208 | 65839.0663 | 43.76% | 6.752% | 65839.0663 | 43.76% | Indexed | NA | VOA_GPN_GOV_UK\7246041 | 2019-08-30 | Low | Amber | Medium | Risk taken from previous CG | - | - | NA | SPONS M | NA | (BEAMS Note 1) The ERC for this item should be added to the total of the ERC of the other P&M items on the site and the Buildings ERC (where applicable) to enable the correct contract size adjustment to be made. ERC of P&M Items + ERC of Building Component’s = Total ERC (net figure rateable items only) to which contract size adjustment should be applied The 2021 Generic Contractors Test Spreadsheet has this facility built into the programme - it is recommended you undertake all contractors test valuations using this spreadsheet. (Details on the application of contract size adjustments can be found in the RCG 2021 Guidance notes). Where RV is calculated using the comparative method (rental method) the contract size adjustment should be made as follows: Select - SCAT code box "P and M as an addition” within the 2021 Generic Contractors Test Spreadsheet facility. Or Where the spreadsheet is not used take the: Reciprocal of statutory de-capitalisation rate (i.e. 5% reciprocal = 20) multiply by rateable value of the buildings (before any overall end allowances are made and after making a notional deduction for the land value) and add to the ERC of P&M. Use resultant figure to calculate contract size adjustment. (Guidance Notes - Section 6) | All Photos - Typical Shell Boilers | - | 1 | TRUE
432 | 202B08 | 3911 | 202B08 | Boilers | Package - process heating | Gas fired - steam | Pressure 40 psig - temp 130°C | Output 440 kw | Shell Boilers: - Shell boilers are filled with water (top) and have a combustion chamber (lower). The heat passes through the water and makes it hot. In some cases the heat turns the water to steam. General information: - These boilers are used for hot water purposes and low-pressure steam and are also used for heating the property, providing hot water for kitchens, showers and toilets et cetera. [In rental valuations the cost of the heating boiler will be reflected in the rate adopted for the floor area, which will include an element for heating. In such circumstances DO NOT add separately for the heating boiler]. Hot water from these boilers may be used in the process of the occupier, e.g. cooking vegetables in a canning factory. Steam can be used for heating purposes and as part of the process. Boilers are made from mild steel and are circular however some are contained within a square acoustic / insulated "box". Usually gas fired these boilers can be gas oil fired and in very unusual circumstances coke or alternative fuels can be employed. Costs include instrumentation. Costs do not include concrete foundations of settings. Water Tube: Tubes containing water pass through a main firebox and the water heats up. Usually these boilers are for steam production the steam being used for heating purposes on the hereditament and in the process being undertaken on the premises. The smaller tube steam boilers are unlikely to be used for power generation. | Considered Not Applicable at time of Publication | (BEAMS Note 1) The ERC for this item should be added to the total of the ERC of the other P&M items on the site and the Buildings ERC (where applicable) to enable the correct contract size adjustment to be made. ERC of P&M Items + ERC of Building Component’s = Total ERC (net figure rateable items only) to which contract size adjustment should be applied The 2023 Generic Contractors Test Spreadsheet has this facility built into the programme - it is recommended you undertake all contractors test valuations using this spreadsheet. (Details on the application of contract size adjustments can be found in the RCG 2023 Guidance notes). Where RV is calculated using the comparative method (rental method) the contract size adjustment should be made as follows: Select - SCAT code box ""P and M as an addition” within the 2023 Generic Contractors Test Spreadsheet facility. Or Where the spreadsheet is not used take the: Reciprocal of statutory de-capitalisation rate (i.e. 5% reciprocal = 20) multiply by rateable value of the buildings (before any overall end allowances are made and after making a notional deduction for the land value) and add to the ERC of P&M. Use resultant figure to calculate contract size adjustment. (Guidance Notes - Section 6) | - | Class 1 Table 1 Plant and Machinery specified in Table 1 below which is USED or INTENDED to be USED MAINLY OR EXCLUSIVELY in connection with... "Mainly" This does not mean the % must be more than 50% i.e.: Power (Class 1) 45%. Heating (Class 2) 35%. Process (Class 4) 20%. Mainly Class 1 All the boiler is Rateable Or Power (Class 1) 20%. Heating (Class 2) 55%. Process (Class 4) 25%. Class 2 (in part) All the boiler is Rateable Or Power (Class 1) 30%. Heating (Class 2) 30%. Process (Class 4) 40%. Class 4 Not Rateable Class 1 or 2 (If any part is in Class 2 the whole is rateable under this class). But may be rateable under Class 4 "Mainly". Do not add together the % for Class 1 and Class 2 in order to be greater than Class 4. The words mainly have been omitted from Class 2 (SI 2000 540) and thus any boiler, which is in part rateable under Class 2, is a Class 2 boiler. (Some discretion may be required if only a small part of the boilers output is used for Class 2 purposes. If the boiler is not mainly Class 1 or in any part Class 2 THE WHOLE BOILER IS RATEABLE If the boiler is not mainly Class 1 or rateable under Class 2. Look at Class 4 Table 4 Boilers Note Class 4(b) Applies to accessories. Class 4 (c) Applies to whole boiler. (a) Only the structural elements are rateable therefore no Twiddly Bits values, pipes, gauges etc. (b) 400m3 - readily capable of being moved from one site and re-erected in its original state on another without the substantial demolition of any surrounding structure. Boilers will be rateable where Steam is used for Power (Class 1 Table 1) Services i.e. Heat (Class 2 Table 2) or it is a Named Structure (when used for the Process)(Class 4 Table 4) | Boiler (Class 1 Table 1 or Class 2 Table 2) including List of Accessories acc Boiler (Class 4 Table 4) structural part of Boiler only (Deduct 25% for accessories from Class 1 Table 1 scale) (adjusted in Class 4 scale)) | Process Boiler unless rateable under Class 4 Table 4 Dual-purpose boiler not used ¬mainly or exclusively¬ for either Class 1 Table 1 purposes unless rateable under Class 4 Table 4. Accessories to Class 4 boilers. Certain conditions under Class 2 | Generator, Compressor, Foundations, Pits, Tanks, supports, Settings, Economisers, Super heaters. | It is assumed that the item forms part of an average size industrial, commercial or office complex. Where it would be normal to find more than one item in such a hereditament the ERC stated has been adjusted to reflect any number / quantity, discount. These figures are NOT one off figures. | - | All Photos - Typical Shell Boilers | - | 20186 |  | Each | one | NA | NA | NA | 12051.7361 | Option 3 | 16230.2578 | 34.67% | 37069.0335 | 33022.8475 | 174% | 103.5% | 33022.8475 | 174% | Indexed | NA | VOA_GPN_GOV_UK\7246041 | 2019-08-30 | Low | Amber | Medium | Risk taken from previous CG | - | - | NA | SPONS M | NA | (BEAMS Note 1) The ERC for this item should be added to the total of the ERC of the other P&M items on the site and the Buildings ERC (where applicable) to enable the correct contract size adjustment to be made. ERC of P&M Items + ERC of Building Component’s = Total ERC (net figure rateable items only) to which contract size adjustment should be applied The 2021 Generic Contractors Test Spreadsheet has this facility built into the programme - it is recommended you undertake all contractors test valuations using this spreadsheet. (Details on the application of contract size adjustments can be found in the RCG 2021 Guidance notes). Where RV is calculated using the comparative method (rental method) the contract size adjustment should be made as follows: Select - SCAT code box "P and M as an addition” within the 2021 Generic Contractors Test Spreadsheet facility. Or Where the spreadsheet is not used take the: Reciprocal of statutory de-capitalisation rate (i.e. 5% reciprocal = 20) multiply by rateable value of the buildings (before any overall end allowances are made and after making a notional deduction for the land value) and add to the ERC of P&M. Use resultant figure to calculate contract size adjustment. (Guidance Notes - Section 6) | All Photos - Typical Shell Boilers | - | 1 | TRUE
433 | 202B10 | 3769 | 202B10 | Boilers | Package - process heating | Gas fired - steam | Pressure 65 psig - temp 130°C | Output 300 kw | Shell Boilers: - Shell boilers are filled with water (top) and have a combustion chamber (lower). The heat passes through the water and makes it hot. In some cases the heat turns the water to steam. General information: - These boilers are used for hot water purposes and low-pressure steam and are also used for heating the property, providing hot water for kitchens, showers and toilets et cetera. [In rental valuations the cost of the heating boiler will be reflected in the rate adopted for the floor area, which will include an element for heating. In such circumstances DO NOT add separately for the heating boiler]. Hot water from these boilers may be used in the process of the occupier, e.g. cooking vegetables in a canning factory. Steam can be used for heating purposes and as part of the process. Boilers are made from mild steel and are circular however some are contained within a square acoustic / insulated "box". Usually gas fired these boilers can be gas oil fired and in very unusual circumstances coke or alternative fuels can be employed. Costs include instrumentation. Costs do not include concrete foundations of settings. Water Tube: Tubes containing water pass through a main firebox and the water heats up. Usually these boilers are for steam production the steam being used for heating purposes on the hereditament and in the process being undertaken on the premises. The smaller tube steam boilers are unlikely to be used for power generation. | Considered Not Applicable at time of Publication | (BEAMS Note 1) The ERC for this item should be added to the total of the ERC of the other P&M items on the site and the Buildings ERC (where applicable) to enable the correct contract size adjustment to be made. ERC of P&M Items + ERC of Building Component’s = Total ERC (net figure rateable items only) to which contract size adjustment should be applied The 2023 Generic Contractors Test Spreadsheet has this facility built into the programme - it is recommended you undertake all contractors test valuations using this spreadsheet. (Details on the application of contract size adjustments can be found in the RCG 2023 Guidance notes). Where RV is calculated using the comparative method (rental method) the contract size adjustment should be made as follows: Select - SCAT code box ""P and M as an addition” within the 2023 Generic Contractors Test Spreadsheet facility. Or Where the spreadsheet is not used take the: Reciprocal of statutory de-capitalisation rate (i.e. 5% reciprocal = 20) multiply by rateable value of the buildings (before any overall end allowances are made and after making a notional deduction for the land value) and add to the ERC of P&M. Use resultant figure to calculate contract size adjustment. (Guidance Notes - Section 6) | - | Class 1 Table 1 Plant and Machinery specified in Table 1 below which is USED or INTENDED to be USED MAINLY OR EXCLUSIVELY in connection with... "Mainly" This does not mean the % must be more than 50% i.e.: Power (Class 1) 45%. Heating (Class 2) 35%. Process (Class 4) 20%. Mainly Class 1 All the boiler is Rateable Or Power (Class 1) 20%. Heating (Class 2) 55%. Process (Class 4) 25%. Class 2 (in part) All the boiler is Rateable Or Power (Class 1) 30%. Heating (Class 2) 30%. Process (Class 4) 40%. Class 4 Not Rateable Class 1 or 2 (If any part is in Class 2 the whole is rateable under this class). But may be rateable under Class 4 "Mainly". Do not add together the % for Class 1 and Class 2 in order to be greater than Class 4. The words mainly have been omitted from Class 2 (SI 2000 540) and thus any boiler, which is in part rateable under Class 2, is a Class 2 boiler. (Some discretion may be required if only a small part of the boilers output is used for Class 2 purposes. If the boiler is not mainly Class 1 or in any part Class 2 THE WHOLE BOILER IS RATEABLE If the boiler is not mainly Class 1 or rateable under Class 2. Look at Class 4 Table 4 Boilers Note Class 4(b) Applies to accessories. Class 4 (c) Applies to whole boiler. (a) Only the structural elements are rateable therefore no Twiddly Bits values, pipes, gauges etc. (b) 400m3 - readily capable of being moved from one site and re-erected in its original state on another without the substantial demolition of any surrounding structure. Boilers will be rateable where Steam is used for Power (Class 1 Table 1) Services i.e. Heat (Class 2 Table 2) or it is a Named Structure (when used for the Process)(Class 4 Table 4) | Boiler (Class 1 Table 1 or Class 2 Table 2) including List of Accessories acc Boiler (Class 4 Table 4) structural part of Boiler only (Deduct 25% for accessories from Class 1 Table 1 scale) (adjusted in Class 4 scale)) | Process Boiler unless rateable under Class 4 Table 4 Dual-purpose boiler not used ¬mainly or exclusively¬ for either Class 1 Table 1 purposes unless rateable under Class 4 Table 4. Accessories to Class 4 boilers. Certain conditions under Class 2 | Generator, Compressor, Foundations, Pits, Tanks, supports, Settings, Economisers, Super heaters. | It is assumed that the item forms part of an average size industrial, commercial or office complex. Where it would be normal to find more than one item in such a hereditament the ERC stated has been adjusted to reflect any number / quantity, discount. These figures are NOT one off figures. | - | All Photos - Typical Shell Boilers | - | 20186 |  | Each | one | NA | NA | NA | 10846.5625 | Option 3 | 14607.232 | 34.67% | 30903.1558 | 27529.9921 | 153.8% | 88.47% | 27529.9921 | 153.8% | Indexed | NA | VOA_GPN_GOV_UK\7246041 | 2019-08-30 | Low | Amber | Medium | Risk taken from previous CG | - | - | NA | SPONS M | NA | (BEAMS Note 1) The ERC for this item should be added to the total of the ERC of the other P&M items on the site and the Buildings ERC (where applicable) to enable the correct contract size adjustment to be made. ERC of P&M Items + ERC of Building Component’s = Total ERC (net figure rateable items only) to which contract size adjustment should be applied The 2021 Generic Contractors Test Spreadsheet has this facility built into the programme - it is recommended you undertake all contractors test valuations using this spreadsheet. (Details on the application of contract size adjustments can be found in the RCG 2021 Guidance notes). Where RV is calculated using the comparative method (rental method) the contract size adjustment should be made as follows: Select - SCAT code box "P and M as an addition” within the 2021 Generic Contractors Test Spreadsheet facility. Or Where the spreadsheet is not used take the: Reciprocal of statutory de-capitalisation rate (i.e. 5% reciprocal = 20) multiply by rateable value of the buildings (before any overall end allowances are made and after making a notional deduction for the land value) and add to the ERC of P&M. Use resultant figure to calculate contract size adjustment. (Guidance Notes - Section 6) | All Photos - Typical Shell Boilers | - | 1 | TRUE
434 | 202B04 | 3763 | 202B04 | Boilers | Package - process heating | Gas oil - steam | Pressure 100 psig - temp 100°C | Output 2930 kw | Shell Boilers: - Shell boilers are filled with water (top) and have a combustion chamber (lower). The heat passes through the water and makes it hot. In some cases the heat turns the water to steam. General information: - These boilers are used for hot water purposes and low-pressure steam and are also used for heating the property, providing hot water for kitchens, showers and toilets et cetera. [In rental valuations the cost of the heating boiler will be reflected in the rate adopted for the floor area, which will include an element for heating. In such circumstances DO NOT add separately for the heating boiler]. Hot water from these boilers may be used in the process of the occupier, e.g. cooking vegetables in a canning factory. Steam can be used for heating purposes and as part of the process. Boilers are made from mild steel and are circular however some are contained within a square acoustic / insulated "box". Usually gas fired these boilers can be gas oil fired and in very unusual circumstances coke or alternative fuels can be employed. Costs include instrumentation. Costs do not include concrete foundations of settings. Water Tube: Tubes containing water pass through a main firebox and the water heats up. Usually these boilers are for steam production the steam being used for heating purposes on the hereditament and in the process being undertaken on the premises. The smaller tube steam boilers are unlikely to be used for power generation. | Considered Not Applicable at time of Publication | (BEAMS Note 1) The ERC for this item should be added to the total of the ERC of the other P&M items on the site and the Buildings ERC (where applicable) to enable the correct contract size adjustment to be made. ERC of P&M Items + ERC of Building Component’s = Total ERC (net figure rateable items only) to which contract size adjustment should be applied The 2023 Generic Contractors Test Spreadsheet has this facility built into the programme - it is recommended you undertake all contractors test valuations using this spreadsheet. (Details on the application of contract size adjustments can be found in the RCG 2023 Guidance notes). Where RV is calculated using the comparative method (rental method) the contract size adjustment should be made as follows: Select - SCAT code box ""P and M as an addition” within the 2023 Generic Contractors Test Spreadsheet facility. Or Where the spreadsheet is not used take the: Reciprocal of statutory de-capitalisation rate (i.e. 5% reciprocal = 20) multiply by rateable value of the buildings (before any overall end allowances are made and after making a notional deduction for the land value) and add to the ERC of P&M. Use resultant figure to calculate contract size adjustment. (Guidance Notes - Section 6) | - | Class 1 Table 1 Plant and Machinery specified in Table 1 below which is USED or INTENDED to be USED MAINLY OR EXCLUSIVELY in connection with... "Mainly" This does not mean the % must be more than 50% i.e.: Power (Class 1) 45%. Heating (Class 2) 35%. Process (Class 4) 20%. Mainly Class 1 All the boiler is Rateable Or Power (Class 1) 20%. Heating (Class 2) 55%. Process (Class 4) 25%. Class 2 (in part) All the boiler is Rateable Or Power (Class 1) 30%. Heating (Class 2) 30%. Process (Class 4) 40%. Class 4 Not Rateable Class 1 or 2 (If any part is in Class 2 the whole is rateable under this class). But may be rateable under Class 4 "Mainly". Do not add together the % for Class 1 and Class 2 in order to be greater than Class 4. The words mainly have been omitted from Class 2 (SI 2000 540) and thus any boiler, which is in part rateable under Class 2, is a Class 2 boiler. (Some discretion may be required if only a small part of the boilers output is used for Class 2 purposes. If the boiler is not mainly Class 1 or in any part Class 2 THE WHOLE BOILER IS RATEABLE If the boiler is not mainly Class 1 or rateable under Class 2. Look at Class 4 Table 4 Boilers Note Class 4(b) Applies to accessories. Class 4 (c) Applies to whole boiler. (a) Only the structural elements are rateable therefore no Twiddly Bits values, pipes, gauges etc. (b) 400m3 - readily capable of being moved from one site and re-erected in its original state on another without the substantial demolition of any surrounding structure. Boilers will be rateable where Steam is used for Power (Class 1 Table 1) Services i.e. Heat (Class 2 Table 2) or it is a Named Structure (when used for the Process)(Class 4 Table 4) | Boiler (Class 1 Table 1 or Class 2 Table 2) including List of Accessories acc Boiler (Class 4 Table 4) structural part of Boiler only (Deduct 25% for accessories from Class 1 Table 1 scale) (adjusted in Class 4 scale)) | Process Boiler unless rateable under Class 4 Table 4 Dual-purpose boiler not used ¬mainly or exclusively¬ for either Class 1 Table 1 purposes unless rateable under Class 4 Table 4. Accessories to Class 4 boilers. Certain conditions under Class 2 | Generator, Compressor, Foundations, Pits, Tanks, supports, Settings, Economisers, Super heaters. | It is assumed that the item forms part of an average size industrial, commercial or office complex. Where it would be normal to find more than one item in such a hereditament the ERC stated has been adjusted to reflect any number / quantity, discount. These figures are NOT one off figures. | - | All Photos - Typical Shell Boilers | - | 20186 |  | Each | one | NA | NA | NA | 48206.9444 | Option 3 | 64921.031 | 34.67% | 72182.9403 | 64303.9756 | 33.39% | -0.9505% | 64303.9756 | 33.39% | Indexed | NA | VOA_GPN_GOV_UK\7246041 | 2019-08-30 | Low | Amber | Medium | Risk taken from previous CG | - | - | NA | SPONS M | NA | (BEAMS Note 1) The ERC for this item should be added to the total of the ERC of the other P&M items on the site and the Buildings ERC (where applicable) to enable the correct contract size adjustment to be made. ERC of P&M Items + ERC of Building Component’s = Total ERC (net figure rateable items only) to which contract size adjustment should be applied The 2021 Generic Contractors Test Spreadsheet has this facility built into the programme - it is recommended you undertake all contractors test valuations using this spreadsheet. (Details on the application of contract size adjustments can be found in the RCG 2021 Guidance notes). Where RV is calculated using the comparative method (rental method) the contract size adjustment should be made as follows: Select - SCAT code box "P and M as an addition” within the 2021 Generic Contractors Test Spreadsheet facility. Or Where the spreadsheet is not used take the: Reciprocal of statutory de-capitalisation rate (i.e. 5% reciprocal = 20) multiply by rateable value of the buildings (before any overall end allowances are made and after making a notional deduction for the land value) and add to the ERC of P&M. Use resultant figure to calculate contract size adjustment. (Guidance Notes - Section 6) | All Photos - Typical Shell Boilers | - | 1 | TRUE
435 | 202B01 | 3756 | 202B01 | Boilers | Package - process heating | Solid fuel - steam | Pressure 100 psig - temp 100°C | Output 2930 kw | Shell Boilers: - Shell boilers are filled with water (top) and have a combustion chamber (lower). The heat passes through the water and makes it hot. In some cases the heat turns the water to steam. General information: - These boilers are used for hot water purposes and low-pressure steam and are also used for heating the property, providing hot water for kitchens, showers and toilets et cetera. [In rental valuations the cost of the heating boiler will be reflected in the rate adopted for the floor area, which will include an element for heating. In such circumstances DO NOT add separately for the heating boiler]. Hot water from these boilers may be used in the process of the occupier, e.g. cooking vegetables in a canning factory. Steam can be used for heating purposes and as part of the process. Boilers are made from mild steel and are circular however some are contained within a square acoustic / insulated "box". Usually gas fired these boilers can be gas oil fired and in very unusual circumstances coke or alternative fuels can be employed. Costs include instrumentation. Costs do not include concrete foundations of settings. Water Tube: Tubes containing water pass through a main firebox and the water heats up. Usually these boilers are for steam production the steam being used for heating purposes on the hereditament and in the process being undertaken on the premises. The smaller tube steam boilers are unlikely to be used for power generation. | Considered Not Applicable at time of Publication | (BEAMS Note 1) The ERC for this item should be added to the total of the ERC of the other P&M items on the site and the Buildings ERC (where applicable) to enable the correct contract size adjustment to be made. ERC of P&M Items + ERC of Building Component’s = Total ERC (net figure rateable items only) to which contract size adjustment should be applied The 2023 Generic Contractors Test Spreadsheet has this facility built into the programme - it is recommended you undertake all contractors test valuations using this spreadsheet. (Details on the application of contract size adjustments can be found in the RCG 2023 Guidance notes). Where RV is calculated using the comparative method (rental method) the contract size adjustment should be made as follows: Select - SCAT code box ""P and M as an addition” within the 2023 Generic Contractors Test Spreadsheet facility. Or Where the spreadsheet is not used take the: Reciprocal of statutory de-capitalisation rate (i.e. 5% reciprocal = 20) multiply by rateable value of the buildings (before any overall end allowances are made and after making a notional deduction for the land value) and add to the ERC of P&M. Use resultant figure to calculate contract size adjustment. (Guidance Notes - Section 6) | - | Class 1 Table 1 Plant and Machinery specified in Table 1 below which is USED or INTENDED to be USED MAINLY OR EXCLUSIVELY in connection with... "Mainly" This does not mean the % must be more than 50% i.e.: Power (Class 1) 45%. Heating (Class 2) 35%. Process (Class 4) 20%. Mainly Class 1 All the boiler is Rateable Or Power (Class 1) 20%. Heating (Class 2) 55%. Process (Class 4) 25%. Class 2 (in part) All the boiler is Rateable Or Power (Class 1) 30%. Heating (Class 2) 30%. Process (Class 4) 40%. Class 4 Not Rateable Class 1 or 2 (If any part is in Class 2 the whole is rateable under this class). But may be rateable under Class 4 "Mainly". Do not add together the % for Class 1 and Class 2 in order to be greater than Class 4. The words mainly have been omitted from Class 2 (SI 2000 540) and thus any boiler, which is in part rateable under Class 2, is a Class 2 boiler. (Some discretion may be required if only a small part of the boilers output is used for Class 2 purposes. If the boiler is not mainly Class 1 or in any part Class 2 THE WHOLE BOILER IS RATEABLE If the boiler is not mainly Class 1 or rateable under Class 2. Look at Class 4 Table 4 Boilers Note Class 4(b) Applies to accessories. Class 4 (c) Applies to whole boiler. (a) Only the structural elements are rateable therefore no Twiddly Bits values, pipes, gauges etc. (b) 400m3 - readily capable of being moved from one site and re-erected in its original state on another without the substantial demolition of any surrounding structure. Boilers will be rateable where Steam is used for Power (Class 1 Table 1) Services i.e. Heat (Class 2 Table 2) or it is a Named Structure (when used for the Process)(Class 4 Table 4) | Boiler (Class 1 Table 1 or Class 2 Table 2) including List of Accessories acc Boiler (Class 4 Table 4) structural part of Boiler only (Deduct 25% for accessories from Class 1 Table 1 scale) (adjusted in Class 4 scale)) | Process Boiler unless rateable under Class 4 Table 4 Dual-purpose boiler not used ¬mainly or exclusively¬ for either Class 1 Table 1 purposes unless rateable under Class 4 Table 4. Accessories to Class 4 boilers. Certain conditions under Class 2 | Generator, Compressor, Foundations, Pits, Tanks, supports, Settings, Economisers, Super heaters. | It is assumed that the item forms part of an average size industrial, commercial or office complex. Where it would be normal to find more than one item in such a hereditament the ERC stated has been adjusted to reflect any number / quantity, discount. These figures are NOT one off figures. | - | All Photos - Typical Shell Boilers | - | 20186 |  | Each | one | NA | NA | NA | 134979.4444 | Option 3 | 181778.8869 | 34.67% | 92712.0623 | 82592.288 | -38.81% | -54.56% | 82592.288 | -38.81% | Indexed | NA | VOA_GPN_GOV_UK\7246041 | 2019-08-30 | Low | Amber | Medium | Risk taken from previous CG | - | - | NA | SPONS M | NA | (BEAMS Note 1) The ERC for this item should be added to the total of the ERC of the other P&M items on the site and the Buildings ERC (where applicable) to enable the correct contract size adjustment to be made. ERC of P&M Items + ERC of Building Component’s = Total ERC (net figure rateable items only) to which contract size adjustment should be applied The 2021 Generic Contractors Test Spreadsheet has this facility built into the programme - it is recommended you undertake all contractors test valuations using this spreadsheet. (Details on the application of contract size adjustments can be found in the RCG 2021 Guidance notes). Where RV is calculated using the comparative method (rental method) the contract size adjustment should be made as follows: Select - SCAT code box "P and M as an addition” within the 2021 Generic Contractors Test Spreadsheet facility. Or Where the spreadsheet is not used take the: Reciprocal of statutory de-capitalisation rate (i.e. 5% reciprocal = 20) multiply by rateable value of the buildings (before any overall end allowances are made and after making a notional deduction for the land value) and add to the ERC of P&M. Use resultant figure to calculate contract size adjustment. (Guidance Notes - Section 6) | All Photos - Typical Shell Boilers | - | 1 | TRUE
436 | 202B09 | 3768 | 202B09 | Boilers | Package - process heating | Solid fuel - steam | Pressure 100 psig - temp 100°C | Output 2930 kw | Shell Boilers: - Shell boilers are filled with water (top) and have a combustion chamber (lower). The heat passes through the water and makes it hot. In some cases the heat turns the water to steam. General information: - These boilers are used for hot water purposes and low-pressure steam and are also used for heating the property, providing hot water for kitchens, showers and toilets et cetera. [In rental valuations the cost of the heating boiler will be reflected in the rate adopted for the floor area, which will include an element for heating. In such circumstances DO NOT add separately for the heating boiler]. Hot water from these boilers may be used in the process of the occupier, e.g. cooking vegetables in a canning factory. Steam can be used for heating purposes and as part of the process. Boilers are made from mild steel and are circular however some are contained within a square acoustic / insulated "box". Usually gas fired these boilers can be gas oil fired and in very unusual circumstances coke or alternative fuels can be employed. Costs include instrumentation. Costs do not include concrete foundations of settings. Water Tube: Tubes containing water pass through a main firebox and the water heats up. Usually these boilers are for steam production the steam being used for heating purposes on the hereditament and in the process being undertaken on the premises. The smaller tube steam boilers are unlikely to be used for power generation. | Considered Not Applicable at time of Publication | (BEAMS Note 1) The ERC for this item should be added to the total of the ERC of the other P&M items on the site and the Buildings ERC (where applicable) to enable the correct contract size adjustment to be made. ERC of P&M Items + ERC of Building Component’s = Total ERC (net figure rateable items only) to which contract size adjustment should be applied The 2023 Generic Contractors Test Spreadsheet has this facility built into the programme - it is recommended you undertake all contractors test valuations using this spreadsheet. (Details on the application of contract size adjustments can be found in the RCG 2023 Guidance notes). Where RV is calculated using the comparative method (rental method) the contract size adjustment should be made as follows: Select - SCAT code box ""P and M as an addition” within the 2023 Generic Contractors Test Spreadsheet facility. Or Where the spreadsheet is not used take the: Reciprocal of statutory de-capitalisation rate (i.e. 5% reciprocal = 20) multiply by rateable value of the buildings (before any overall end allowances are made and after making a notional deduction for the land value) and add to the ERC of P&M. Use resultant figure to calculate contract size adjustment. (Guidance Notes - Section 6) | - | Class 1 Table 1 Plant and Machinery specified in Table 1 below which is USED or INTENDED to be USED MAINLY OR EXCLUSIVELY in connection with... "Mainly" This does not mean the % must be more than 50% i.e.: Power (Class 1) 45%. Heating (Class 2) 35%. Process (Class 4) 20%. Mainly Class 1 All the boiler is Rateable Or Power (Class 1) 20%. Heating (Class 2) 55%. Process (Class 4) 25%. Class 2 (in part) All the boiler is Rateable Or Power (Class 1) 30%. Heating (Class 2) 30%. Process (Class 4) 40%. Class 4 Not Rateable Class 1 or 2 (If any part is in Class 2 the whole is rateable under this class). But may be rateable under Class 4 "Mainly". Do not add together the % for Class 1 and Class 2 in order to be greater than Class 4. The words mainly have been omitted from Class 2 (SI 2000 540) and thus any boiler, which is in part rateable under Class 2, is a Class 2 boiler. (Some discretion may be required if only a small part of the boilers output is used for Class 2 purposes. If the boiler is not mainly Class 1 or in any part Class 2 THE WHOLE BOILER IS RATEABLE If the boiler is not mainly Class 1 or rateable under Class 2. Look at Class 4 Table 4 Boilers Note Class 4(b) Applies to accessories. Class 4 (c) Applies to whole boiler. (a) Only the structural elements are rateable therefore no Twiddly Bits values, pipes, gauges etc. (b) 400m3 - readily capable of being moved from one site and re-erected in its original state on another without the substantial demolition of any surrounding structure. Boilers will be rateable where Steam is used for Power (Class 1 Table 1) Services i.e. Heat (Class 2 Table 2) or it is a Named Structure (when used for the Process)(Class 4 Table 4) | Boiler (Class 1 Table 1 or Class 2 Table 2) including List of Accessories acc Boiler (Class 4 Table 4) structural part of Boiler only (Deduct 25% for accessories from Class 1 Table 1 scale) (adjusted in Class 4 scale)) | Process Boiler unless rateable under Class 4 Table 4 Dual-purpose boiler not used ¬mainly or exclusively¬ for either Class 1 Table 1 purposes unless rateable under Class 4 Table 4. Accessories to Class 4 boilers. Certain conditions under Class 2 | Generator, Compressor, Foundations, Pits, Tanks, supports, Settings, Economisers, Super heaters. | It is assumed that the item forms part of an average size industrial, commercial or office complex. Where it would be normal to find more than one item in such a hereditament the ERC stated has been adjusted to reflect any number / quantity, discount. These figures are NOT one off figures. | - | All Photos - Typical Shell Boilers | - | 20186 |  | Each | one | NA | NA | NA | 127748.4028 | Option 3 | 172040.7322 | 34.67% | 92712.0623 | 82592.288 | -35.35% | -51.99% | 82592.288 | -35.35% | Indexed | NA | VOA_GPN_GOV_UK\7246041 | 2019-08-30 | Low | Amber | Medium | Risk taken from previous CG | - | - | NA | SPONS M | NA | (BEAMS Note 1) The ERC for this item should be added to the total of the ERC of the other P&M items on the site and the Buildings ERC (where applicable) to enable the correct contract size adjustment to be made. ERC of P&M Items + ERC of Building Component’s = Total ERC (net figure rateable items only) to which contract size adjustment should be applied The 2021 Generic Contractors Test Spreadsheet has this facility built into the programme - it is recommended you undertake all contractors test valuations using this spreadsheet. (Details on the application of contract size adjustments can be found in the RCG 2021 Guidance notes). Where RV is calculated using the comparative method (rental method) the contract size adjustment should be made as follows: Select - SCAT code box "P and M as an addition” within the 2021 Generic Contractors Test Spreadsheet facility. Or Where the spreadsheet is not used take the: Reciprocal of statutory de-capitalisation rate (i.e. 5% reciprocal = 20) multiply by rateable value of the buildings (before any overall end allowances are made and after making a notional deduction for the land value) and add to the ERC of P&M. Use resultant figure to calculate contract size adjustment. (Guidance Notes - Section 6) | All Photos - Typical Shell Boilers | - | 1 | TRUE
| 202D01 |  | 202D01 | Boilers | De Aerator | - | - | - | - | Considered Not Applicable at time of Publication | (BEAMS Note 1) The ERC for this item should be added to the total of the ERC of the other P&M items on the site and the Buildings ERC (where applicable) to enable the correct contract size adjustment to be made. ERC of P&M Items + ERC of Building Component’s = Total ERC (net figure rateable items only) to which contract size adjustment should be applied The 2023 Generic Contractors Test Spreadsheet has this facility built into the programme - it is recommended you undertake all contractors test valuations using this spreadsheet. (Details on the application of contract size adjustments can be found in the RCG 2023 Guidance notes). Where RV is calculated using the comparative method (rental method) the contract size adjustment should be made as follows: Select - SCAT code box ""P and M as an addition” within the 2023 Generic Contractors Test Spreadsheet facility. Or Where the spreadsheet is not used take the: Reciprocal of statutory de-capitalisation rate (i.e. 5% reciprocal = 20) multiply by rateable value of the buildings (before any overall end allowances are made and after making a notional deduction for the land value) and add to the ERC of P&M. Use resultant figure to calculate contract size adjustment. (Guidance Notes - Section 6) | - | - | - | - | - | - | - | - | - | - |  | each | - | NA | NA | NA | 0 | Option 3 | 0 | 0% |  | 0 | 0% | 0% | 0 | 0% | Indexed | NA |  | 2021-09-30 |  |  |  | Indexed from NI RCG2020 | - | - | NA | SPONS M | NA |  |  |  |  | TRUE
| 202F01 |  | 202F01 | Boilers | Heat and Power | - | - | - | - | Considered Not Applicable at time of Publication | (BEAMS Note 1) The ERC for this item should be added to the total of the ERC of the other P&M items on the site and the Buildings ERC (where applicable) to enable the correct contract size adjustment to be made. ERC of P&M Items + ERC of Building Component’s = Total ERC (net figure rateable items only) to which contract size adjustment should be applied The 2023 Generic Contractors Test Spreadsheet has this facility built into the programme - it is recommended you undertake all contractors test valuations using this spreadsheet. (Details on the application of contract size adjustments can be found in the RCG 2023 Guidance notes). Where RV is calculated using the comparative method (rental method) the contract size adjustment should be made as follows: Select - SCAT code box ""P and M as an addition” within the 2023 Generic Contractors Test Spreadsheet facility. Or Where the spreadsheet is not used take the: Reciprocal of statutory de-capitalisation rate (i.e. 5% reciprocal = 20) multiply by rateable value of the buildings (before any overall end allowances are made and after making a notional deduction for the land value) and add to the ERC of P&M. Use resultant figure to calculate contract size adjustment. (Guidance Notes - Section 6) | - | - | - | - | - | - | - | - | - | - |  | each | - | NA | NA | NA | 0 | Option 3 | 0 | 0% |  | 0 | 0% | 0% | 0 | 0% | Indexed | NA |  | 2021-09-30 |  |  |  | Indexed from NI RCG2020 | - | - | NA | SPONS M | NA |  |  |  |  | TRUE
| 202G01 |  | 202G01 | Boilers | Pipes - Pipelines | Steam Pipes | - | - | - | Considered Not Applicable at time of Publication | (BEAMS Note 1) The ERC for this item should be added to the total of the ERC of the other P&M items on the site and the Buildings ERC (where applicable) to enable the correct contract size adjustment to be made. ERC of P&M Items + ERC of Building Component’s = Total ERC (net figure rateable items only) to which contract size adjustment should be applied The 2023 Generic Contractors Test Spreadsheet has this facility built into the programme - it is recommended you undertake all contractors test valuations using this spreadsheet. (Details on the application of contract size adjustments can be found in the RCG 2023 Guidance notes). Where RV is calculated using the comparative method (rental method) the contract size adjustment should be made as follows: Select - SCAT code box ""P and M as an addition” within the 2023 Generic Contractors Test Spreadsheet facility. Or Where the spreadsheet is not used take the: Reciprocal of statutory de-capitalisation rate (i.e. 5% reciprocal = 20) multiply by rateable value of the buildings (before any overall end allowances are made and after making a notional deduction for the land value) and add to the ERC of P&M. Use resultant figure to calculate contract size adjustment. (Guidance Notes - Section 6) | - | - | - | - | - | - | - | - | - | - |  | each | - | NA | NA | NA | 0 | Option 3 | 0 | 0% |  | 0 | 0% | 0% | 0 | 0% | Indexed | NA |  | 2021-09-30 |  |  |  | Indexed from NI RCG2020 | - | - | NA | SPONS M | NA |  |  |  |  | TRUE
437 | 203A02 | 8668 | 203A02 | Boreholes | Water | Concrete pipe | 200mm (8") | Fixed price | The rate detailed above is based on drilling the borehole to 100m depth The rate is an all in rate and includes for mobilisation , transportation of the drilling rig, set up, drilling, installation of steel liner but does not include for any pumping equipment. The rate is based on drilling in soft to moderately hard soils, for drilling in hard soils add an extra over to the rate of £30 per m. | Location Adjustment Applicable (See Guidance Notes) - ERC = UK mean of 1.00 | (BEAMS Note 2) The ERC for this item should be added to all other rateable items on the hereditament (except land). Therefore the total of the ERC of the other Building Items and the P&M ERC (where applicable) to enable the correct contract size adjustment to be made. ERC of Building Component + ERC of P&M = Total ERC to which contract size adjustment should be applied. The appropriate % adjustment should be made in accordance with the scale for contract size adjustment specified under section 6 of the RCG 2023 Guidance notes. The currency ERC rates are set at £4m (Four Million Pounds) @ 1st April 2021 (AVD) for the RCG 2023 Publication. | The rate is based on drilling in soft to moderately hard soils, for drilling in hard soils add an extra over to the rate of £30 per m. | Record the diaMetre of bore hole and depth in metres | Class 4, Table 3. Well casings and liners. Note: value of land may in addition be increased due to having potable water available. The well casing is EXTRA | Unlined hole (i.e. not plant and machinery but note that value of the land may be enhanced by the presence of the hole). | Pumps, generators, tanks and reservoirs | It is assumed that the item forms part of an average size industrial, commercial or office complex. Where it would be normal to find more than one item in such a hereditament the ERC stated has been adjusted to reflect any number / quantity, discount. These figures are NOT one off figures. | If boreholes are in made ground/landfill or hard rock e.g. granite or sandstone then the above costs should be increased by 50%. | - | - | 10025 |  | M | Linear Metre | NA | NA | NA | 277.8625 | Option 2 | 364.5052 | 31.18% | 433.0045 | 301.3792 | 8.463% | -17.32% | 301.3792 | 8.463% | Indexed | NA | VOA_GPN_GOV_UK\7246041 | 2019-08-30 | Low | Amber | Medium | Risk taken from previous CG | - | - | NA | SPONS Civils | NA | (BEAMS Note 2) The ERC for this item should be added to all other rateable items on the hereditament (except land). Therefore the total of the ERC of the other Building Items and the P&M ERC (where applicable) to enable the correct contract size adjustment to be made. ERC of Building Component + ERC of P&M = Total ERC to which contract size adjustment should be applied. The appropriate % adjustment should be made in accordance with the scale for contract size adjustment specified under section 6 of the RCG 2021 Guidance notes. The currency ERC rates are set at £4m (Four Million Pounds) @ 1st April 2019 (AVD) for the RCG 2021 Publication. | - | - | 2 | TRUE
438 | 203A03 | 8670 | 203A03 | Boreholes | Water | Concrete pipe | 300mm (12") | Fixed price | The rate detailed above is based on drilling the borehole to 100m depth The rate is an all in rate and includes for mobilisation , transportation of the drilling rig, set up, drilling, installation of steel liner but does not include for any pumping equipment. The rate is based on drilling in soft to moderately hard soils, for drilling in hard soils add an extra over to the rate of £30 per m. | Location Adjustment Applicable (See Guidance Notes) - ERC = UK mean of 1.00 | (BEAMS Note 2) The ERC for this item should be added to all other rateable items on the hereditament (except land). Therefore the total of the ERC of the other Building Items and the P&M ERC (where applicable) to enable the correct contract size adjustment to be made. ERC of Building Component + ERC of P&M = Total ERC to which contract size adjustment should be applied. The appropriate % adjustment should be made in accordance with the scale for contract size adjustment specified under section 6 of the RCG 2023 Guidance notes. The currency ERC rates are set at £4m (Four Million Pounds) @ 1st April 2021 (AVD) for the RCG 2023 Publication. | The rate is based on drilling in soft to moderately hard soils, for drilling in hard soils add an extra over to the rate of £30 per m. | Record the diaMetre of bore hole and depth in metres | Class 4, Table 3. Well casings and liners. Note: value of land may in addition be increased due to having potable water available. The well casing is EXTRA | Unlined hole (i.e. not plant and machinery but note that value of the land may be enhanced by the presence of the hole). | Pumps, generators, tanks and reservoirs | It is assumed that the item forms part of an average size industrial, commercial or office complex. Where it would be normal to find more than one item in such a hereditament the ERC stated has been adjusted to reflect any number / quantity, discount. These figures are NOT one off figures. | If boreholes are in made ground/landfill or hard rock e.g. granite or sandstone then the above costs should be increased by 50%. | - | - | 10025 |  | M | Linear Metre | NA | NA | NA | 326.3782 | Option 2 | 428.149 | 31.18% | 508.2523 | 353.753 | 8.387% | -17.38% | 353.753 | 8.387% | Indexed | NA | VOA_GPN_GOV_UK\7246041 | 2019-08-30 | Low | Amber | Medium | Risk taken from previous CG | - | - | NA | SPONS Civils | NA | (BEAMS Note 2) The ERC for this item should be added to all other rateable items on the hereditament (except land). Therefore the total of the ERC of the other Building Items and the P&M ERC (where applicable) to enable the correct contract size adjustment to be made. ERC of Building Component + ERC of P&M = Total ERC to which contract size adjustment should be applied. The appropriate % adjustment should be made in accordance with the scale for contract size adjustment specified under section 6 of the RCG 2021 Guidance notes. The currency ERC rates are set at £4m (Four Million Pounds) @ 1st April 2019 (AVD) for the RCG 2021 Publication. | - | - | 2 | TRUE
439 | 203A04 | 8672 | 203A04 | Boreholes | Water | Concrete pipe | 450mm (18") | Fixed price | The rate detailed above is based on drilling the borehole to 100m depth The rate is an all in rate and includes for mobilisation , transportation of the drilling rig, set up, drilling, installation of steel liner but does not include for any pumping equipment | Location Adjustment Applicable (See Guidance Notes) - ERC = UK mean of 1.00 | (BEAMS Note 2) The ERC for this item should be added to all other rateable items on the hereditament (except land). Therefore the total of the ERC of the other Building Items and the P&M ERC (where applicable) to enable the correct contract size adjustment to be made. ERC of Building Component + ERC of P&M = Total ERC to which contract size adjustment should be applied. The appropriate % adjustment should be made in accordance with the scale for contract size adjustment specified under section 6 of the RCG 2023 Guidance notes. The currency ERC rates are set at £4m (Four Million Pounds) @ 1st April 2021 (AVD) for the RCG 2023 Publication. | The rate is based on drilling in soft to moderately hard soils, for drilling in hard soils add an extra over to the rate of 30 per m. | Record the diaMetre of bore hole and depth in metres | Class 4, Table 3. Well casings and liners. Note: value of land may in addition be increased due to having potable water available. The well casing is EXTRA | Unlined hole (i.e. not plant and machinery but note that value of the land may be enhanced by the presence of the hole). | Pumps, generators, tanks and reservoirs | It is assumed that the item forms part of an average size industrial, commercial or office complex. Where it would be normal to find more than one item in such a hereditament the ERC stated has been adjusted to reflect any number / quantity, discount. These figures are NOT one off figures. | If boreholes are in made ground/landfill or hard rock e.g. granite or sandstone then the above costs should be increased by 50%. | - | - | 10025 |  | M | Linear Metre | NA | NA | NA | 423.4096 | Option 2 | 555.4365 | 31.18% | 658.7477 | 458.5006 | 8.288% | -17.45% | 458.5006 | 8.288% | Indexed | NA | VOA_GPN_GOV_UK\7246041 | 2019-08-30 | Low | Amber | Medium | Risk taken from previous CG | - | - | NA | SPONS Civils | NA | (BEAMS Note 2) The ERC for this item should be added to all other rateable items on the hereditament (except land). Therefore the total of the ERC of the other Building Items and the P&M ERC (where applicable) to enable the correct contract size adjustment to be made. ERC of Building Component + ERC of P&M = Total ERC to which contract size adjustment should be applied. The appropriate % adjustment should be made in accordance with the scale for contract size adjustment specified under section 6 of the RCG 2021 Guidance notes. The currency ERC rates are set at £4m (Four Million Pounds) @ 1st April 2019 (AVD) for the RCG 2021 Publication. | - | - | 2 | TRUE
440 | 203A05 | 8673 | 203A05 | Boreholes | Water | Concrete pipe | 600mm (24") | Fixed price | The rate detailed above is based on drilling the borehole to 100m depth The rate is an all in rate and includes for mobilisation , transportation of the drilling rig, set up, drilling, installation of steel liner but does not include for any pumping equipment. | Location Adjustment Applicable (See Guidance Notes) - ERC = UK mean of 1.00 | (BEAMS Note 2) The ERC for this item should be added to all other rateable items on the hereditament (except land). Therefore the total of the ERC of the other Building Items and the P&M ERC (where applicable) to enable the correct contract size adjustment to be made. ERC of Building Component + ERC of P&M = Total ERC to which contract size adjustment should be applied. The appropriate % adjustment should be made in accordance with the scale for contract size adjustment specified under section 6 of the RCG 2023 Guidance notes. The currency ERC rates are set at £4m (Four Million Pounds) @ 1st April 2021 (AVD) for the RCG 2023 Publication. | The rate is based on drilling in soft to moderately hard soils, for drilling in hard soils add an extra over to the rate of 30 per m. | Record the diaMetre of bore hole and depth in metres | Class 4, Table 3. Well casings and liners. Note: value of land may in addition be increased due to having potable water available. The well casing is EXTRA | Unlined hole (i.e. not plant and machinery but note that value of the land may be enhanced by the presence of the hole). | Pumps, generators, tanks and reservoirs | It is assumed that the item forms part of an average size industrial, commercial or office complex. Where it would be normal to find more than one item in such a hereditament the ERC stated has been adjusted to reflect any number / quantity, discount. These figures are NOT one off figures. | If boreholes are in made ground/landfill or hard rock e.g. granite or sandstone then the above costs should be increased by 50%. | - | - | 10025 |  | M | Linear Metre | NA | NA | NA | 564.5461 | Option 2 | 740.582 | 31.18% | 879.2104 | 611.9467 | 8.396% | -17.37% | 611.9467 | 8.396% | Indexed | NA | VOA_GPN_GOV_UK\7246041 | 2019-08-30 | Low | Amber | Medium | Risk taken from previous CG | - | - | NA | SPONS Civils | NA | (BEAMS Note 2) The ERC for this item should be added to all other rateable items on the hereditament (except land). Therefore the total of the ERC of the other Building Items and the P&M ERC (where applicable) to enable the correct contract size adjustment to be made. ERC of Building Component + ERC of P&M = Total ERC to which contract size adjustment should be applied. The appropriate % adjustment should be made in accordance with the scale for contract size adjustment specified under section 6 of the RCG 2021 Guidance notes. The currency ERC rates are set at £4m (Four Million Pounds) @ 1st April 2019 (AVD) for the RCG 2021 Publication. | - | - | 2 | TRUE
441 | 203A06 | 8675 | 203A06 | Boreholes | Water | Concrete pipe | 750mm (30") | Fixed price | The rate detailed above is based on drilling the borehole to 100m depth The rate is an all in rate and includes for mobilisation , transportation of the drilling rig, set up, drilling, installation of steel liner but does not include for any pumping equipment. | Location Adjustment Applicable (See Guidance Notes) - ERC = UK mean of 1.00 | (BEAMS Note 2) The ERC for this item should be added to all other rateable items on the hereditament (except land). Therefore the total of the ERC of the other Building Items and the P&M ERC (where applicable) to enable the correct contract size adjustment to be made. ERC of Building Component + ERC of P&M = Total ERC to which contract size adjustment should be applied. The appropriate % adjustment should be made in accordance with the scale for contract size adjustment specified under section 6 of the RCG 2023 Guidance notes. The currency ERC rates are set at £4m (Four Million Pounds) @ 1st April 2021 (AVD) for the RCG 2023 Publication. | The rate is based on drilling in soft to moderately hard soils, for drilling in hard soils add an extra over to the rate of 30 per m. | Record the diaMetre of bore hole and depth in metres | Class 4, Table 3. Well casings and liners. Note: value of land may in addition be increased due to having potable water available. The well casing is EXTRA | Unlined hole (i.e. not plant and machinery but note that value of the land may be enhanced by the presence of the hole). | Pumps, generators, tanks and reservoirs | It is assumed that the item forms part of an average size industrial, commercial or office complex. Where it would be normal to find more than one item in such a hereditament the ERC stated has been adjusted to reflect any number / quantity, discount. These figures are NOT one off figures. | If boreholes are in made ground/landfill or hard rock e.g. granite or sandstone then the above costs should be increased by 50%. | - | - | 10025 |  | M | Linear Metre | NA | NA | NA | 591.0092 | Option 2 | 775.2968 | 31.18% | 920.1346 | 640.4307 | 8.362% | -17.4% | 640.4307 | 8.362% | Indexed | NA | VOA_GPN_GOV_UK\7246041 | 2019-08-30 | Low | Amber | Medium | Risk taken from previous CG | - | - | NA | SPONS Civils | NA | (BEAMS Note 2) The ERC for this item should be added to all other rateable items on the hereditament (except land). Therefore the total of the ERC of the other Building Items and the P&M ERC (where applicable) to enable the correct contract size adjustment to be made. ERC of Building Component + ERC of P&M = Total ERC to which contract size adjustment should be applied. The appropriate % adjustment should be made in accordance with the scale for contract size adjustment specified under section 6 of the RCG 2021 Guidance notes. The currency ERC rates are set at £4m (Four Million Pounds) @ 1st April 2019 (AVD) for the RCG 2021 Publication. | - | - | 2 | TRUE
442 | 203A07 | 8654 | 203A07 | Boreholes | Water | Concrete pipe | 900mm (36") | Fixed price | The rate detailed above is based on drilling the borehole to 100m depth The rate is an all in rate and includes for mobilisation , transportation of the drilling rig, set up, drilling, installation of steel liner but does not include for any pumping equipment. | Location Adjustment Applicable (See Guidance Notes) - ERC = UK mean of 1.00 | (BEAMS Note 2) The ERC for this item should be added to all other rateable items on the hereditament (except land). Therefore the total of the ERC of the other Building Items and the P&M ERC (where applicable) to enable the correct contract size adjustment to be made. ERC of Building Component + ERC of P&M = Total ERC to which contract size adjustment should be applied. The appropriate % adjustment should be made in accordance with the scale for contract size adjustment specified under section 6 of the RCG 2023 Guidance notes. The currency ERC rates are set at £4m (Four Million Pounds) @ 1st April 2021 (AVD) for the RCG 2023 Publication. | The rate is based on drilling in soft to moderately hard soils, for drilling in hard soils add an extra over to the rate of 30 per m. | Record the diaMetre of bore hole and depth in metres | Class 4, Table 3. Well casings and liners. Note: value of land may in addition be increased due to having potable water available. The well casing is EXTRA | Unlined hole (i.e. not plant and machinery but note that value of the land may be enhanced by the presence of the hole). | Pumps, generators, tanks and reservoirs | It is assumed that the item forms part of an average size industrial, commercial or office complex. Where it would be normal to find more than one item in such a hereditament the ERC stated has been adjusted to reflect any number / quantity, discount. These figures are NOT one off figures. | If boreholes are in made ground/landfill or hard rock e.g. granite or sandstone then the above costs should be increased by 50%. | - | - | 10025 |  | M | Linear Metre | NA | NA | NA | 877.6928 | Option 2 | 1151.3736 | 31.18% | 1366.3405 | 950.9982 | 8.352% | -17.4% | 950.9982 | 8.352% | Indexed | NA | VOA_GPN_GOV_UK\7246041 | 2019-08-30 | Low | Amber | Medium | Risk taken from previous CG | - | - | NA | SPONS Civils | NA | (BEAMS Note 2) The ERC for this item should be added to all other rateable items on the hereditament (except land). Therefore the total of the ERC of the other Building Items and the P&M ERC (where applicable) to enable the correct contract size adjustment to be made. ERC of Building Component + ERC of P&M = Total ERC to which contract size adjustment should be applied. The appropriate % adjustment should be made in accordance with the scale for contract size adjustment specified under section 6 of the RCG 2021 Guidance notes. The currency ERC rates are set at £4m (Four Million Pounds) @ 1st April 2019 (AVD) for the RCG 2021 Publication. | - | - | 2 | TRUE
443 | 203A08 | 8677 | 203A08 | Boreholes | Water | Concrete pipe | 1000mm (40") | Fixed price | The rate detailed above is based on drilling the borehole to 100m depth The rate is an all in rate and includes for mobilisation , transportation of the drilling rig, set up, drilling, installation of steel liner but does not include for any pumping equipment. | Location Adjustment Applicable (See Guidance Notes) - ERC = UK mean of 1.00 | (BEAMS Note 2) The ERC for this item should be added to all other rateable items on the hereditament (except land). Therefore the total of the ERC of the other Building Items and the P&M ERC (where applicable) to enable the correct contract size adjustment to be made. ERC of Building Component + ERC of P&M = Total ERC to which contract size adjustment should be applied. The appropriate % adjustment should be made in accordance with the scale for contract size adjustment specified under section 6 of the RCG 2023 Guidance notes. The currency ERC rates are set at £4m (Four Million Pounds) @ 1st April 2021 (AVD) for the RCG 2023 Publication. | The rate is based on drilling in soft to moderately hard soils, for drilling in hard soils add an extra over to the rate of 30 per m. | Record the diaMetre of bore hole and depth in metres | Class 4, Table 3. Well casings and liners. Note: value of land may in addition be increased due to having potable water available. The well casing is EXTRA | Unlined hole (i.e. not plant and machinery but note that value of the land may be enhanced by the presence of the hole). | Pumps, generators, tanks and reservoirs | It is assumed that the item forms part of an average size industrial, commercial or office complex. Where it would be normal to find more than one item in such a hereditament the ERC stated has been adjusted to reflect any number / quantity, discount. These figures are NOT one off figures. | If boreholes are in made ground/landfill or hard rock e.g. granite or sandstone then the above costs should be increased by 50%. | - | - | 10025 |  | M | Linear Metre | NA | NA | NA | 965.9031 | Option 2 | 1267.0895 | 31.18% | 1503.6346 | 1046.5575 | 8.35% | -17.4% | 1046.5575 | 8.35% | Indexed | NA | VOA_GPN_GOV_UK\7246041 | 2019-08-30 | Low | Amber | Medium | Risk taken from previous CG | - | - | NA | SPONS Civils | NA | (BEAMS Note 2) The ERC for this item should be added to all other rateable items on the hereditament (except land). Therefore the total of the ERC of the other Building Items and the P&M ERC (where applicable) to enable the correct contract size adjustment to be made. ERC of Building Component + ERC of P&M = Total ERC to which contract size adjustment should be applied. The appropriate % adjustment should be made in accordance with the scale for contract size adjustment specified under section 6 of the RCG 2021 Guidance notes. The currency ERC rates are set at £4m (Four Million Pounds) @ 1st April 2019 (AVD) for the RCG 2021 Publication. | - | - | 2 | TRUE
444 | 203A01A | 8667 | 203A01A | Boreholes | Water | Fixed price for setting up drill | 150mm (6") | Steel pipe | Fixed price for setting up drilling rig | Location Adjustment Applicable (See Guidance Notes) - ERC = UK mean of 1.00 | (BEAMS Note 2) The ERC for this item should be added to all other rateable items on the hereditament (except land). Therefore the total of the ERC of the other Building Items and the P&M ERC (where applicable) to enable the correct contract size adjustment to be made. ERC of Building Component + ERC of P&M = Total ERC to which contract size adjustment should be applied. The appropriate % adjustment should be made in accordance with the scale for contract size adjustment specified under section 6 of the RCG 2023 Guidance notes. The currency ERC rates are set at £4m (Four Million Pounds) @ 1st April 2021 (AVD) for the RCG 2023 Publication. | - | - | - | - | - | - | - | - | - | 10025 |  | Each | Each | NA | NA | NA | 6174.7232 | Option 2 | 8100.1157 | 31.18% | 660.0679 | 459.4194 | -92.56% | -94.33% | 459.4194 | -92.56% | Indexed | NA | VOA_GPN_GOV_UK\7246041 | 2019-08-30 | - | Amber | Medium | Risk taken from previous CG | - | - | NA | SPONS Civils | NA | (BEAMS Note 2) The ERC for this item should be added to all other rateable items on the hereditament (except land). Therefore the total of the ERC of the other Building Items and the P&M ERC (where applicable) to enable the correct contract size adjustment to be made. ERC of Building Component + ERC of P&M = Total ERC to which contract size adjustment should be applied. The appropriate % adjustment should be made in accordance with the scale for contract size adjustment specified under section 6 of the RCG 2021 Guidance notes. The currency ERC rates are set at £4m (Four Million Pounds) @ 1st April 2019 (AVD) for the RCG 2021 Publication. | - | - | 2 | TRUE
445 | 203A02A | 8669 | 203A02A | Boreholes | Water | Fixed price for setting up drill | 200mm (8") | Steel pipe | Setting up cost for drilling rig | Location Adjustment Applicable (See Guidance Notes) - ERC = UK mean of 1.00 | (BEAMS Note 2) The ERC for this item should be added to all other rateable items on the hereditament (except land). Therefore the total of the ERC of the other Building Items and the P&M ERC (where applicable) to enable the correct contract size adjustment to be made. ERC of Building Component + ERC of P&M = Total ERC to which contract size adjustment should be applied. The appropriate % adjustment should be made in accordance with the scale for contract size adjustment specified under section 6 of the RCG 2023 Guidance notes. The currency ERC rates are set at £4m (Four Million Pounds) @ 1st April 2021 (AVD) for the RCG 2023 Publication. | - | - | - | - | - | Lining to borehole | - | - | - | 10025 |  | Each | Each | NA | NA | NA | 6174.7232 | Option 2 | 8100.1157 | 31.18% | 9702.9975 | 6753.4658 | 9.373% | -16.63% | 6753.4658 | 9.373% | Indexed | NA | VOA_GPN_GOV_UK\7246041 | 2019-08-30 | Low | Amber | Medium | Risk taken from previous CG | - | - | NA | SPONS Civils | NA | (BEAMS Note 2) The ERC for this item should be added to all other rateable items on the hereditament (except land). Therefore the total of the ERC of the other Building Items and the P&M ERC (where applicable) to enable the correct contract size adjustment to be made. ERC of Building Component + ERC of P&M = Total ERC to which contract size adjustment should be applied. The appropriate % adjustment should be made in accordance with the scale for contract size adjustment specified under section 6 of the RCG 2021 Guidance notes. The currency ERC rates are set at £4m (Four Million Pounds) @ 1st April 2019 (AVD) for the RCG 2021 Publication. | - | - | 2 | TRUE
446 | 203A03A | 8671 | 203A03A | Boreholes | Water | Fixed price for setting up drill | 300mm (12") | Concrete pipe | NA | Location Adjustment Applicable (See Guidance Notes) - ERC = UK mean of 1.00 | (BEAMS Note 2) The ERC for this item should be added to all other rateable items on the hereditament (except land). Therefore the total of the ERC of the other Building Items and the P&M ERC (where applicable) to enable the correct contract size adjustment to be made. ERC of Building Component + ERC of P&M = Total ERC to which contract size adjustment should be applied. The appropriate % adjustment should be made in accordance with the scale for contract size adjustment specified under section 6 of the RCG 2023 Guidance notes. The currency ERC rates are set at £4m (Four Million Pounds) @ 1st April 2021 (AVD) for the RCG 2023 Publication. | - | - | - | - | - | - | - | - | - | 10025 |  | Each | Each | NA | NA | NA | 6174.7232 | Option 2 | 8100.1157 | 31.18% | 9702.9975 | 6753.4658 | 9.373% | -16.63% | 6753.4658 | 9.373% | Indexed | NA | VOA_GPN_GOV_UK\7246041 | 2019-08-30 | Low | Amber | Medium | Risk taken from previous CG | - | - | NA | SPONS Civils | NA | (BEAMS Note 2) The ERC for this item should be added to all other rateable items on the hereditament (except land). Therefore the total of the ERC of the other Building Items and the P&M ERC (where applicable) to enable the correct contract size adjustment to be made. ERC of Building Component + ERC of P&M = Total ERC to which contract size adjustment should be applied. The appropriate % adjustment should be made in accordance with the scale for contract size adjustment specified under section 6 of the RCG 2021 Guidance notes. The currency ERC rates are set at £4m (Four Million Pounds) @ 1st April 2019 (AVD) for the RCG 2021 Publication. | - | - | 2 | TRUE
447 | 203A04A | 8656 | 203A04A | Boreholes | Water | Fixed price for setting up drill | 450 mm(18") | Concrete pipe | Setting up cost for drilling rig | Location Adjustment Applicable (See Guidance Notes) - ERC = UK mean of 1.00 | (BEAMS Note 2) The ERC for this item should be added to all other rateable items on the hereditament (except land). Therefore the total of the ERC of the other Building Items and the P&M ERC (where applicable) to enable the correct contract size adjustment to be made. ERC of Building Component + ERC of P&M = Total ERC to which contract size adjustment should be applied. The appropriate % adjustment should be made in accordance with the scale for contract size adjustment specified under section 6 of the RCG 2023 Guidance notes. The currency ERC rates are set at £4m (Four Million Pounds) @ 1st April 2021 (AVD) for the RCG 2023 Publication. | - | - | - | - | - | Lining to borehole | - | - | - | 10025 |  | Each | Each | NA | NA | NA | 7894.8247 | Option 2 | 10356.5765 | 31.18% | 9702.9975 | 6753.4658 | -14.46% | -34.79% | 6753.4658 | -14.46% | Indexed | NA | VOA_GPN_GOV_UK\7246041 | 2019-08-30 | Low | Amber | Medium | Risk taken from previous CG | - | - | NA | SPONS Civils | NA | (BEAMS Note 2) The ERC for this item should be added to all other rateable items on the hereditament (except land). Therefore the total of the ERC of the other Building Items and the P&M ERC (where applicable) to enable the correct contract size adjustment to be made. ERC of Building Component + ERC of P&M = Total ERC to which contract size adjustment should be applied. The appropriate % adjustment should be made in accordance with the scale for contract size adjustment specified under section 6 of the RCG 2021 Guidance notes. The currency ERC rates are set at £4m (Four Million Pounds) @ 1st April 2019 (AVD) for the RCG 2021 Publication. | - | - | 2 | TRUE
448 | 203A05A | 8674 | 203A05A | Boreholes | Water | Fixed price for setting up drill | 600mm (24") | Concrete pipe | Setting up cost for drilling rig | Location Adjustment Applicable (See Guidance Notes) - ERC = UK mean of 1.00 | (BEAMS Note 2) The ERC for this item should be added to all other rateable items on the hereditament (except land). Therefore the total of the ERC of the other Building Items and the P&M ERC (where applicable) to enable the correct contract size adjustment to be made. ERC of Building Component + ERC of P&M = Total ERC to which contract size adjustment should be applied. The appropriate % adjustment should be made in accordance with the scale for contract size adjustment specified under section 6 of the RCG 2023 Guidance notes. The currency ERC rates are set at £4m (Four Million Pounds) @ 1st April 2021 (AVD) for the RCG 2023 Publication. | - | - | - | - | - | Lining to borehole | - | - | - | 10025 |  | Each | Each | NA | NA | NA | 11687.869 | Option 2 | 15332.3619 | 31.18% | 9702.9975 | 6753.4658 | -42.22% | -55.95% | 6753.4658 | -42.22% | Indexed | NA | VOA_GPN_GOV_UK\7246041 | 2019-08-30 | Low | Amber | Medium | Risk taken from previous CG | - | - | NA | SPONS Civils | NA | (BEAMS Note 2) The ERC for this item should be added to all other rateable items on the hereditament (except land). Therefore the total of the ERC of the other Building Items and the P&M ERC (where applicable) to enable the correct contract size adjustment to be made. ERC of Building Component + ERC of P&M = Total ERC to which contract size adjustment should be applied. The appropriate % adjustment should be made in accordance with the scale for contract size adjustment specified under section 6 of the RCG 2021 Guidance notes. The currency ERC rates are set at £4m (Four Million Pounds) @ 1st April 2019 (AVD) for the RCG 2021 Publication. | - | - | 2 | TRUE
449 | 203A06A | 8676 | 203A06A | Boreholes | Water | Fixed price for setting up drill | 750mm (30") | Concrete pipe | Setting up cost for drilling rig | Location Adjustment Applicable (See Guidance Notes) - ERC = UK mean of 1.00 | (BEAMS Note 2) The ERC for this item should be added to all other rateable items on the hereditament (except land). Therefore the total of the ERC of the other Building Items and the P&M ERC (where applicable) to enable the correct contract size adjustment to be made. ERC of Building Component + ERC of P&M = Total ERC to which contract size adjustment should be applied. The appropriate % adjustment should be made in accordance with the scale for contract size adjustment specified under section 6 of the RCG 2023 Guidance notes. The currency ERC rates are set at £4m (Four Million Pounds) @ 1st April 2021 (AVD) for the RCG 2023 Publication. | - | - | - | - | - | Lining to borehole | - | - | - | 10025 |  | Each | Each | NA | NA | NA | 11687.869 | Option 2 | 15332.3619 | 31.18% | 9702.9975 | 6753.4658 | -42.22% | -55.95% | 6753.4658 | -42.22% | Indexed | NA | VOA_GPN_GOV_UK\7246041 | 2019-08-30 | Low | Amber | Medium | Risk taken from previous CG | - | - | NA | SPONS Civils | NA | (BEAMS Note 2) The ERC for this item should be added to all other rateable items on the hereditament (except land). Therefore the total of the ERC of the other Building Items and the P&M ERC (where applicable) to enable the correct contract size adjustment to be made. ERC of Building Component + ERC of P&M = Total ERC to which contract size adjustment should be applied. The appropriate % adjustment should be made in accordance with the scale for contract size adjustment specified under section 6 of the RCG 2021 Guidance notes. The currency ERC rates are set at £4m (Four Million Pounds) @ 1st April 2019 (AVD) for the RCG 2021 Publication. | - | - | 2 | TRUE
450 | 203A07A | 8655 | 203A07A | Boreholes | Water | Fixed price for setting up drill | 900mm (36") | Concrete pipe | Setting up cost for drilling rig | Location Adjustment Applicable (See Guidance Notes) - ERC = UK mean of 1.00 | (BEAMS Note 2) The ERC for this item should be added to all other rateable items on the hereditament (except land). Therefore the total of the ERC of the other Building Items and the P&M ERC (where applicable) to enable the correct contract size adjustment to be made. ERC of Building Component + ERC of P&M = Total ERC to which contract size adjustment should be applied. The appropriate % adjustment should be made in accordance with the scale for contract size adjustment specified under section 6 of the RCG 2023 Guidance notes. The currency ERC rates are set at £4m (Four Million Pounds) @ 1st April 2021 (AVD) for the RCG 2023 Publication. | - | - | - | - | - | Lining to borehole | - | - | - | 10025 |  | Each | Each | NA | NA | NA | 12437.6568 | Option 2 | 16315.9474 | 31.18% | 9702.9975 | 6753.4658 | -45.7% | -58.61% | 6753.4658 | -45.7% | Indexed | NA | VOA_GPN_GOV_UK\7246041 | 2019-08-30 | Low | Amber | Medium | Risk taken from previous CG | - | - | NA | SPONS Civils | NA | (BEAMS Note 2) The ERC for this item should be added to all other rateable items on the hereditament (except land). Therefore the total of the ERC of the other Building Items and the P&M ERC (where applicable) to enable the correct contract size adjustment to be made. ERC of Building Component + ERC of P&M = Total ERC to which contract size adjustment should be applied. The appropriate % adjustment should be made in accordance with the scale for contract size adjustment specified under section 6 of the RCG 2021 Guidance notes. The currency ERC rates are set at £4m (Four Million Pounds) @ 1st April 2019 (AVD) for the RCG 2021 Publication. | - | - | 2 | TRUE
451 | 203A08A | 8678 | 203A08A | Boreholes | Water | Fixed price for setting up drill | 1000mm (40") | Concrete pipe | Setting up cost for drilling rig | Location Adjustment Applicable (See Guidance Notes) - ERC = UK mean of 1.00 | (BEAMS Note 2) The ERC for this item should be added to all other rateable items on the hereditament (except land). Therefore the total of the ERC of the other Building Items and the P&M ERC (where applicable) to enable the correct contract size adjustment to be made. ERC of Building Component + ERC of P&M = Total ERC to which contract size adjustment should be applied. The appropriate % adjustment should be made in accordance with the scale for contract size adjustment specified under section 6 of the RCG 2023 Guidance notes. The currency ERC rates are set at £4m (Four Million Pounds) @ 1st April 2021 (AVD) for the RCG 2023 Publication. | - | - | - | - | - | - | - | - | - | 10025 |  | Each | Each | NA | NA | NA | 15128.072 | Option 2 | 19845.2835 | 31.18% | 9702.9975 | 6753.4658 | -55.36% | -65.97% | 6753.4658 | -55.36% | Indexed | NA | VOA_GPN_GOV_UK\7246041 | 2019-08-30 | Low | Amber | Medium | Risk taken from previous CG | - | - | NA | SPONS Civils | NA | (BEAMS Note 2) The ERC for this item should be added to all other rateable items on the hereditament (except land). Therefore the total of the ERC of the other Building Items and the P&M ERC (where applicable) to enable the correct contract size adjustment to be made. ERC of Building Component + ERC of P&M = Total ERC to which contract size adjustment should be applied. The appropriate % adjustment should be made in accordance with the scale for contract size adjustment specified under section 6 of the RCG 2021 Guidance notes. The currency ERC rates are set at £4m (Four Million Pounds) @ 1st April 2019 (AVD) for the RCG 2021 Publication. | - | - | 2 | TRUE
452 | 203A10A | 8679 | 203A10A | Boreholes | Water | Fixed price for setting up drill | 152mm (6") | Plastic pipe | Setting up cost for drilling rig | Location Adjustment Applicable (See Guidance Notes) - ERC = UK mean of 1.00 | (BEAMS Note 2) The ERC for this item should be added to all other rateable items on the hereditament (except land). Therefore the total of the ERC of the other Building Items and the P&M ERC (where applicable) to enable the correct contract size adjustment to be made. ERC of Building Component + ERC of P&M = Total ERC to which contract size adjustment should be applied. The appropriate % adjustment should be made in accordance with the scale for contract size adjustment specified under section 6 of the RCG 2023 Guidance notes. The currency ERC rates are set at £4m (Four Million Pounds) @ 1st April 2021 (AVD) for the RCG 2023 Publication. | - | - | - | - | - | Lining to borehole | - | - | - | 10025 |  | Each | Each | NA | NA | NA | 6174.7232 | Option 2 | 8100.1157 | 31.18% | 11110.5181 | 7733.1262 | 25.24% | -4.531% | 7733.1262 | 25.24% | Indexed | NA | VOA_GPN_GOV_UK\7246041 | 2019-08-30 | Low | Amber | Medium | Risk taken from previous CG | - | - | NA | SPONS Civils | NA | (BEAMS Note 2) The ERC for this item should be added to all other rateable items on the hereditament (except land). Therefore the total of the ERC of the other Building Items and the P&M ERC (where applicable) to enable the correct contract size adjustment to be made. ERC of Building Component + ERC of P&M = Total ERC to which contract size adjustment should be applied. The appropriate % adjustment should be made in accordance with the scale for contract size adjustment specified under section 6 of the RCG 2021 Guidance notes. The currency ERC rates are set at £4m (Four Million Pounds) @ 1st April 2019 (AVD) for the RCG 2021 Publication. | - | - | 2 | TRUE
453 | 203A10 | 8664 | 203A10 | Boreholes | Water | Plastic | - | - | Plastic tube used for lining - typically 150 mm dia. | Location Adjustment Applicable (See Guidance Notes) - ERC = UK mean of 1.00 | (BEAMS Note 2) The ERC for this item should be added to all other rateable items on the hereditament (except land). Therefore the total of the ERC of the other Building Items and the P&M ERC (where applicable) to enable the correct contract size adjustment to be made. ERC of Building Component + ERC of P&M = Total ERC to which contract size adjustment should be applied. The appropriate % adjustment should be made in accordance with the scale for contract size adjustment specified under section 6 of the RCG 2023 Guidance notes. The currency ERC rates are set at £4m (Four Million Pounds) @ 1st April 2021 (AVD) for the RCG 2023 Publication. | Add for setting up boring rig | Depth of lining. DiaMetre | - | - | - | - | - | - | - | 10626 |  | M | Linear Metre | NA | NA | NA | 158.7786 | Option 2 | 208.2887 | 31.18% | 285.699 | 198.8518 | 25.24% | -4.531% | 198.8518 | 25.24% | Indexed | NA | VOA_GPN_GOV_UK\7246041 | 2019-08-30 | Low | Amber | Medium | Risk taken from previous CG | - | - | NA | SPONS Civils | NA | (BEAMS Note 2) The ERC for this item should be added to all other rateable items on the hereditament (except land). Therefore the total of the ERC of the other Building Items and the P&M ERC (where applicable) to enable the correct contract size adjustment to be made. ERC of Building Component + ERC of P&M = Total ERC to which contract size adjustment should be applied. The appropriate % adjustment should be made in accordance with the scale for contract size adjustment specified under section 6 of the RCG 2021 Guidance notes. The currency ERC rates are set at £4m (Four Million Pounds) @ 1st April 2019 (AVD) for the RCG 2021 Publication. | - | - | 2 | TRUE
454 | 203A01 | 8663 | 203A01 | Boreholes | Water | Steel pipe | 150mm (6") | Fixed price | The rate detailed above is based on drilling the borehole to 100m depth. The rate is an all in rate and includes for mobilisation , transportation of the drilling rig, set up, drilling, installation of steel liner but does not include for any pumping equipment. | Location Adjustment Applicable (See Guidance Notes) - ERC = UK mean of 1.00 | (BEAMS Note 2) The ERC for this item should be added to all other rateable items on the hereditament (except land). Therefore the total of the ERC of the other Building Items and the P&M ERC (where applicable) to enable the correct contract size adjustment to be made. ERC of Building Component + ERC of P&M = Total ERC to which contract size adjustment should be applied. The appropriate % adjustment should be made in accordance with the scale for contract size adjustment specified under section 6 of the RCG 2023 Guidance notes. The currency ERC rates are set at £4m (Four Million Pounds) @ 1st April 2021 (AVD) for the RCG 2023 Publication. | The costs are based on medium hard subsoil. Any extreme condition will increase the cost. See Variations | Record the diaMetre of bore hole and depth in metres | Class 4, Table 3. Well casings and liners. Note: value of land may in addition be increased due to having potable water available. The well casing is EXTRA | Unlined hole (i.e. not plant and machinery but note that value of the land may be enhanced by the presence of the hole). | Pumps, generators, tanks and reservoirs | It is assumed that the item forms part of an average size industrial, commercial or office complex. Where it would be normal to find more than one item in such a hereditament the ERC stated has been adjusted to reflect any number / quantity, discount. These figures are NOT one off figures. | If boreholes are in made ground/landfill or hard rock e.g. granite or sandstone then the above costs should be increased by 50%. | - | - | 10025 |  | M | Linear Metre | NA | NA | NA | 220.5258 | Option 2 | 328.0474 | 48.76% | 170.8574 | 150.0913 | -31.94% | -54.25% | 150.0913 | -31.94% | Indexed | NA | VOA_GPN_GOV_UK\7246041 | 2019-08-30 | - | Amber | Medium | Risk taken from previous CG | - | - | NA | SPONS Landscaping | NA | (BEAMS Note 2) The ERC for this item should be added to all other rateable items on the hereditament (except land). Therefore the total of the ERC of the other Building Items and the P&M ERC (where applicable) to enable the correct contract size adjustment to be made. ERC of Building Component + ERC of P&M = Total ERC to which contract size adjustment should be applied. The appropriate % adjustment should be made in accordance with the scale for contract size adjustment specified under section 6 of the RCG 2021 Guidance notes. The currency ERC rates are set at £4m (Four Million Pounds) @ 1st April 2019 (AVD) for the RCG 2021 Publication. | - | - | 2 | TRUE
455 | STS003 | 5226 | STS003 | Bowling alleys | Modern ten-pin bowling alleys | Modern purpose built ten-pin bowling alleys located in an out-of-town leisure park with complementary leisure uses; usually housed in steel portal frame structure with profiled metal sheet cladding. | Purpose Built | Ten Lane | Modern purpose built ten-pin bowling alley located in an out-of-town leisure park with complementary leisure uses; usually housed in steel portal frame structures with profiled metal sheet cladding. Generally provided with ten lanes for ten-pin bowling with screens and oiled timber floors, reception counter, shoe storage, spectator seating, air hockey tables, arcade games, dining seating, bar and kitchen. | Location Adjustment Applicable (See Guidance Notes) - ERC = UK mean of 1.00 | (BEAMS Note 2) The ERC for this item should be added to all other rateable items on the hereditament (except land). Therefore the total of the ERC of the other Building Items and the P&M ERC (where applicable) to enable the correct contract size adjustment to be made. ERC of Building Component + ERC of P&M = Total ERC to which contract size adjustment should be applied. The appropriate % adjustment should be made in accordance with the scale for contract size adjustment specified under section 6 of the RCG 2023 Guidance notes. The currency ERC rates are set at £4m (Four Million Pounds) @ 1st April 2021 (AVD) for the RCG 2023 Publication. | The recommended valuation approach is to adopt an overall price per square metre GIA which reflects the location and physical characteristics of the property. In such cases, rents, on a shell basis, should be analysed at a price/m2 GIA. Details of fit-out costs will also be required for analysis to provide an appropriate addition to reflect fit-out. | Measure To GIA - Refer to Rating Manual Section 130:Bowling Alleys Paragraph "6.0 Survey Requirements". | Refer to Rating Manual Section 130:Bowling Alleys and Practice Note 1:2020 - Bowling Alleys - The walls, ceilings, flooring, bowling lanes and services are rateable. | Refer to Rating Manual Section 130:Bowling Alleys and Practice Note 1:2020 - Bowling Alleys - The bowling machinery, video and electrical wiring for the machinery and loose equipment are not rateable. | Referencer to ascertain during on site inspecion in accordance with the Rating Manual Section 130:Bowling Alleys and Practice Note 1:2020 - Bowling Alleys | Referencer to ascertain during on site inspecion in accordance with the Rating Manual Section 130:Bowling Alleys and Practice Note 1:2020 - Bowling Alleys | None | None | Due to Covid restrictions unable to undertake site inspection. | - |  | m2 | 10 Lane | 2 - LEISURE | Wayne Cox | Angela Annamalai | #N/A | Option 1 | ERROR | 0% | 0 | 0 | 0% | 0% | 0 | 0% | ERC Over-ridden | Ian Walker | VOA_GPN_GOV_UK\7231506 | 2021-01-15 | High | This ERC is at high risk. There is a lack of evidence due to no FOR data and very litttle reliable data from manufacturers: Further "Practice note 2021 - bowling alleys: appendix 1" details the %-age addition for fit-out additions to be applied to the shell rate; the %-age addition for fit out detailed in the practice note appears to be provided by the Leisure VP without reference to the Rating Cost Guide or BEAMs Team. The leisure valuer confirmed that the leisure team do not refer to the Rating Cost Guide when valuing bowling alleys. In terms of Rateable and Non-Rateable elements I have referenced the valuer back to the relevant section of the Rating Manual for further guidance. Determining whether or not an element is rateable is a matter of law and the valuer should be able to apply their own specialist knowledge of Rating to current legislation to determine if an element is rateable or not. This is beyond the scope of the Cost Guide. | High | This ERC is at high risk. There is a lack of evidence due to no FOR data and very litttle reliable data from manufacturers: Further "Practice note 2021 - bowling alleys: appendix 1" details the %-age addition for fit-out additions to be applied to the shell rate; the %-age addition for fit out detailed in the practice note appears to be provided by the Leisure VP without reference to the Rating Cost Guide or BEAMs Team. The leisure valuer confirmed that the leisure team do not refer to the Rating Cost Guide when valuing bowling alleys. In terms of Rateable and Non-Rateable elements I have referenced the valuer back to the relevant section of the Rating Manual for further guidance. Determining whether or not an element is rateable is a matter of law and the valuer should be able to apply their own specialist knowledge of Rating to current legislation to determine if an element is rateable or not. This is beyond the scope of the Cost Guide. | Ryan, No data available. PA confirmed upload with no cost was previously STS Subject to Scheme. Email 15/1/21 | - | NA | SPONS A&B | 1.56 | (BEAMS Note 2) The ERC for this item should be added to all other rateable items on the hereditament (except land). Therefore the total of the ERC of the other Building Items and the P&M ERC (where applicable) to enable the correct contract size adjustment to be made. ERC of Building Component + ERC of P&M = Total ERC to which contract size adjustment should be applied. The appropriate % adjustment should be made in accordance with the scale for contract size adjustment specified under section 6 of the RCG 2021 Guidance notes. The currency ERC rates are set at £4m (Four Million Pounds) @ 1st April 2019 (AVD) for the RCG 2021 Publication. | None | Due to Covid restrictions unable to undertake site inspection. | 2 | TRUE
456 | 50U00B | 9529 | 50U00B | Bullion Stores | EO for creating a strong room within a warehouse building | Additional strength to concrete floor, walls & ceiling including re-enforcement | - | - | Increased concrete thickness to floor slab (300mm) with increase reinforcement; reinforced concrete lid (200mm); 2 skins of dense blockwork (190mm) walls with reinforced concrete cavity filling (85mm) . - based on a Strong Room GIA of 100m2 | Considered Not Applicable at time of Publication | (BEAMS Note 2) The ERC for this item should be added to all other rateable items on the hereditament (except land). Therefore the total of the ERC of the other Building Items and the P&M ERC (where applicable) to enable the correct contract size adjustment to be made. ERC of Building Component + ERC of P&M = Total ERC to which contract size adjustment should be applied. The appropriate % adjustment should be made in accordance with the scale for contract size adjustment specified under section 6 of the RCG 2023 Guidance notes. The currency ERC rates are set at £4m (Four Million Pounds) @ 1st April 2021 (AVD) for the RCG 2023 Publication. | Excludes External Works, sprinklers, silos, containers. Assumes built within an existing Warehouse type building. | - | - | - | - | - | - | - | - | - |  | M2 | m2 | NA | NA | NA | #N/A | Option 1 | ERROR | 0% | 525.7868 | 377.5023 | 0% | 0% | 377.5023 | 0% | Indexed | NA | VOA_GPN_GOV_UK\7246041 | 2019-08-30 | Low | Amber | Medium | Risk taken from previous CG | - | - | NA | SPONS A&B | NA | (BEAMS Note 2) The ERC for this item should be added to all other rateable items on the hereditament (except land). Therefore the total of the ERC of the other Building Items and the P&M ERC (where applicable) to enable the correct contract size adjustment to be made. ERC of Building Component + ERC of P&M = Total ERC to which contract size adjustment should be applied. The appropriate % adjustment should be made in accordance with the scale for contract size adjustment specified under section 6 of the RCG 2021 Guidance notes. The currency ERC rates are set at £4m (Four Million Pounds) @ 1st April 2019 (AVD) for the RCG 2021 Publication. | - | - | 2 | TRUE
457 | 50U00C | 9530 | 50U00C | Bullion Stores | Piling allowance 9m long for building GIA 100m2 | 9m long piles at 2m spacing | - | - | Piling allowance 9m long including ground beams. - based on a building GIA of 100m2 | Location Adjustment Applicable (See Guidance Notes) - ERC = UK mean of 1.00 | (BEAMS Note 2) The ERC for this item should be added to all other rateable items on the hereditament (except land). Therefore the total of the ERC of the other Building Items and the P&M ERC (where applicable) to enable the correct contract size adjustment to be made. ERC of Building Component + ERC of P&M = Total ERC to which contract size adjustment should be applied. The appropriate % adjustment should be made in accordance with the scale for contract size adjustment specified under section 6 of the RCG 2023 Guidance notes. The currency ERC rates are set at £4m (Four Million Pounds) @ 1st April 2021 (AVD) for the RCG 2023 Publication. | Applies to Strong room GIA only | - | - | - | - | - | - | - | - | - |  | M2 | m2 | NA | NA | NA | #N/A | Option 1 | ERROR | 0% | 245.2219 | 176.0635 | 0% | 0% | 176.0635 | 0% | Indexed | NA | VOA_GPN_GOV_UK\7246041 | 2019-08-30 | Low | Amber | Medium | Risk taken from previous CG | - | - | NA | SPONS A&B | NA | (BEAMS Note 2) The ERC for this item should be added to all other rateable items on the hereditament (except land). Therefore the total of the ERC of the other Building Items and the P&M ERC (where applicable) to enable the correct contract size adjustment to be made. ERC of Building Component + ERC of P&M = Total ERC to which contract size adjustment should be applied. The appropriate % adjustment should be made in accordance with the scale for contract size adjustment specified under section 6 of the RCG 2021 Guidance notes. The currency ERC rates are set at £4m (Four Million Pounds) @ 1st April 2019 (AVD) for the RCG 2021 Publication. | - | - | 2 | TRUE
| 50U00A |  | 50U00A | Bullion Stores | Purpose Built Bullion Store and Cash Handling Units | Concrete and Steel frame 2 storey admin building with secure loading areas and surface and underground vaults for storage. | - | - | Concrete and Steel frame 2 storey admin building with secure loading areas and surface and underground vaults for storage. High security perimeter fencing, hardened barrier gates and anti ram deffences. High specification survielance and alarm systems. | Location Adjustment Applicable (See Guidance Notes) - ERC = UK mean of 1.00 | (BEAMS Note 2) The ERC for this item should be added to all other rateable items on the hereditament (except land). Therefore the total of the ERC of the other Building Items and the P&M ERC (where applicable) to enable the correct contract size adjustment to be made. ERC of Building Component + ERC of P&M = Total ERC to which contract size adjustment should be applied. The appropriate % adjustment should be made in accordance with the scale for contract size adjustment specified under section 6 of the RCG 2023 Guidance notes. The currency ERC rates are set at £4m (Four Million Pounds) @ 1st April 2021 (AVD) for the RCG 2023 Publication. | - | - | - | - | - | - | - | No photo | No photo | - |  | m2 | - | Please Select | - | - | #N/A | Option 1 | ERROR | 0% | 2262 | 1624.0619 | 0% | 0% | 1624.0619 | 0% | Elemental Analysis (multiple) | P Tompkinson | VOA_GPN_GOV_UK\7249103 | 2021-02-23 | - | - | Medium | - | - | 1 piece of evidence. | NA | SPONS A&B | 1.56 | (BEAMS Note 2) The ERC for this item should be added to all other rateable items on the hereditament (except land). Therefore the total of the ERC of the other Building Items and the P&M ERC (where applicable) to enable the correct contract size adjustment to be made. ERC of Building Component + ERC of P&M = Total ERC to which contract size adjustment should be applied. The appropriate % adjustment should be made in accordance with the scale for contract size adjustment specified under section 6 of the RCG 2021 Guidance notes. The currency ERC rates are set at £4m (Four Million Pounds) @ 1st April 2019 (AVD) for the RCG 2021 Publication. | No photo | No photo | 2 | TRUE
458 | 50U00D | 9531 | 50U00D | Bullion Stores | Standard Strong room door and frame | Strong room doors and frame to European Standard VDS EN-1143-1 | Typical Grade 5 | - | Strong room doors and frame to European Standard VDS EN-1143-1 (Grades between 5 - 11) - Typical Grade 5 | Considered Not Applicable at time of Publication | (BEAMS Note 2) The ERC for this item should be added to all other rateable items on the hereditament (except land). Therefore the total of the ERC of the other Building Items and the P&M ERC (where applicable) to enable the correct contract size adjustment to be made. ERC of Building Component + ERC of P&M = Total ERC to which contract size adjustment should be applied. The appropriate % adjustment should be made in accordance with the scale for contract size adjustment specified under section 6 of the RCG 2023 Guidance notes. The currency ERC rates are set at £4m (Four Million Pounds) @ 1st April 2021 (AVD) for the RCG 2023 Publication. | Cost is in addition to the basic build cost. | - | - | - | - | - | - | - | - | - |  | M2 | m2 | NA | NA | NA | #N/A | Option 1 | ERROR | 0% | 8619.2001 | 6188.3796 | 0% | 0% | 6188.3796 | 0% | Indexed | NA | VOA_GPN_GOV_UK\7246041 | 2019-08-30 | Low | Amber | Medium | Risk taken from previous CG | - | - | NA | SPONS A&B | NA | (BEAMS Note 2) The ERC for this item should be added to all other rateable items on the hereditament (except land). Therefore the total of the ERC of the other Building Items and the P&M ERC (where applicable) to enable the correct contract size adjustment to be made. ERC of Building Component + ERC of P&M = Total ERC to which contract size adjustment should be applied. The appropriate % adjustment should be made in accordance with the scale for contract size adjustment specified under section 6 of the RCG 2021 Guidance notes. The currency ERC rates are set at £4m (Four Million Pounds) @ 1st April 2019 (AVD) for the RCG 2021 Publication. | - | - | 2 | TRUE
459 | 50U00E | 9532 | 50U00E | Bullion Stores | Standard Strong room door and frame | Strong room doors and frame to European Standard VDS EN-1143-1 | Typical Grade 8 | - | Strong room doors and frame to European Standard VDS EN-1143-1 (Grades between 5 - 11) - Typical Grade 8 | Considered Not Applicable at time of Publication | (BEAMS Note 2) The ERC for this item should be added to all other rateable items on the hereditament (except land). Therefore the total of the ERC of the other Building Items and the P&M ERC (where applicable) to enable the correct contract size adjustment to be made. ERC of Building Component + ERC of P&M = Total ERC to which contract size adjustment should be applied. The appropriate % adjustment should be made in accordance with the scale for contract size adjustment specified under section 6 of the RCG 2023 Guidance notes. The currency ERC rates are set at £4m (Four Million Pounds) @ 1st April 2021 (AVD) for the RCG 2023 Publication. | Cost is in addition to the basic build cost. | - | - | - | - | - | - | - | - | - |  | M2 | m2 | NA | NA | NA | #N/A | Option 1 | ERROR | 0% | 10343.0401 | 7426.0555 | 0% | 0% | 7426.0555 | 0% | Indexed | NA | VOA_GPN_GOV_UK\7246041 | 2019-08-30 | Low | Amber | Medium | Risk taken from previous CG | - | - | NA | SPONS A&B | NA | (BEAMS Note 2) The ERC for this item should be added to all other rateable items on the hereditament (except land). Therefore the total of the ERC of the other Building Items and the P&M ERC (where applicable) to enable the correct contract size adjustment to be made. ERC of Building Component + ERC of P&M = Total ERC to which contract size adjustment should be applied. The appropriate % adjustment should be made in accordance with the scale for contract size adjustment specified under section 6 of the RCG 2021 Guidance notes. The currency ERC rates are set at £4m (Four Million Pounds) @ 1st April 2019 (AVD) for the RCG 2021 Publication. | - | - | 2 | TRUE
460 | 50U00F | 9533 | 50U00F | Bullion Stores | Standard Strong room door and frame | Strong room doors and frame to European Standard VDS EN-1143-1 | Typical Grade 11 | - | Strong room doors and frame to European Standard VDS EN-1143-1 (Grades between 5 - 11) - Typical Grade 11 | Considered Not Applicable at time of Publication | (BEAMS Note 2) The ERC for this item should be added to all other rateable items on the hereditament (except land). Therefore the total of the ERC of the other Building Items and the P&M ERC (where applicable) to enable the correct contract size adjustment to be made. ERC of Building Component + ERC of P&M = Total ERC to which contract size adjustment should be applied. The appropriate % adjustment should be made in accordance with the scale for contract size adjustment specified under section 6 of the RCG 2023 Guidance notes. The currency ERC rates are set at £4m (Four Million Pounds) @ 1st April 2021 (AVD) for the RCG 2023 Publication. | Cost is in addition to the basic build cost. | - | - | - | - | - | - | - | - | - |  | M2 | m2 | NA | NA | NA | #N/A | Option 1 | ERROR | 0% | 17238.4002 | 12376.7592 | 0% | 0% | 12376.7592 | 0% | Indexed | NA | VOA_GPN_GOV_UK\7246041 | 2019-08-30 | Low | Amber | Medium | Risk taken from previous CG | - | - | NA | SPONS A&B | NA | (BEAMS Note 2) The ERC for this item should be added to all other rateable items on the hereditament (except land). Therefore the total of the ERC of the other Building Items and the P&M ERC (where applicable) to enable the correct contract size adjustment to be made. ERC of Building Component + ERC of P&M = Total ERC to which contract size adjustment should be applied. The appropriate % adjustment should be made in accordance with the scale for contract size adjustment specified under section 6 of the RCG 2021 Guidance notes. The currency ERC rates are set at £4m (Four Million Pounds) @ 1st April 2019 (AVD) for the RCG 2021 Publication. | - | - | 2 | TRUE
461 | STS004 | 4989 | STS004 | Bullion Stores | Subject to scheme | - | - | - | - | Location Adjustment Applicable (See Guidance Notes) - ERC = UK mean of 1.00 | (BEAMS Note 2) The ERC for this item should be added to all other rateable items on the hereditament (except land). Therefore the total of the ERC of the other Building Items and the P&M ERC (where applicable) to enable the correct contract size adjustment to be made. ERC of Building Component + ERC of P&M = Total ERC to which contract size adjustment should be applied. The appropriate % adjustment should be made in accordance with the scale for contract size adjustment specified under section 6 of the RCG 2023 Guidance notes. The currency ERC rates are set at £4m (Four Million Pounds) @ 1st April 2021 (AVD) for the RCG 2023 Publication. | - | - | - | - | - | - | - | - | - | 77777 |  | STS | - | NA | NA | NA | #N/A | Option 1 | ERROR | 0% | 0 | 0 | 0% | 0% | 0 | 0% | Indexed | NA | VOA_GPN_GOV_UK\7246041 | 2019-08-30 | Low | Amber | Medium | Risk taken from previous CG | - | - | NA | BCIS | NA | (BEAMS Note 2) The ERC for this item should be added to all other rateable items on the hereditament (except land). Therefore the total of the ERC of the other Building Items and the P&M ERC (where applicable) to enable the correct contract size adjustment to be made. ERC of Building Component + ERC of P&M = Total ERC to which contract size adjustment should be applied. The appropriate % adjustment should be made in accordance with the scale for contract size adjustment specified under section 6 of the RCG 2021 Guidance notes. The currency ERC rates are set at £4m (Four Million Pounds) @ 1st April 2019 (AVD) for the RCG 2021 Publication. | - | - | 2 | TRUE
462 | 33U40A | 7743 | 33U40A | Bund Walls | Brick | Engineering bricks with brick on edge coping | 1m high | One brick thick | One brick thick in engineering bricks with brick on edge coping 1.0m high | Location Adjustment Applicable (See Guidance Notes) - ERC = UK mean of 1.00 | (BEAMS Note 2) The ERC for this item should be added to all other rateable items on the hereditament (except land). Therefore the total of the ERC of the other Building Items and the P&M ERC (where applicable) to enable the correct contract size adjustment to be made. ERC of Building Component + ERC of P&M = Total ERC to which contract size adjustment should be applied. The appropriate % adjustment should be made in accordance with the scale for contract size adjustment specified under section 6 of the RCG 2023 Guidance notes. The currency ERC rates are set at £4m (Four Million Pounds) @ 1st April 2021 (AVD) for the RCG 2023 Publication. | Cost is per linear metre | Overall length x height | - | - | - | - | - | None | None | 10026 |  | m | - | 3 - INDUSTRIAL | David Grace | Allan Stripp | 89.9745 | Option 2 | 111.5508 | 23.98% | 197 | 148.8856 | 65.48% | 33.47% | 148.8856 | 65.48% | ERC Over-ridden | J.A. Grand | VOA_GPN_GOV_UK\6093530 | 2020-11-10 | Low | Amber | High | - | 2017 costs indexed/unit added | - | NA | SPONS A&B | 1.56 | (BEAMS Note 2) The ERC for this item should be added to all other rateable items on the hereditament (except land). Therefore the total of the ERC of the other Building Items and the P&M ERC (where applicable) to enable the correct contract size adjustment to be made. ERC of Building Component + ERC of P&M = Total ERC to which contract size adjustment should be applied. The appropriate % adjustment should be made in accordance with the scale for contract size adjustment specified under section 6 of the RCG 2021 Guidance notes. The currency ERC rates are set at £4m (Four Million Pounds) @ 1st April 2019 (AVD) for the RCG 2021 Publication. | None | None | 2 | TRUE
463 | 33U40C | 8706 | 33U40C | Bund Walls | Brick | Engineering bricks with brick on edge coping | 2m high | One brick thick | One brick thick in engineering bricks with brick on edge coping 2.0m high | Location Adjustment Applicable (See Guidance Notes) - ERC = UK mean of 1.00 | (BEAMS Note 2) The ERC for this item should be added to all other rateable items on the hereditament (except land). Therefore the total of the ERC of the other Building Items and the P&M ERC (where applicable) to enable the correct contract size adjustment to be made. ERC of Building Component + ERC of P&M = Total ERC to which contract size adjustment should be applied. The appropriate % adjustment should be made in accordance with the scale for contract size adjustment specified under section 6 of the RCG 2023 Guidance notes. The currency ERC rates are set at £4m (Four Million Pounds) @ 1st April 2021 (AVD) for the RCG 2023 Publication. | Cost is per linerar metre | Overall length x height | - | - | Slabs under | - | - | None | None | 10026 |  | m | - | 3 - INDUSTRIAL | David Grace | Allan Stripp | 173.7744 | Option 2 | 215.4462 | 23.98% | 318 | 240.333 | 38.3% | 11.55% | 240.333 | 38.3% | ERC Over-ridden | J.A. Grand | VOA_GPN_GOV_UK\6093530 | 2020-11-10 | Low | Amber | High | I provided a cost information schedule to Allan Stripp.- valuer. P. Avo advised that suitable cost info had not been provided. PA advised to re-index. | 2017 erc indexed/unit added | - | NA | SPONS A&B | 1.56 | (BEAMS Note 2) The ERC for this item should be added to all other rateable items on the hereditament (except land). Therefore the total of the ERC of the other Building Items and the P&M ERC (where applicable) to enable the correct contract size adjustment to be made. ERC of Building Component + ERC of P&M = Total ERC to which contract size adjustment should be applied. The appropriate % adjustment should be made in accordance with the scale for contract size adjustment specified under section 6 of the RCG 2021 Guidance notes. The currency ERC rates are set at £4m (Four Million Pounds) @ 1st April 2019 (AVD) for the RCG 2021 Publication. | None | None | 2 | TRUE
464 | 33U40G | 8707 | 33U40G | Bund Walls | Concrete | Reinforced concrete wall | 1m high | 150mm thick | A bund wall is usually a low wall built to contain leaks ro sspillage from, from example, a free standing fuel tank. 150mm thick concrete wall 1.0m high | Location Adjustment Applicable (See Guidance Notes) - ERC = UK mean of 1.00 | (BEAMS Note 2) The ERC for this item should be added to all other rateable items on the hereditament (except land). Therefore the total of the ERC of the other Building Items and the P&M ERC (where applicable) to enable the correct contract size adjustment to be made. ERC of Building Component + ERC of P&M = Total ERC to which contract size adjustment should be applied. The appropriate % adjustment should be made in accordance with the scale for contract size adjustment specified under section 6 of the RCG 2023 Guidance notes. The currency ERC rates are set at £4m (Four Million Pounds) @ 1st April 2021 (AVD) for the RCG 2023 Publication. | Cost is per linear metre | Overall length x height | - | - | - | - | - | None | None | 10026 |  | m | - | 3 - INDUSTRIAL | David Grace | Allan Stripp | 94.3851 | Option 2 | 117.019 | 23.98% | 270 | 204.0564 | 116.2% | 74.38% | 204.0564 | 116.2% | ERC Over-ridden | J.A. Grand | VOA_GPN_GOV_UK\6093530 | 2020-11-10 | Low | Amber | High | I provided a cost information schedule to Allan Stripp.- valuer. P. Avo advised that suitable cost info had not been provided. PA advised to re-index. | 2017 indexed/unit added | - | NA | SPONS A&B | 1.56 | (BEAMS Note 2) The ERC for this item should be added to all other rateable items on the hereditament (except land). Therefore the total of the ERC of the other Building Items and the P&M ERC (where applicable) to enable the correct contract size adjustment to be made. ERC of Building Component + ERC of P&M = Total ERC to which contract size adjustment should be applied. The appropriate % adjustment should be made in accordance with the scale for contract size adjustment specified under section 6 of the RCG 2021 Guidance notes. The currency ERC rates are set at £4m (Four Million Pounds) @ 1st April 2019 (AVD) for the RCG 2021 Publication. | None | None | 2 | TRUE
465 | 33U40K | 7745 | 33U40K | Bund Walls | Concrete | Reinforced concrete wall | 2m high | 150mm thick | A bund wall is usually a low wall built to contain leaks or spillage from, for example, a free standing fuel tank | Location Adjustment Applicable (See Guidance Notes) - ERC = UK mean of 1.00 | (BEAMS Note 2) The ERC for this item should be added to all other rateable items on the hereditament (except land). Therefore the total of the ERC of the other Building Items and the P&M ERC (where applicable) to enable the correct contract size adjustment to be made. ERC of Building Component + ERC of P&M = Total ERC to which contract size adjustment should be applied. The appropriate % adjustment should be made in accordance with the scale for contract size adjustment specified under section 6 of the RCG 2023 Guidance notes. The currency ERC rates are set at £4m (Four Million Pounds) @ 1st April 2021 (AVD) for the RCG 2023 Publication. | Cost is per linear metre | Overall length x height | - | - | Slabs under | - | - | None in RCG2017 | None in RCG2017 | 10026 |  | m | - | 3 - INDUSTRIAL | David Grace | Allan Stripp | 187.888 | Option 2 | 232.9443 | 23.98% | 482 | 364.2784 | 93.88% | 56.38% | 364.2784 | 93.88% | ERC Over-ridden | J.A. Grand | VOA_GPN_GOV_UK\6093530 | 2020-11-10 | Low | Amber | High | I provided a cost information schedule to Allan Stripp.- valuer. P. Avo advised that suitable cost info had not been provided. PA advised to re-index. | 2017 indexed/unit added | - | NA | SPONS A&B | 1.56 | (BEAMS Note 2) The ERC for this item should be added to all other rateable items on the hereditament (except land). Therefore the total of the ERC of the other Building Items and the P&M ERC (where applicable) to enable the correct contract size adjustment to be made. ERC of Building Component + ERC of P&M = Total ERC to which contract size adjustment should be applied. The appropriate % adjustment should be made in accordance with the scale for contract size adjustment specified under section 6 of the RCG 2021 Guidance notes. The currency ERC rates are set at £4m (Four Million Pounds) @ 1st April 2019 (AVD) for the RCG 2021 Publication. | None in RCG2017 | None in RCG2017 | 2 | TRUE
466 | 33U40P | 6590 | 33U40P | Bund Walls | Earth | 4m wide at base - 1m wide at top | 1m high | - | An earth bund is usually a low bank built to contain leaks or spillage from, for example, a free standing fuel tank. Earth bunds are often identical to berms but may be shallower and do not usually act as blast protection. See Bunds- 33U 40P. Embankment Wall, reinforced with Tensar Uniaxial Geogrid ref 55 RE 55Kn/m, laid horizontaly to 100% verticle height of slope at 1.0 m centres, filling with excavated material spoil compactded in layers | Location Adjustment Applicable (See Guidance Notes) - ERC = UK mean of 1.00 | (BEAMS Note 2) The ERC for this item should be added to all other rateable items on the hereditament (except land). Therefore the total of the ERC of the other Building Items and the P&M ERC (where applicable) to enable the correct contract size adjustment to be made. ERC of Building Component + ERC of P&M = Total ERC to which contract size adjustment should be applied. The appropriate % adjustment should be made in accordance with the scale for contract size adjustment specified under section 6 of the RCG 2023 Guidance notes. The currency ERC rates are set at £4m (Four Million Pounds) @ 1st April 2021 (AVD) for the RCG 2023 Publication. | This cost is based on the assumption that the bund is built on a site cleared of organic topsoil and having normal load bearing capacity. see also variations | 1.The height (vertically) 2.The width at the base 3.What is covered with i.e. grass, earth, boulders. 4.Length 5.Age 6. Width at top 7 Slope lenght( base totop) | Class 2 Table 2(f) Protection from Hazards or Class 4 Table 3. | - | - | Tanks, settings | Surface area within bund maybe gravel or stone finished. Allow rate for enclosed area from vocg ref 33U1QA if required | Bund Walls - Earth | None in RCG2017 | 10027 |  | m | - | 3 - INDUSTRIAL | David Grace | Allan Stripp | 65.2756 | Option 2 | 80.929 | 23.98% | 247 | 186.6738 | 186% | 130.7% | 186.6738 | 186% | ERC Over-ridden | J.A. Grand | VOA_GPN_GOV_UK\6093530 | 2020-11-10 | Low | Amber | High | I provided a cost information schedule to Allan Stripp.- valuer. P. Avo advised that suitable cost info had not been provided. PA advised to re-index. | 2017 indexed/unit added/variation amended | - | NA | SPONS A&B | 1.56 | (BEAMS Note 2) The ERC for this item should be added to all other rateable items on the hereditament (except land). Therefore the total of the ERC of the other Building Items and the P&M ERC (where applicable) to enable the correct contract size adjustment to be made. ERC of Building Component + ERC of P&M = Total ERC to which contract size adjustment should be applied. The appropriate % adjustment should be made in accordance with the scale for contract size adjustment specified under section 6 of the RCG 2021 Guidance notes. The currency ERC rates are set at £4m (Four Million Pounds) @ 1st April 2019 (AVD) for the RCG 2021 Publication. | Bund Walls - Earth | None in RCG2017 | 2 | TRUE
467 | 33U40T | 6757 | 33U40T | Bund Walls | Earth | 6m wide at base - 1m wide at top | 2m high | - | An earth bund is usually a low bank built to contain leaks or spillage from, for example, a free standing fuel tank. Earth bunds are often identical to berms but may be shallower and do not usually act as blast protection. See Bunds- 33U 40P. Embankment Wall, reinforced with Tensar Uniaxial Geogrid ref 55 RE 55Kn/m, laid horizontaly to 100% verticle height of slope at 1.0 m centres, filling with excavated material spoil composted in layers | Location Adjustment Applicable (See Guidance Notes) - ERC = UK mean of 1.00 | (BEAMS Note 2) The ERC for this item should be added to all other rateable items on the hereditament (except land). Therefore the total of the ERC of the other Building Items and the P&M ERC (where applicable) to enable the correct contract size adjustment to be made. ERC of Building Component + ERC of P&M = Total ERC to which contract size adjustment should be applied. The appropriate % adjustment should be made in accordance with the scale for contract size adjustment specified under section 6 of the RCG 2023 Guidance notes. The currency ERC rates are set at £4m (Four Million Pounds) @ 1st April 2021 (AVD) for the RCG 2023 Publication. | This cost is based on the assumption that the bund is built on a site cleared of organic topsoil and having normal load bearing capacity. see also variations | 1.The height (vertically) 2.The width at the base 3.What is covered with i.e. grass, earth, boulders. 4.Length 5.Age 6. Width at top 7 Slope lenght( base totop) | Class 2 Table 2(f) Protection from Hazards or Class 4 Table 3 | - | - | Tanks, settings | Surface area within bund maybe gravel or stone finshed. Allow rate for enclosed area from vocg ref 33U1QA if required | Bund Walls - Earth | None in RCG 2017 | 10027 |  | m | - | 3 - INDUSTRIAL | David Grace | Allan Stripp | 166.7175 | Option 2 | 206.6971 | 23.98% | 264.0492 | 199.559 | 19.7% | -3.453% | 199.559 | 19.7% | ERC Over-ridden | J.A. Grand | VOA_GPN_GOV_UK\6093530 | 2021-07-29 | Low | Amber | Medium | I provided a cost information schedule to Allan Stripp.- valuer. P. Avo advised that suitable cost info had not been provided. PA advised to re-index. | 2017 indexed/unit added/variation amended | Jeff had indexed from 2017 rate, negating RB alterations in 2021. I've now found RB's workings and the original 2017 build-up and reworked this code. I've also updated indices following QA. | NA | SPONS A&B | 1.561 | (BEAMS Note 2) The ERC for this item should be added to all other rateable items on the hereditament (except land). Therefore the total of the ERC of the other Building Items and the P&M ERC (where applicable) to enable the correct contract size adjustment to be made. ERC of Building Component + ERC of P&M = Total ERC to which contract size adjustment should be applied. The appropriate % adjustment should be made in accordance with the scale for contract size adjustment specified under section 6 of the RCG 2021 Guidance notes. The currency ERC rates are set at £4m (Four Million Pounds) @ 1st April 2019 (AVD) for the RCG 2021 Publication. | Bund Walls - Earth | None in RCG 2017 | 2 | TRUE
468 | 33U40X | 6626 | 33U40X | Bund Walls | Reinforced concrete | Lined with flexible membrane | 1m high | - | Bund wall constructed using pressed steel panels with rolled edges and possible cross bracing for strengthening. Joints sealed against leakage as with joint to concrete base with appropriate sealant. Variation may include GRP panels of similar design. Use may be restricted dependant on tank contents. | Location Adjustment Applicable (See Guidance Notes) - ERC = UK mean of 1.00 | (BEAMS Note 2) The ERC for this item should be added to all other rateable items on the hereditament (except land). Therefore the total of the ERC of the other Building Items and the P&M ERC (where applicable) to enable the correct contract size adjustment to be made. ERC of Building Component + ERC of P&M = Total ERC to which contract size adjustment should be applied. The appropriate % adjustment should be made in accordance with the scale for contract size adjustment specified under section 6 of the RCG 2023 Guidance notes. The currency ERC rates are set at £4m (Four Million Pounds) @ 1st April 2021 (AVD) for the RCG 2023 Publication. | Cost per linear metre | Overall length x height | - | - | - | - | - | None in RCG2017 | None in RCG2017 | 10026 |  | m | - | 3 - INDUSTRIAL | David Grace | Allan Stripp | 220.5258 | Option 2 | 273.4088 | 23.98% | 381 | 287.9462 | 30.57% | 5.317% | 287.9462 | 30.57% | ERC Over-ridden | J.A. Grand | VOA_GPN_GOV_UK\6093530 | 2020-11-10 | Low | Amber | High | I provided a cost information schedule to Allan Stripp.- valuer. P. Avo advised that suitable cost info had not been provided. PA advised to re-index. | 2017 indexed. Unit added | - | NA | SPONS A&B | 1.56 | (BEAMS Note 2) The ERC for this item should be added to all other rateable items on the hereditament (except land). Therefore the total of the ERC of the other Building Items and the P&M ERC (where applicable) to enable the correct contract size adjustment to be made. ERC of Building Component + ERC of P&M = Total ERC to which contract size adjustment should be applied. The appropriate % adjustment should be made in accordance with the scale for contract size adjustment specified under section 6 of the RCG 2021 Guidance notes. The currency ERC rates are set at £4m (Four Million Pounds) @ 1st April 2019 (AVD) for the RCG 2021 Publication. | None in RCG2017 | None in RCG2017 | 2 | TRUE
469 | 33U40Z | 6552 | 33U40Z | Bund Walls | Reinforced Concrete | Lined with flexible membrane | 2m high | - | Bund wall constructed using pressed steel panels with rolled edges and possible crosss bracing for strenthening. Joints sealedaginst leakage as with joint to concrte base with approprate sealant. Variation may include GRP panels of similar design. Use may be restricted dependant on tank contents. | Location Adjustment Applicable (See Guidance Notes) - ERC = UK mean of 1.00 | (BEAMS Note 2) The ERC for this item should be added to all other rateable items on the hereditament (except land). Therefore the total of the ERC of the other Building Items and the P&M ERC (where applicable) to enable the correct contract size adjustment to be made. ERC of Building Component + ERC of P&M = Total ERC to which contract size adjustment should be applied. The appropriate % adjustment should be made in accordance with the scale for contract size adjustment specified under section 6 of the RCG 2023 Guidance notes. The currency ERC rates are set at £4m (Four Million Pounds) @ 1st April 2021 (AVD) for the RCG 2023 Publication. | Cost per linear metre | Overall length x height | - | - | - | - | - | No photographs in RCG2017 | No photographs in RCG2017 | 10026 |  | m | - | 3 - INDUSTRIAL | David Grace | Allan Stripp | 441.0517 | Option 2 | 546.8177 | 23.98% | 704 | 532.0581 | 20.63% | -2.699% | 532.0581 | 20.63% | ERC Over-ridden | J.A. Grand | VOA_GPN_GOV_UK\6093530 | 2020-11-10 | Low | Amber | High | I provided a cost information schedule to Allan Stripp.- valuer. P. Avo advised that suitable cost info had not been provided. PA advised to re-index. | 2017 indexed. Unit added | - | NA | SPONS A&B | 1.56 | (BEAMS Note 2) The ERC for this item should be added to all other rateable items on the hereditament (except land). Therefore the total of the ERC of the other Building Items and the P&M ERC (where applicable) to enable the correct contract size adjustment to be made. ERC of Building Component + ERC of P&M = Total ERC to which contract size adjustment should be applied. The appropriate % adjustment should be made in accordance with the scale for contract size adjustment specified under section 6 of the RCG 2021 Guidance notes. The currency ERC rates are set at £4m (Four Million Pounds) @ 1st April 2019 (AVD) for the RCG 2021 Publication. | No photographs in RCG2017 | No photographs in RCG2017 | 2 | TRUE
470 | 43500B | 4807 | 43500B | Bunkers | Concrete Hopper | Double | GIV | - | Reinforced concrete foundations and frame, corrugated asbestos or metal sheeting wall and roof cladding. The typical building is 13.7m x 6.6m x 16.75m high. The hoppers are supported on concrete columns and may be around 5.3 x 5.3m and 10.0m high. The building is likely to be fed by conveyors in housings. Each hopper size will be around 281m3. Hopper capacity 325 tonnes of coal. The cubic content of the whole structure is 1537m3. | Location Adjustment Applicable (See Guidance Notes) - ERC = UK mean of 1.00 | (BEAMS Note 2) The ERC for this item should be added to all other rateable items on the hereditament (except land). Therefore the total of the ERC of the other Building Items and the P&M ERC (where applicable) to enable the correct contract size adjustment to be made. ERC of Building Component + ERC of P&M = Total ERC to which contract size adjustment should be applied. The appropriate % adjustment should be made in accordance with the scale for contract size adjustment specified under section 6 of the RCG 2023 Guidance notes. The currency ERC rates are set at £4m (Four Million Pounds) @ 1st April 2021 (AVD) for the RCG 2023 Publication. | The typical building is 13.7m x 6.6m x 16.75m high. The hoppers are supported on concrete columns and may be around 5.3 x 5.3m and 10.0m high. The building is likely to be fed by conveyors in housings. Each hopper size will be around 281m3. Hopper capacity 325 tonnes of coal. The cubic content of the whole structure is 1537m3. | Cubic volume of whole building measured externally. | - | - | Conveyors, housings, trestles, walkways | The plant and machinery listed in the description has been included in this costing. | - | There is no photo in 2017RCG for DOUBLE concrete hoppers. The single photo has been used. Single concrete hopper. | A reinforced concrete building containing a concrete hopper bottomed bunker silo supported on concrete columns and used for storing coke, coal, iron ore. | 10057 |  | m3 | - | 3 - INDUSTRIAL | David Grace | S. Moorby | 132.3155 | Option 2 | 164.0453 | 23.98% | 184 | 139.0606 | 5.098% | -15.23% | 139.0606 | 5.098% | ERC Over-ridden | J.A. Grand | VOA_GPN_GOV_UK\6093530 | 2021-03-10 | Low | Amber | High | No current costs available from S. Moorby / T. O'Dwyer or contractors. Checked 2017 costs and re-indexed. | - | Jeff has used 2017 to index, but CG2021 identified compounded errors in 2017 rates and corrected. By reverting to 2017 this has negated work done last time and so I've indexed 2021 rates. | NA | SPONS A&B | 1.56 | (BEAMS Note 2) The ERC for this item should be added to all other rateable items on the hereditament (except land). Therefore the total of the ERC of the other Building Items and the P&M ERC (where applicable) to enable the correct contract size adjustment to be made. ERC of Building Component + ERC of P&M = Total ERC to which contract size adjustment should be applied. The appropriate % adjustment should be made in accordance with the scale for contract size adjustment specified under section 6 of the RCG 2021 Guidance notes. The currency ERC rates are set at £4m (Four Million Pounds) @ 1st April 2019 (AVD) for the RCG 2021 Publication. | There is no photo in 2017RCG for DOUBLE concrete hoppers. The single photo has been used. Single concrete hopper. | A reinforced concrete building containing a concrete hopper bottomed bunker silo supported on concrete columns and used for storing coke, coal, iron ore. | 2 | TRUE
471 | 43500A | 4653 | 43500A | Bunkers | Concrete Hopper | Single | GIV | - | - | Location Adjustment Applicable (See Guidance Notes) - ERC = UK mean of 1.00 | (BEAMS Note 2) The ERC for this item should be added to all other rateable items on the hereditament (except land). Therefore the total of the ERC of the other Building Items and the P&M ERC (where applicable) to enable the correct contract size adjustment to be made. ERC of Building Component + ERC of P&M = Total ERC to which contract size adjustment should be applied. The appropriate % adjustment should be made in accordance with the scale for contract size adjustment specified under section 6 of the RCG 2023 Guidance notes. The currency ERC rates are set at £4m (Four Million Pounds) @ 1st April 2021 (AVD) for the RCG 2023 Publication. | Concrete building, typically 7m x 6.6m x 16.75m high containing a 5.3m x 5.3 m x 10m high hopper of 281 m³ capacity equivalent to 325 tonnes of coal Gross External Volume 786 m³ Costs include building and hopper but exclude external works, conveyors and housings and housing supports | Cubic volume of whole building measured externally. | - | - | Conveyors, housings, trestles, walkways | The plant and machinery listed in the description has been included in this costing. | - | Single concrete hopper | A reinforced concrete building containing a concrete hopper bottomed bunker silo supported on concrete columns and used for storing coke, coal, iron ore. | 10057 |  | m3 | - | 3 - INDUSTRIAL | David Grace | S. Moorby | 163.1891 | Option 2 | 202.3225 | 23.98% | 226 | 170.8027 | 4.666% | -15.58% | 170.8027 | 4.666% | ERC Over-ridden | J.A. Grand | VOA_GPN_GOV_UK\6093530 | 2021-03-10 | Low | Amber | High | No current costs available from S. Moorby / T. O'Dwyer or contractors. Checked 2017 costs and re-indexed. | - | Jeff has used 2017 to index, but CG2021 identified compounded errors in 2017 rates and corrected. By reverting to 2017 this has negated work done last time and so I've indexed 2021 rates. | NA | SPONS A&B | 1.56 | (BEAMS Note 2) The ERC for this item should be added to all other rateable items on the hereditament (except land). Therefore the total of the ERC of the other Building Items and the P&M ERC (where applicable) to enable the correct contract size adjustment to be made. ERC of Building Component + ERC of P&M = Total ERC to which contract size adjustment should be applied. The appropriate % adjustment should be made in accordance with the scale for contract size adjustment specified under section 6 of the RCG 2021 Guidance notes. The currency ERC rates are set at £4m (Four Million Pounds) @ 1st April 2019 (AVD) for the RCG 2021 Publication. | Single concrete hopper | A reinforced concrete building containing a concrete hopper bottomed bunker silo supported on concrete columns and used for storing coke, coal, iron ore. | 2 | TRUE
473 | 43510C | 4435 | 43510C | Bunkers | Concrete Hopper | Steel plate square or rectangular | 6mm | 100m3 | A square or rectangular hopper bottomed structure of sheet steel plate of varying thickness, including support steelwork Holding Volume 50 m to 500m3 Plate Thickness 6 mm to 12mm | Location Adjustment Applicable (See Guidance Notes) - ERC = UK mean of 1.00 | (BEAMS Note 2) The ERC for this item should be added to all other rateable items on the hereditament (except land). Therefore the total of the ERC of the other Building Items and the P&M ERC (where applicable) to enable the correct contract size adjustment to be made. ERC of Building Component + ERC of P&M = Total ERC to which contract size adjustment should be applied. The appropriate % adjustment should be made in accordance with the scale for contract size adjustment specified under section 6 of the RCG 2023 Guidance notes. The currency ERC rates are set at £4m (Four Million Pounds) @ 1st April 2021 (AVD) for the RCG 2023 Publication. | Based on volume of hopper. Use cost for total volume of all hoppers in one structure. Costs include supporting steelwork but exclude foundations. The plant and machinery listed in the description has been included in this costing. | Holding volume of hopper and external works | - | - | Conveyors, settings, housings and external works | - | Add foundation costs - see either isolated bases or floor slab cost | Hoppers/ Silos Steel Square or Rectangular | A square or rectangular hopper bottomed structure of sheet steel plate or varying thickness, including support steelwork. | 10048 |  | m3 | - | 3 - INDUSTRIAL | David Grace | S. Moorby | 441.0517 | Option 2 | 479.1875 | 8.647% | 599 | 600.3387 | 36.12% | 25.28% | 600.3387 | 36.12% | ERC Over-ridden | J.A. Grand | VOA_GPN_GOV_UK\6093530 | 2021-03-10 | Low | Amber | High | No current costs available from S. Moorby / T. O'Dwyer or contractors. Checked 2017 costs and re-indexed. | - | Jeff has used 2017 to index, but CG2021 identified compounded errors in 2017 rates and corrected. By reverting to 2017 this has negated work done last time and so I've indexed 2021 rates. | NA | Steel | 1.56 | (BEAMS Note 2) The ERC for this item should be added to all other rateable items on the hereditament (except land). Therefore the total of the ERC of the other Building Items and the P&M ERC (where applicable) to enable the correct contract size adjustment to be made. ERC of Building Component + ERC of P&M = Total ERC to which contract size adjustment should be applied. The appropriate % adjustment should be made in accordance with the scale for contract size adjustment specified under section 6 of the RCG 2021 Guidance notes. The currency ERC rates are set at £4m (Four Million Pounds) @ 1st April 2019 (AVD) for the RCG 2021 Publication. | Hoppers/ Silos Steel Square or Rectangular | A square or rectangular hopper bottomed structure of sheet steel plate or varying thickness, including support steelwork. | 2 | TRUE
474 | 43510E | 4436 | 43510E | Bunkers | Concrete Hopper | Steel plate square or rectangular | 6mm | 150m3 | A square or rectangular hopper bottomed structure of sheet steel plate of varying thickness, including support steelwork Holding Volume 50 m to 500m3 Plate Thickness 6 mm to 12mm | Location Adjustment Applicable (See Guidance Notes) - ERC = UK mean of 1.00 | (BEAMS Note 2) The ERC for this item should be added to all other rateable items on the hereditament (except land). Therefore the total of the ERC of the other Building Items and the P&M ERC (where applicable) to enable the correct contract size adjustment to be made. ERC of Building Component + ERC of P&M = Total ERC to which contract size adjustment should be applied. The appropriate % adjustment should be made in accordance with the scale for contract size adjustment specified under section 6 of the RCG 2023 Guidance notes. The currency ERC rates are set at £4m (Four Million Pounds) @ 1st April 2021 (AVD) for the RCG 2023 Publication. | Based on volume of hopper. Use cost for total volume of all hoppers in one structure. Costs include supporting steelwork but exclude foundations. The plant and machinery listed in the description has been included in this costing. | Holding volume of hopper and external works | - | - | Conveyors, settings, housings and external works | - | Add foundation costs - see either isolated bases or floor slab cost | Hoppers/ Silos Steel Square or Rectangular | A square or rectangular hopper bottomed structure of sheet steel plate or varying thickness, including support steelwork. | 10048 |  | m3 | - | 3 - INDUSTRIAL | David Grace | S. Moorby | 388.1255 | Option 2 | 421.685 | 8.647% | 527 | 528.1778 | 36.08% | 25.25% | 528.1778 | 36.08% | ERC Over-ridden | J.A. Grand | VOA_GPN_GOV_UK\6093530 | 2021-03-10 | Low | Amber | High | No current costs available from S. Moorby / T. O'Dwyer or contractors. Checked 2017 costs and re-indexed. | - | Jeff has used 2017 to index, but CG2021 identified compounded errors in 2017 rates and corrected. By reverting to 2017 this has negated work done last time and so I've indexed 2021 rates. | NA | Steel | 1.56 | (BEAMS Note 2) The ERC for this item should be added to all other rateable items on the hereditament (except land). Therefore the total of the ERC of the other Building Items and the P&M ERC (where applicable) to enable the correct contract size adjustment to be made. ERC of Building Component + ERC of P&M = Total ERC to which contract size adjustment should be applied. The appropriate % adjustment should be made in accordance with the scale for contract size adjustment specified under section 6 of the RCG 2021 Guidance notes. The currency ERC rates are set at £4m (Four Million Pounds) @ 1st April 2019 (AVD) for the RCG 2021 Publication. | Hoppers/ Silos Steel Square or Rectangular | A square or rectangular hopper bottomed structure of sheet steel plate or varying thickness, including support steelwork. | 2 | TRUE
475 | 43510H | 4437 | 43510H | Bunkers | Concrete Hopper | Steel plate square or rectangular | 6mm | 200m3 | A square or rectangular hopper bottomed structure of sheet steel plate of varying thickness, including support steelwork Holding Volume 50 m to 500m3 Plate Thickness 6 mm to 12mm | Location Adjustment Applicable (See Guidance Notes) - ERC = UK mean of 1.00 | (BEAMS Note 2) The ERC for this item should be added to all other rateable items on the hereditament (except land). Therefore the total of the ERC of the other Building Items and the P&M ERC (where applicable) to enable the correct contract size adjustment to be made. ERC of Building Component + ERC of P&M = Total ERC to which contract size adjustment should be applied. The appropriate % adjustment should be made in accordance with the scale for contract size adjustment specified under section 6 of the RCG 2023 Guidance notes. The currency ERC rates are set at £4m (Four Million Pounds) @ 1st April 2021 (AVD) for the RCG 2023 Publication. | Based on volume of hopper. Use cost for total volume of all hoppers in one structure. Costs include supporting steelwork but exclude foundations. The plant and machinery listed in the description has been included in this costing. | Holding volume of hopper and external works | - | - | Conveyors, settings, housings and external works | - | Add foundation costs - see either isolated bases or floor slab cost | Hoppers/ Silos Steel Square or Rectangular | A square or rectangular hopper bottomed structure of sheet steel plate or varying thickness, including support steelwork. | 10048 |  | m3 | - | 3 - INDUSTRIAL | David Grace | S. Moorby | 370.4834 | Option 2 | 402.5175 | 8.647% | 503 | 504.1242 | 36.07% | 25.24% | 504.1242 | 36.07% | ERC Over-ridden | J.A. Grand | VOA_GPN_GOV_UK\6093530 | 2021-03-10 | Low | Amber | High | No current costs available from S. Moorby / T. O'Dwyer or contractors. Checked 2017 costs and re-indexed. | - | Jeff has used 2017 to index, but CG2021 identified compounded errors in 2017 rates and corrected. By reverting to 2017 this has negated work done last time and so I've indexed 2021 rates. | NA | Steel | 1.56 | (BEAMS Note 2) The ERC for this item should be added to all other rateable items on the hereditament (except land). Therefore the total of the ERC of the other Building Items and the P&M ERC (where applicable) to enable the correct contract size adjustment to be made. ERC of Building Component + ERC of P&M = Total ERC to which contract size adjustment should be applied. The appropriate % adjustment should be made in accordance with the scale for contract size adjustment specified under section 6 of the RCG 2021 Guidance notes. The currency ERC rates are set at £4m (Four Million Pounds) @ 1st April 2019 (AVD) for the RCG 2021 Publication. | Hoppers/ Silos Steel Square or Rectangular | A square or rectangular hopper bottomed structure of sheet steel plate or varying thickness, including support steelwork. | 2 | TRUE
476 | 43510L | 4441 | 43510L | Bunkers | Concrete Hopper | Steel plate square or rectangular | 6mm | 250m3 | A square or rectangular hopper bottomed structure of sheet steel plate of varying thickness, including support steelwork Holding Volume 50 m to 500m3 Plate Thickness 6 mm to 12mm | Location Adjustment Applicable (See Guidance Notes) - ERC = UK mean of 1.00 | (BEAMS Note 2) The ERC for this item should be added to all other rateable items on the hereditament (except land). Therefore the total of the ERC of the other Building Items and the P&M ERC (where applicable) to enable the correct contract size adjustment to be made. ERC of Building Component + ERC of P&M = Total ERC to which contract size adjustment should be applied. The appropriate % adjustment should be made in accordance with the scale for contract size adjustment specified under section 6 of the RCG 2023 Guidance notes. The currency ERC rates are set at £4m (Four Million Pounds) @ 1st April 2021 (AVD) for the RCG 2023 Publication. | Based on volume of hopper. Use cost for total volume of all hoppers in one structure. Costs include supporting steelwork but exclude foundations. The plant and machinery listed in the description has been included in this costing. | Holding volume of hopper and external works | - | - | Conveyors, settings, housings and external works | - | Add foundation costs - see either isolated bases or floor slab cost | Hoppers/ Silos Steel Square or Rectangular | A square or rectangular hopper bottomed structure of sheet steel plate or varying thickness, including support steelwork. | 10048 |  | m3 | - | 3 - INDUSTRIAL | David Grace | S. Moorby | 361.6624 | Option 2 | 392.9337 | 8.647% | 490 | 491.0951 | 35.79% | 24.98% | 491.0951 | 35.79% | ERC Over-ridden | J.A. Grand | VOA_GPN_GOV_UK\6093530 | 2021-03-10 | Low | Amber | High | No current costs available from S. Moorby / T. O'Dwyer or contractors. Checked 2017 costs and re-indexed. | - | Jeff has used 2017 to index, but CG2021 identified compounded errors in 2017 rates and corrected. By reverting to 2017 this has negated work done last time and so I've indexed 2021 rates. | NA | Steel | 1.56 | (BEAMS Note 2) The ERC for this item should be added to all other rateable items on the hereditament (except land). Therefore the total of the ERC of the other Building Items and the P&M ERC (where applicable) to enable the correct contract size adjustment to be made. ERC of Building Component + ERC of P&M = Total ERC to which contract size adjustment should be applied. The appropriate % adjustment should be made in accordance with the scale for contract size adjustment specified under section 6 of the RCG 2021 Guidance notes. The currency ERC rates are set at £4m (Four Million Pounds) @ 1st April 2019 (AVD) for the RCG 2021 Publication. | Hoppers/ Silos Steel Square or Rectangular | A square or rectangular hopper bottomed structure of sheet steel plate or varying thickness, including support steelwork. | 2 | TRUE
477 | 43510P | 4442 | 43510P | Bunkers | Concrete Hopper | Steel plate square or rectangular | 6mm | 300m3 | A square or rectangular hopper bottomed structure of sheet steel plate of varying thickness, including support steelwork Holding Volume 50 m to 500m3 Plate Thickness 6 mm to 12mm | Location Adjustment Applicable (See Guidance Notes) - ERC = UK mean of 1.00 | (BEAMS Note 2) The ERC for this item should be added to all other rateable items on the hereditament (except land). Therefore the total of the ERC of the other Building Items and the P&M ERC (where applicable) to enable the correct contract size adjustment to be made. ERC of Building Component + ERC of P&M = Total ERC to which contract size adjustment should be applied. The appropriate % adjustment should be made in accordance with the scale for contract size adjustment specified under section 6 of the RCG 2023 Guidance notes. The currency ERC rates are set at £4m (Four Million Pounds) @ 1st April 2021 (AVD) for the RCG 2023 Publication. | Based on volume of hopper. Use cost for total volume of all hoppers in one structure. Costs include supporting steelwork but exclude foundations. The plant and machinery listed in the description has been included in this costing. | Holding volume of hopper and external works | - | - | Conveyors, settings, housings and external works | - | Add foundation costs - see either isolated bases or floor slab cost | Hoppers/ Silos Steel Square or Rectangular | A square or rectangular hopper bottomed structure of sheet steel plate or varying thickness, including support steelwork. | 10048 |  | m3 | - | 3 - INDUSTRIAL | David Grace | S. Moorby | 352.8413 | Option 2 | 383.35 | 8.647% | 479 | 480.0705 | 36.06% | 25.23% | 480.0705 | 36.06% | ERC Over-ridden | J.A. Grand | VOA_GPN_GOV_UK\6093530 | 2021-03-10 | Low | Amber | High | No current costs available from S. Moorby / T. O'Dwyer or contractors. Checked 2017 costs and re-indexed. | - | Jeff has used 2017 to index, but CG2021 identified compounded errors in 2017 rates and corrected. By reverting to 2017 this has negated work done last time and so I've indexed 2021 rates. | NA | Steel | 1.56 | (BEAMS Note 2) The ERC for this item should be added to all other rateable items on the hereditament (except land). Therefore the total of the ERC of the other Building Items and the P&M ERC (where applicable) to enable the correct contract size adjustment to be made. ERC of Building Component + ERC of P&M = Total ERC to which contract size adjustment should be applied. The appropriate % adjustment should be made in accordance with the scale for contract size adjustment specified under section 6 of the RCG 2021 Guidance notes. The currency ERC rates are set at £4m (Four Million Pounds) @ 1st April 2019 (AVD) for the RCG 2021 Publication. | Hoppers/ Silos Steel Square or Rectangular | A square or rectangular hopper bottomed structure of sheet steel plate or varying thickness, including support steelwork. | 2 | TRUE
478 | 43510S | 4443 | 43510S | Bunkers | Concrete Hopper | Steel plate square or rectangular | 6mm | 400m3 | A square or rectangular hopper bottomed structure of sheet steel plate of varying thickness, including support steelwork Holding Volume 50 m to 500m3 Plate Thickness 6 mm to 12mm | Location Adjustment Applicable (See Guidance Notes) - ERC = UK mean of 1.00 | (BEAMS Note 2) The ERC for this item should be added to all other rateable items on the hereditament (except land). Therefore the total of the ERC of the other Building Items and the P&M ERC (where applicable) to enable the correct contract size adjustment to be made. ERC of Building Component + ERC of P&M = Total ERC to which contract size adjustment should be applied. The appropriate % adjustment should be made in accordance with the scale for contract size adjustment specified under section 6 of the RCG 2023 Guidance notes. The currency ERC rates are set at £4m (Four Million Pounds) @ 1st April 2021 (AVD) for the RCG 2023 Publication. | Based on volume of hopper. Use cost for total volume of all hoppers in one structure. Costs include supporting steelwork but exclude foundations. The plant and machinery listed in the description has been included in this costing. | Holding volume of hopper and external works | - | - | Conveyors, settings, housings and external works | - | Add foundation costs - see either isolated bases or floor slab cost | Hoppers/ Silos Steel Square or Rectangular | A square or rectangular hopper bottomed structure of sheet steel plate or varying thickness, including support steelwork. | 10048 |  | m3 | - | 3 - INDUSTRIAL | David Grace | S. Moorby | 335.1993 | Option 2 | 364.1825 | 8.647% | 455 | 456.0169 | 36.04% | 25.22% | 456.0169 | 36.04% | ERC Over-ridden | J.A. Grand | VOA_GPN_GOV_UK\6093530 | 2021-03-10 | Low | Amber | High | No current costs available from S. Moorby / T. O'Dwyer or contractors. Checked 2017 costs and re-indexed. | - | Jeff has used 2017 to index, but CG2021 identified compounded errors in 2017 rates and corrected. By reverting to 2017 this has negated work done last time and so I've indexed 2021 rates. | NA | Steel | 1.56 | (BEAMS Note 2) The ERC for this item should be added to all other rateable items on the hereditament (except land). Therefore the total of the ERC of the other Building Items and the P&M ERC (where applicable) to enable the correct contract size adjustment to be made. ERC of Building Component + ERC of P&M = Total ERC to which contract size adjustment should be applied. The appropriate % adjustment should be made in accordance with the scale for contract size adjustment specified under section 6 of the RCG 2021 Guidance notes. The currency ERC rates are set at £4m (Four Million Pounds) @ 1st April 2019 (AVD) for the RCG 2021 Publication. | Hoppers/ Silos Steel Square or Rectangular | A square or rectangular hopper bottomed structure of sheet steel plate or varying thickness, including support steelwork. | 2 | TRUE
479 | 43510T | 4444 | 43510T | Bunkers | Concrete Hopper | Steel plate square or rectangular | 6mm | 500m3 | A square or rectangular hopper bottomed structure of sheet steel plate of varying thickness, including support steelwork Holding Volume 50 m to 500m3 Plate Thickness 6 mm to 12mm | Location Adjustment Applicable (See Guidance Notes) - ERC = UK mean of 1.00 | (BEAMS Note 2) The ERC for this item should be added to all other rateable items on the hereditament (except land). Therefore the total of the ERC of the other Building Items and the P&M ERC (where applicable) to enable the correct contract size adjustment to be made. ERC of Building Component + ERC of P&M = Total ERC to which contract size adjustment should be applied. The appropriate % adjustment should be made in accordance with the scale for contract size adjustment specified under section 6 of the RCG 2023 Guidance notes. The currency ERC rates are set at £4m (Four Million Pounds) @ 1st April 2021 (AVD) for the RCG 2023 Publication. | Based on volume of hopper. Use cost for total volume of all hoppers in one structure. Costs include supporting steelwork but exclude foundations. The plant and machinery listed in the description has been included in this costing. | Holding volume of hopper and external works | - | - | Conveyors, settings, housings and external works | - | Add foundation costs - see either isolated bases or floor slab cost | Hoppers/ Silos Steel Square or Rectangular | A square or rectangular hopper bottomed structure of sheet steel plate or varying thickness, including support steelwork. | 10048 |  | m3 | - | 3 - INDUSTRIAL | David Grace | S. Moorby | 335.1993 | Option 2 | 364.1825 | 8.647% | 455 | 456.0169 | 36.04% | 25.22% | 456.0169 | 36.04% | ERC Over-ridden | J.A. Grand | VOA_GPN_GOV_UK\6093530 | 2021-03-10 | Low | Amber | High | No current costs available from S. Moorby / T. O'Dwyer or contractors. Checked 2017 costs and re-indexed. | - | Jeff has used 2017 to index, but CG2021 identified compounded errors in 2017 rates and corrected. By reverting to 2017 this has negated work done last time and so I've indexed 2021 rates. | NA | Steel | 1.56 | (BEAMS Note 2) The ERC for this item should be added to all other rateable items on the hereditament (except land). Therefore the total of the ERC of the other Building Items and the P&M ERC (where applicable) to enable the correct contract size adjustment to be made. ERC of Building Component + ERC of P&M = Total ERC to which contract size adjustment should be applied. The appropriate % adjustment should be made in accordance with the scale for contract size adjustment specified under section 6 of the RCG 2021 Guidance notes. The currency ERC rates are set at £4m (Four Million Pounds) @ 1st April 2019 (AVD) for the RCG 2021 Publication. | Hoppers/ Silos Steel Square or Rectangular | A square or rectangular hopper bottomed structure of sheet steel plate or varying thickness, including support steelwork. | 2 | TRUE
480 | 43512A | 4445 | 43512A | Bunkers | Concrete Hopper | Steel plate square or rectangular | 7mm | 50m3 | A square or rectangular hopper bottomed structure of sheet steel plate of varying thickness, including support steelwork Holding Volume 50 m to 500m3 Plate Thickness 6 mm to 12mm | Location Adjustment Applicable (See Guidance Notes) - ERC = UK mean of 1.00 | (BEAMS Note 2) The ERC for this item should be added to all other rateable items on the hereditament (except land). Therefore the total of the ERC of the other Building Items and the P&M ERC (where applicable) to enable the correct contract size adjustment to be made. ERC of Building Component + ERC of P&M = Total ERC to which contract size adjustment should be applied. The appropriate % adjustment should be made in accordance with the scale for contract size adjustment specified under section 6 of the RCG 2023 Guidance notes. The currency ERC rates are set at £4m (Four Million Pounds) @ 1st April 2021 (AVD) for the RCG 2023 Publication. | Based on volume of hopper. Use cost for total volume of all hoppers in one structure. Costs include supporting steelwork but exclude foundations. The plant and machinery listed in the description has been included in this costing. | Holding volume of hopper and external works | - | - | Conveyors, settings, housings and external works | - | Add foundation costs - see either isolated bases or floor slab cost | Hoppers/ Silos Steel Square or Rectangular | A square or rectangular hopper bottomed structure of sheet steel plate or varying thickness, including support steelwork. | 10048 |  | m3 | - | 3 - INDUSTRIAL | David Grace | S. Moorby | 555.7251 | Option 2 | 603.7762 | 8.647% | 754 | 755.6852 | 35.98% | 25.16% | 755.6852 | 35.98% | ERC Over-ridden | J.A. Grand | VOA_GPN_GOV_UK\6093530 | 2021-03-10 | Low | Amber | High | No current costs available from S. Moorby / T. O'Dwyer or contractors. Checked 2017 costs and re-indexed. | - | Jeff has used 2017 to index, but CG2021 identified compounded errors in 2017 rates and corrected. By reverting to 2017 this has negated work done last time and so I've indexed 2021 rates. | NA | Steel | 1.56 | (BEAMS Note 2) The ERC for this item should be added to all other rateable items on the hereditament (except land). Therefore the total of the ERC of the other Building Items and the P&M ERC (where applicable) to enable the correct contract size adjustment to be made. ERC of Building Component + ERC of P&M = Total ERC to which contract size adjustment should be applied. The appropriate % adjustment should be made in accordance with the scale for contract size adjustment specified under section 6 of the RCG 2021 Guidance notes. The currency ERC rates are set at £4m (Four Million Pounds) @ 1st April 2019 (AVD) for the RCG 2021 Publication. | Hoppers/ Silos Steel Square or Rectangular | A square or rectangular hopper bottomed structure of sheet steel plate or varying thickness, including support steelwork. | 2 | TRUE
481 | 43512C | 4452 | 43512C | Bunkers | Concrete Hopper | Steel plate square or rectangular | 7mm | 100m3 | A square or rectangular hopper bottomed structure of sheet steel plate of varying thickness, including support steelwork Holding Volume 50 m to 500m3 Plate Thickness 6 mm to 12mm | Location Adjustment Applicable (See Guidance Notes) - ERC = UK mean of 1.00 | (BEAMS Note 2) The ERC for this item should be added to all other rateable items on the hereditament (except land). Therefore the total of the ERC of the other Building Items and the P&M ERC (where applicable) to enable the correct contract size adjustment to be made. ERC of Building Component + ERC of P&M = Total ERC to which contract size adjustment should be applied. The appropriate % adjustment should be made in accordance with the scale for contract size adjustment specified under section 6 of the RCG 2023 Guidance notes. The currency ERC rates are set at £4m (Four Million Pounds) @ 1st April 2021 (AVD) for the RCG 2023 Publication. | Based on volume of hopper. Use cost for total volume of all hoppers in one structure. Costs include supporting steelwork but exclude foundations. The plant and machinery listed in the description has been included in this costing. | Holding volume of hopper and external works | - | - | Conveyors, settings, housings and external works | - | Add foundation costs - see either isolated bases or floor slab cost | Hoppers/ Silos Steel Square or Rectangular | A square or rectangular hopper bottomed structure of sheet steel plate or varying thickness, including support steelwork. | 10048 |  | m3 | - | 3 - INDUSTRIAL | David Grace | S. Moorby | 463.1042 | Option 2 | 503.1468 | 8.647% | 628 | 629.4036 | 35.91% | 25.09% | 629.4036 | 35.91% | ERC Over-ridden | J.A. Grand | VOA_GPN_GOV_UK\6093530 | 2021-03-10 | Low | Amber | High | No current costs available from S. Moorby / T. O'Dwyer or contractors. Checked 2017 costs and re-indexed. | - | Jeff has used 2017 to index, but CG2021 identified compounded errors in 2017 rates and corrected. By reverting to 2017 this has negated work done last time and so I've indexed 2021 rates. | NA | Steel | 1.56 | (BEAMS Note 2) The ERC for this item should be added to all other rateable items on the hereditament (except land). Therefore the total of the ERC of the other Building Items and the P&M ERC (where applicable) to enable the correct contract size adjustment to be made. ERC of Building Component + ERC of P&M = Total ERC to which contract size adjustment should be applied. The appropriate % adjustment should be made in accordance with the scale for contract size adjustment specified under section 6 of the RCG 2021 Guidance notes. The currency ERC rates are set at £4m (Four Million Pounds) @ 1st April 2019 (AVD) for the RCG 2021 Publication. | Hoppers/ Silos Steel Square or Rectangular | A square or rectangular hopper bottomed structure of sheet steel plate or varying thickness, including support steelwork. | 2 | TRUE
482 | 43512E | 4453 | 43512E | Bunkers | Concrete Hopper | Steel plate square or rectangular | 7mm | 150m3 | A square or rectangular hopper bottomed structure of sheet steel plate of varying thickness, including support steelwork Holding Volume 50 m to 500m3 Plate Thickness 6 mm to 12mm | Location Adjustment Applicable (See Guidance Notes) - ERC = UK mean of 1.00 | (BEAMS Note 2) The ERC for this item should be added to all other rateable items on the hereditament (except land). Therefore the total of the ERC of the other Building Items and the P&M ERC (where applicable) to enable the correct contract size adjustment to be made. ERC of Building Component + ERC of P&M = Total ERC to which contract size adjustment should be applied. The appropriate % adjustment should be made in accordance with the scale for contract size adjustment specified under section 6 of the RCG 2023 Guidance notes. The currency ERC rates are set at £4m (Four Million Pounds) @ 1st April 2021 (AVD) for the RCG 2023 Publication. | Based on volume of hopper. Use cost for total volume of all hoppers in one structure. Costs include supporting steelwork but exclude foundations. The plant and machinery listed in the description has been included in this costing. | Holding volume of hopper and external works | - | - | Conveyors, settings, housings and external works | - | Add foundation costs - see either isolated bases or floor slab cost | Hoppers/ Silos Steel Square or Rectangular | A square or rectangular hopper bottomed structure of sheet steel plate or varying thickness, including support steelwork. | 10048 |  | m3 | - | 3 - INDUSTRIAL | David Grace | S. Moorby | 410.178 | Option 2 | 445.6443 | 8.647% | 557 | 558.2449 | 36.1% | 25.27% | 558.2449 | 36.1% | ERC Over-ridden | J.A. Grand | VOA_GPN_GOV_UK\6093530 | 2021-03-11 | Low | Amber | High | No current costs available from S. Moorby / T. O'Dwyer or contractors. Checked 2017 costs and re-indexed. | - | Jeff has used 2017 to index, but CG2021 identified compounded errors in 2017 rates and corrected. By reverting to 2017 this has negated work done last time and so I've indexed 2021 rates. | NA | Steel | 1.56 | (BEAMS Note 2) The ERC for this item should be added to all other rateable items on the hereditament (except land). Therefore the total of the ERC of the other Building Items and the P&M ERC (where applicable) to enable the correct contract size adjustment to be made. ERC of Building Component + ERC of P&M = Total ERC to which contract size adjustment should be applied. The appropriate % adjustment should be made in accordance with the scale for contract size adjustment specified under section 6 of the RCG 2021 Guidance notes. The currency ERC rates are set at £4m (Four Million Pounds) @ 1st April 2019 (AVD) for the RCG 2021 Publication. | Hoppers/ Silos Steel Square or Rectangular | A square or rectangular hopper bottomed structure of sheet steel plate or varying thickness, including support steelwork. | 2 | TRUE
483 | 43512H | 4454 | 43512H | Bunkers | Concrete Hopper | Steel plate square or rectangular | 7mm | 200m3 | A square or rectangular hopper bottomed structure of sheet steel plate of varying thickness, including support steelwork Holding Volume 50 m to 500m3 Plate Thickness 6 mm to 12mm | Location Adjustment Applicable (See Guidance Notes) - ERC = UK mean of 1.00 | (BEAMS Note 2) The ERC for this item should be added to all other rateable items on the hereditament (except land). Therefore the total of the ERC of the other Building Items and the P&M ERC (where applicable) to enable the correct contract size adjustment to be made. ERC of Building Component + ERC of P&M = Total ERC to which contract size adjustment should be applied. The appropriate % adjustment should be made in accordance with the scale for contract size adjustment specified under section 6 of the RCG 2023 Guidance notes. The currency ERC rates are set at £4m (Four Million Pounds) @ 1st April 2021 (AVD) for the RCG 2023 Publication. | Based on volume of hopper. Use cost for total volume of all hoppers in one structure. Costs include supporting steelwork but exclude foundations. The plant and machinery listed in the description has been included in this costing. | Holding volume of hopper and external works | - | - | Conveyors, settings, housings and external works | - | Add foundation costs - see either isolated bases or floor slab cost | Hoppers/ Silos Steel Square or Rectangular | A square or rectangular hopper bottomed structure of sheet steel plate or varying thickness, including support steelwork. | 10048 |  | m3 | - | 3 - INDUSTRIAL | David Grace | S. Moorby | 388.1255 | Option 2 | 421.685 | 8.647% | 527 | 528.1778 | 36.08% | 25.25% | 528.1778 | 36.08% | ERC Over-ridden | J.A. Grand | VOA_GPN_GOV_UK\6093530 | 2021-03-11 | Low | Amber | High | No current costs available from S. Moorby / T. O'Dwyer or contractors. Checked 2017 costs and re-indexed. | - | Jeff has used 2017 to index, but CG2021 identified compounded errors in 2017 rates and corrected. By reverting to 2017 this has negated work done last time and so I've indexed 2021 rates. | NA | Steel | 1.56 | (BEAMS Note 2) The ERC for this item should be added to all other rateable items on the hereditament (except land). Therefore the total of the ERC of the other Building Items and the P&M ERC (where applicable) to enable the correct contract size adjustment to be made. ERC of Building Component + ERC of P&M = Total ERC to which contract size adjustment should be applied. The appropriate % adjustment should be made in accordance with the scale for contract size adjustment specified under section 6 of the RCG 2021 Guidance notes. The currency ERC rates are set at £4m (Four Million Pounds) @ 1st April 2019 (AVD) for the RCG 2021 Publication. | Hoppers/ Silos Steel Square or Rectangular | A square or rectangular hopper bottomed structure of sheet steel plate or varying thickness, including support steelwork. | 2 | TRUE
484 | 43512L | 4455 | 43512L | Bunkers | Concrete Hopper | Steel plate square or rectangular | 7mm | 250m3 | A square or rectangular hopper bottomed structure of sheet steel plate of varying thickness, including support steelwork Holding Volume 50 m to 500m3 Plate Thickness 6 mm to 12mm | Location Adjustment Applicable (See Guidance Notes) - ERC = UK mean of 1.00 | (BEAMS Note 2) The ERC for this item should be added to all other rateable items on the hereditament (except land). Therefore the total of the ERC of the other Building Items and the P&M ERC (where applicable) to enable the correct contract size adjustment to be made. ERC of Building Component + ERC of P&M = Total ERC to which contract size adjustment should be applied. The appropriate % adjustment should be made in accordance with the scale for contract size adjustment specified under section 6 of the RCG 2023 Guidance notes. The currency ERC rates are set at £4m (Four Million Pounds) @ 1st April 2021 (AVD) for the RCG 2023 Publication. | Based on volume of hopper. Use cost for total volume of all hoppers in one structure. Costs include supporting steelwork but exclude foundations. The plant and machinery listed in the description has been included in this costing. | Holding volume of hopper and external works | - | - | Conveyors, settings, housings and external works | - | Add foundation costs - see either isolated bases or floor slab cost | Hoppers/ Silos Steel Square or Rectangular | A square or rectangular hopper bottomed structure of sheet steel plate or varying thickness, including support steelwork. | 10048 |  | m3 | - | 3 - INDUSTRIAL | David Grace | S. Moorby | 383.7149 | Option 2 | 416.8931 | 8.647% | 520 | 521.1622 | 35.82% | 25.01% | 521.1622 | 35.82% | ERC Over-ridden | J.A. Grand | VOA_GPN_GOV_UK\6093530 | 2021-03-11 | Low | Amber | High | No current costs available from S. Moorby / T. O'Dwyer or contractors. Checked 2017 costs and re-indexed. | - | Jeff has used 2017 to index, but CG2021 identified compounded errors in 2017 rates and corrected. By reverting to 2017 this has negated work done last time and so I've indexed 2021 rates. | NA | Steel | 1.56 | (BEAMS Note 2) The ERC for this item should be added to all other rateable items on the hereditament (except land). Therefore the total of the ERC of the other Building Items and the P&M ERC (where applicable) to enable the correct contract size adjustment to be made. ERC of Building Component + ERC of P&M = Total ERC to which contract size adjustment should be applied. The appropriate % adjustment should be made in accordance with the scale for contract size adjustment specified under section 6 of the RCG 2021 Guidance notes. The currency ERC rates are set at £4m (Four Million Pounds) @ 1st April 2019 (AVD) for the RCG 2021 Publication. | Hoppers/ Silos Steel Square or Rectangular | A square or rectangular hopper bottomed structure of sheet steel plate or varying thickness, including support steelwork. | 2 | TRUE
485 | 43512P | 4456 | 43512P | Bunkers | Concrete Hopper | Steel plate square or rectangular | 7mm | 300m3 | A square or rectangular hopper bottomed structure of sheet steel plate of varying thickness, including support steelwork Holding Volume 50 m to 500m3 Plate Thickness 6 mm to 12mm | Location Adjustment Applicable (See Guidance Notes) - ERC = UK mean of 1.00 | (BEAMS Note 2) The ERC for this item should be added to all other rateable items on the hereditament (except land). Therefore the total of the ERC of the other Building Items and the P&M ERC (where applicable) to enable the correct contract size adjustment to be made. ERC of Building Component + ERC of P&M = Total ERC to which contract size adjustment should be applied. The appropriate % adjustment should be made in accordance with the scale for contract size adjustment specified under section 6 of the RCG 2023 Guidance notes. The currency ERC rates are set at £4m (Four Million Pounds) @ 1st April 2021 (AVD) for the RCG 2023 Publication. | Based on volume of hopper. Use cost for total volume of all hoppers in one structure. Costs include supporting steelwork but exclude foundations. The plant and machinery listed in the description has been included in this costing. | Holding volume of hopper and external works | - | - | Conveyors, settings, housings and external works | - | Add foundation costs - see either isolated bases or floor slab cost | Hoppers/ Silos Steel Square or Rectangular | A square or rectangular hopper bottomed structure of sheet steel plate or varying thickness, including support steelwork. | 10048 |  | m3 | - | 3 - INDUSTRIAL | David Grace | S. Moorby | 370.4834 | Option 2 | 402.5175 | 8.647% | 503 | 504.1242 | 36.07% | 25.24% | 504.1242 | 36.07% | ERC Over-ridden | J.A. Grand | VOA_GPN_GOV_UK\6093530 | 2021-03-11 | Low | Amber | High | No current costs available from S. Moorby / T. O'Dwyer or contractors. Checked 2017 costs and re-indexed. | - | Jeff has used 2017 to index, but CG2021 identified compounded errors in 2017 rates and corrected. By reverting to 2017 this has negated work done last time and so I've indexed 2021 rates. | NA | Steel | 1.56 | (BEAMS Note 2) The ERC for this item should be added to all other rateable items on the hereditament (except land). Therefore the total of the ERC of the other Building Items and the P&M ERC (where applicable) to enable the correct contract size adjustment to be made. ERC of Building Component + ERC of P&M = Total ERC to which contract size adjustment should be applied. The appropriate % adjustment should be made in accordance with the scale for contract size adjustment specified under section 6 of the RCG 2021 Guidance notes. The currency ERC rates are set at £4m (Four Million Pounds) @ 1st April 2019 (AVD) for the RCG 2021 Publication. | Hoppers/ Silos Steel Square or Rectangular | A square or rectangular hopper bottomed structure of sheet steel plate or varying thickness, including support steelwork. | 2 | TRUE
486 | 43512S | 4460 | 43512S | Bunkers | Concrete Hopper | Steel plate square or rectangular | 7mm | 400m3 | A square or rectangular hopper bottomed structure of sheet steel plate of varying thickness, including support steelwork Holding Volume 50 m to 500m3 Plate Thickness 6 mm to 12mm | Location Adjustment Applicable (See Guidance Notes) - ERC = UK mean of 1.00 | (BEAMS Note 2) The ERC for this item should be added to all other rateable items on the hereditament (except land). Therefore the total of the ERC of the other Building Items and the P&M ERC (where applicable) to enable the correct contract size adjustment to be made. ERC of Building Component + ERC of P&M = Total ERC to which contract size adjustment should be applied. The appropriate % adjustment should be made in accordance with the scale for contract size adjustment specified under section 6 of the RCG 2023 Guidance notes. The currency ERC rates are set at £4m (Four Million Pounds) @ 1st April 2021 (AVD) for the RCG 2023 Publication. | Based on volume of hopper. Use cost for total volume of all hoppers in one structure. Costs include supporting steelwork but exclude foundations. The plant and machinery listed in the description has been included in this costing. | Holding volume of hopper and external works | - | - | Conveyors, settings, housings and external works | - | Add foundation costs - see either isolated bases or floor slab cost | Hoppers/ Silos Steel Square or Rectangular | A square or rectangular hopper bottomed structure of sheet steel plate or varying thickness, including support steelwork. | 10048 |  | m3 | - | 3 - INDUSTRIAL | David Grace | S. Moorby | 352.8413 | Option 2 | 383.35 | 8.647% | 479 | 480.0705 | 36.06% | 25.23% | 480.0705 | 36.06% | ERC Over-ridden | J.A. Grand | VOA_GPN_GOV_UK\6093530 | 2021-03-11 | Low | Amber | High | No current costs available from S. Moorby / T. O'Dwyer or contractors. Checked 2017 costs and re-indexed. | - | Jeff has used 2017 to index, but CG2021 identified compounded errors in 2017 rates and corrected. By reverting to 2017 this has negated work done last time and so I've indexed 2021 rates. | NA | Steel | 1.56 | (BEAMS Note 2) The ERC for this item should be added to all other rateable items on the hereditament (except land). Therefore the total of the ERC of the other Building Items and the P&M ERC (where applicable) to enable the correct contract size adjustment to be made. ERC of Building Component + ERC of P&M = Total ERC to which contract size adjustment should be applied. The appropriate % adjustment should be made in accordance with the scale for contract size adjustment specified under section 6 of the RCG 2021 Guidance notes. The currency ERC rates are set at £4m (Four Million Pounds) @ 1st April 2019 (AVD) for the RCG 2021 Publication. | Hoppers/ Silos Steel Square or Rectangular | A square or rectangular hopper bottomed structure of sheet steel plate or varying thickness, including support steelwork. | 2 | TRUE
487 | 43512T | 4461 | 43512T | Bunkers | Concrete Hopper | Steel plate square or rectangular | 7mm | 500m3 | A square or rectangular hopper bottomed structure of sheet steel plate of varying thickness, including support steelwork Holding Volume 50 m to 500m3 Plate Thickness 6 mm to 12mm | Location Adjustment Applicable (See Guidance Notes) - ERC = UK mean of 1.00 | (BEAMS Note 2) The ERC for this item should be added to all other rateable items on the hereditament (except land). Therefore the total of the ERC of the other Building Items and the P&M ERC (where applicable) to enable the correct contract size adjustment to be made. ERC of Building Component + ERC of P&M = Total ERC to which contract size adjustment should be applied. The appropriate % adjustment should be made in accordance with the scale for contract size adjustment specified under section 6 of the RCG 2023 Guidance notes. The currency ERC rates are set at £4m (Four Million Pounds) @ 1st April 2021 (AVD) for the RCG 2023 Publication. | Based on volume of hopper. Use cost for total volume of all hoppers in one structure. Costs include supporting steelwork but exclude foundations. The plant and machinery listed in the description has been included in this costing. | Holding volume of hopper and external works | - | - | Conveyors, settings, housings and external works | - | Add foundation costs - see either isolated bases or floor slab cost | Hoppers/ Silos Steel Square or Rectangular | A square or rectangular hopper bottomed structure of sheet steel plate or varying thickness, including support steelwork. | 10048 |  | m3 | - | 3 - INDUSTRIAL | David Grace | S. Moorby | 352.8413 | Option 2 | 383.35 | 8.647% | 479 | 480.0705 | 36.06% | 25.23% | 480.0705 | 36.06% | ERC Over-ridden | J.A. Grand | VOA_GPN_GOV_UK\6093530 | 2021-03-11 | Low | Amber | High | No current costs available from S. Moorby / T. O'Dwyer or contractors. Checked 2017 costs and re-indexed. | - | Jeff has used 2017 to index, but CG2021 identified compounded errors in 2017 rates and corrected. By reverting to 2017 this has negated work done last time and so I've indexed 2021 rates. | NA | Steel | 1.56 | (BEAMS Note 2) The ERC for this item should be added to all other rateable items on the hereditament (except land). Therefore the total of the ERC of the other Building Items and the P&M ERC (where applicable) to enable the correct contract size adjustment to be made. ERC of Building Component + ERC of P&M = Total ERC to which contract size adjustment should be applied. The appropriate % adjustment should be made in accordance with the scale for contract size adjustment specified under section 6 of the RCG 2021 Guidance notes. The currency ERC rates are set at £4m (Four Million Pounds) @ 1st April 2019 (AVD) for the RCG 2021 Publication. | Hoppers/ Silos Steel Square or Rectangular | A square or rectangular hopper bottomed structure of sheet steel plate or varying thickness, including support steelwork. | 2 | TRUE
488 | 43514A | 4462 | 43514A | Bunkers | Concrete Hopper | Steel plate square or rectangular | 8mm | 50m3 | A square or rectangular hopper bottomed structure of sheet steel plate of varying thickness, including support steelwork Holding Volume 50 m to 500m3 Plate Thickness 6 mm to 12mm | Location Adjustment Applicable (See Guidance Notes) - ERC = UK mean of 1.00 | (BEAMS Note 2) The ERC for this item should be added to all other rateable items on the hereditament (except land). Therefore the total of the ERC of the other Building Items and the P&M ERC (where applicable) to enable the correct contract size adjustment to be made. ERC of Building Component + ERC of P&M = Total ERC to which contract size adjustment should be applied. The appropriate % adjustment should be made in accordance with the scale for contract size adjustment specified under section 6 of the RCG 2023 Guidance notes. The currency ERC rates are set at £4m (Four Million Pounds) @ 1st April 2021 (AVD) for the RCG 2023 Publication. | Based on volume of hopper. Use cost for total volume of all hoppers in one structure. Costs include supporting steelwork but exclude foundations. The plant and machinery listed in the description has been included in this costing. | Holding volume of hopper and external works | - | - | Conveyors, settings, housings and external works | - | Add foundation costs - see either isolated bases or floor slab cost | Hoppers/ Silos Steel Square or Rectangular | A square or rectangular hopper bottomed structure of sheet steel plate or varying thickness, including support steelwork. | 10048 |  | m3 | - | 3 - INDUSTRIAL | David Grace | S. Moorby | 582.1882 | Option 2 | 632.5274 | 8.647% | 790 | 791.7656 | 36% | 25.17% | 791.7656 | 36% | ERC Over-ridden | J.A. Grand | VOA_GPN_GOV_UK\6093530 | 2021-03-11 | Low | Amber | High | No current costs available from S. Moorby / T. O'Dwyer or contractors. Checked 2017 costs and re-indexed. | - | Jeff has used 2017 to index, but CG2021 identified compounded errors in 2017 rates and corrected. By reverting to 2017 this has negated work done last time and so I've indexed 2021 rates. | NA | Steel | 1.56 | (BEAMS Note 2) The ERC for this item should be added to all other rateable items on the hereditament (except land). Therefore the total of the ERC of the other Building Items and the P&M ERC (where applicable) to enable the correct contract size adjustment to be made. ERC of Building Component + ERC of P&M = Total ERC to which contract size adjustment should be applied. The appropriate % adjustment should be made in accordance with the scale for contract size adjustment specified under section 6 of the RCG 2021 Guidance notes. The currency ERC rates are set at £4m (Four Million Pounds) @ 1st April 2019 (AVD) for the RCG 2021 Publication. | Hoppers/ Silos Steel Square or Rectangular | A square or rectangular hopper bottomed structure of sheet steel plate or varying thickness, including support steelwork. | 2 | TRUE
489 | 43514C | 4463 | 43514C | Bunkers | Concrete Hopper | Steel plate square or rectangular | 8mm | 100m3 | A square or rectangular hopper bottomed structure of sheet steel plate of varying thickness, including support steelwork Holding Volume 50 m to 500m3 Plate Thickness 6 mm to 12mm | Location Adjustment Applicable (See Guidance Notes) - ERC = UK mean of 1.00 | (BEAMS Note 2) The ERC for this item should be added to all other rateable items on the hereditament (except land). Therefore the total of the ERC of the other Building Items and the P&M ERC (where applicable) to enable the correct contract size adjustment to be made. ERC of Building Component + ERC of P&M = Total ERC to which contract size adjustment should be applied. The appropriate % adjustment should be made in accordance with the scale for contract size adjustment specified under section 6 of the RCG 2023 Guidance notes. The currency ERC rates are set at £4m (Four Million Pounds) @ 1st April 2021 (AVD) for the RCG 2023 Publication. | Based on volume of hopper. Use cost for total volume of all hoppers in one structure. Costs include supporting steelwork but exclude foundations. The plant and machinery listed in the description has been included in this costing. | Holding volume of hopper and external works | - | - | Conveyors, settings, housings and external works | - | Add foundation costs - see either isolated bases or floor slab cost | Hoppers/ Silos Steel Square or Rectangular | A square or rectangular hopper bottomed structure of sheet steel plate or varying thickness, including support steelwork. | 10048 |  | m3 | - | 3 - INDUSTRIAL | David Grace | S. Moorby | 489.5673 | Option 2 | 531.8981 | 8.647% | 664 | 665.484 | 35.93% | 25.11% | 665.484 | 35.93% | ERC Over-ridden | J.A. Grand | VOA_GPN_GOV_UK\6093530 | 2021-03-11 | Low | Amber | High | No current costs available from S. Moorby / T. O'Dwyer or contractors. Checked 2017 costs and re-indexed. | - | Jeff has used 2017 to index, but CG2021 identified compounded errors in 2017 rates and corrected. By reverting to 2017 this has negated work done last time and so I've indexed 2021 rates. | NA | Steel | 1.56 | (BEAMS Note 2) The ERC for this item should be added to all other rateable items on the hereditament (except land). Therefore the total of the ERC of the other Building Items and the P&M ERC (where applicable) to enable the correct contract size adjustment to be made. ERC of Building Component + ERC of P&M = Total ERC to which contract size adjustment should be applied. The appropriate % adjustment should be made in accordance with the scale for contract size adjustment specified under section 6 of the RCG 2021 Guidance notes. The currency ERC rates are set at £4m (Four Million Pounds) @ 1st April 2019 (AVD) for the RCG 2021 Publication. | Hoppers/ Silos Steel Square or Rectangular | A square or rectangular hopper bottomed structure of sheet steel plate or varying thickness, including support steelwork. | 2 | TRUE
490 | 43514E | 4464 | 43514E | Bunkers | Concrete Hopper | Steel plate square or rectangular | 8mm | 150m3 | A square or rectangular hopper bottomed structure of sheet steel plate of varying thickness, including support steelwork Holding Volume 50 m to 500m3 Plate Thickness 6 mm to 12mm | Location Adjustment Applicable (See Guidance Notes) - ERC = UK mean of 1.00 | (BEAMS Note 2) The ERC for this item should be added to all other rateable items on the hereditament (except land). Therefore the total of the ERC of the other Building Items and the P&M ERC (where applicable) to enable the correct contract size adjustment to be made. ERC of Building Component + ERC of P&M = Total ERC to which contract size adjustment should be applied. The appropriate % adjustment should be made in accordance with the scale for contract size adjustment specified under section 6 of the RCG 2023 Guidance notes. The currency ERC rates are set at £4m (Four Million Pounds) @ 1st April 2021 (AVD) for the RCG 2023 Publication. | Based on volume of hopper. Use cost for total volume of all hoppers in one structure. Costs include supporting steelwork but exclude foundations. The plant and machinery listed in the description has been included in this costing. | Holding volume of hopper and external works | - | - | Conveyors, settings, housings and external works | - | Add foundation costs - see either isolated bases or floor slab cost | Hoppers/ Silos Steel Square or Rectangular | A square or rectangular hopper bottomed structure of sheet steel plate or varying thickness, including support steelwork. | 10048 |  | m3 | - | 3 - INDUSTRIAL | David Grace | S. Moorby | 427.8201 | Option 2 | 464.8118 | 8.647% | 580 | 581.2963 | 35.87% | 25.06% | 581.2963 | 35.87% | ERC Over-ridden | J.A. Grand | VOA_GPN_GOV_UK\6093530 | 2021-03-11 | Low | Amber | High | No current costs available from S. Moorby / T. O'Dwyer or contractors. Checked 2017 costs and re-indexed. | - | Jeff has used 2017 to index, but CG2021 identified compounded errors in 2017 rates and corrected. By reverting to 2017 this has negated work done last time and so I've indexed 2021 rates. | NA | Steel | 1.56 | (BEAMS Note 2) The ERC for this item should be added to all other rateable items on the hereditament (except land). Therefore the total of the ERC of the other Building Items and the P&M ERC (where applicable) to enable the correct contract size adjustment to be made. ERC of Building Component + ERC of P&M = Total ERC to which contract size adjustment should be applied. The appropriate % adjustment should be made in accordance with the scale for contract size adjustment specified under section 6 of the RCG 2021 Guidance notes. The currency ERC rates are set at £4m (Four Million Pounds) @ 1st April 2019 (AVD) for the RCG 2021 Publication. | Hoppers/ Silos Steel Square or Rectangular | A square or rectangular hopper bottomed structure of sheet steel plate or varying thickness, including support steelwork. | 2 | TRUE
491 | 43514H | 4465 | 43514H | Bunkers | Concrete Hopper | Steel plate square or rectangular | 8mm | 200m3 | A square or rectangular hopper bottomed structure of sheet steel plate of varying thickness, including support steelwork Holding Volume 50 m to 500m3 Plate Thickness 6 mm to 12mm | Location Adjustment Applicable (See Guidance Notes) - ERC = UK mean of 1.00 | (BEAMS Note 2) The ERC for this item should be added to all other rateable items on the hereditament (except land). Therefore the total of the ERC of the other Building Items and the P&M ERC (where applicable) to enable the correct contract size adjustment to be made. ERC of Building Component + ERC of P&M = Total ERC to which contract size adjustment should be applied. The appropriate % adjustment should be made in accordance with the scale for contract size adjustment specified under section 6 of the RCG 2023 Guidance notes. The currency ERC rates are set at £4m (Four Million Pounds) @ 1st April 2021 (AVD) for the RCG 2023 Publication. | Based on volume of hopper. Use cost for total volume of all hoppers in one structure. Costs include supporting steelwork but exclude foundations. The plant and machinery listed in the description has been included in this costing. | Holding volume of hopper and external works | - | - | Conveyors, settings, housings and external works | - | Add foundation costs - see either isolated bases or floor slab cost | Hoppers/ Silos Steel Square or Rectangular | A square or rectangular hopper bottomed structure of sheet steel plate or varying thickness, including support steelwork. | 10048 |  | m3 | - | 3 - INDUSTRIAL | David Grace | S. Moorby | 410.178 | Option 2 | 445.6443 | 8.647% | 557 | 558.2449 | 36.1% | 25.27% | 558.2449 | 36.1% | ERC Over-ridden | J.A. Grand | VOA_GPN_GOV_UK\6093530 | 2021-03-11 | Low | Amber | High | No current costs available from S. Moorby / T. O'Dwyer or contractors. Checked 2017 costs and re-indexed. | - | Jeff has used 2017 to index, but CG2021 identified compounded errors in 2017 rates and corrected. By reverting to 2017 this has negated work done last time and so I've indexed 2021 rates. | NA | Steel | 1.56 | (BEAMS Note 2) The ERC for this item should be added to all other rateable items on the hereditament (except land). Therefore the total of the ERC of the other Building Items and the P&M ERC (where applicable) to enable the correct contract size adjustment to be made. ERC of Building Component + ERC of P&M = Total ERC to which contract size adjustment should be applied. The appropriate % adjustment should be made in accordance with the scale for contract size adjustment specified under section 6 of the RCG 2021 Guidance notes. The currency ERC rates are set at £4m (Four Million Pounds) @ 1st April 2019 (AVD) for the RCG 2021 Publication. | Hoppers/ Silos Steel Square or Rectangular | A square or rectangular hopper bottomed structure of sheet steel plate or varying thickness, including support steelwork. | 2 | TRUE
492 | 43514L | 4466 | 43514L | Bunkers | Concrete Hopper | Steel plate square or rectangular | 8mm | 250m3 | A square or rectangular hopper bottomed structure of sheet steel plate of varying thickness, including support steelwork Holding Volume 50 m to 500m3 Plate Thickness 6 mm to 12mm | Location Adjustment Applicable (See Guidance Notes) - ERC = UK mean of 1.00 | (BEAMS Note 2) The ERC for this item should be added to all other rateable items on the hereditament (except land). Therefore the total of the ERC of the other Building Items and the P&M ERC (where applicable) to enable the correct contract size adjustment to be made. ERC of Building Component + ERC of P&M = Total ERC to which contract size adjustment should be applied. The appropriate % adjustment should be made in accordance with the scale for contract size adjustment specified under section 6 of the RCG 2023 Guidance notes. The currency ERC rates are set at £4m (Four Million Pounds) @ 1st April 2021 (AVD) for the RCG 2023 Publication. | Based on volume of hopper. Use cost for total volume of all hoppers in one structure. Costs include supporting steelwork but exclude foundations. The plant and machinery listed in the description has been included in this costing. | Holding volume of hopper and external works | - | - | Conveyors, settings, housings and external works | - | Add foundation costs - see either isolated bases or floor slab cost | Hoppers/ Silos Steel Square or Rectangular | A square or rectangular hopper bottomed structure of sheet steel plate or varying thickness, including support steelwork. | 10048 |  | m3 | - | 3 - INDUSTRIAL | David Grace | S. Moorby | 401.357 | Option 2 | 436.0606 | 8.647% | 545 | 546.2181 | 36.09% | 25.26% | 546.2181 | 36.09% | ERC Over-ridden | J.A. Grand | VOA_GPN_GOV_UK\6093530 | 2021-03-11 | Low | Amber | High | No current costs available from S. Moorby / T. O'Dwyer or contractors. Checked 2017 costs and re-indexed. | - | Jeff has used 2017 to index, but CG2021 identified compounded errors in 2017 rates and corrected. By reverting to 2017 this has negated work done last time and so I've indexed 2021 rates. | NA | Steel | 1.56 | (BEAMS Note 2) The ERC for this item should be added to all other rateable items on the hereditament (except land). Therefore the total of the ERC of the other Building Items and the P&M ERC (where applicable) to enable the correct contract size adjustment to be made. ERC of Building Component + ERC of P&M = Total ERC to which contract size adjustment should be applied. The appropriate % adjustment should be made in accordance with the scale for contract size adjustment specified under section 6 of the RCG 2021 Guidance notes. The currency ERC rates are set at £4m (Four Million Pounds) @ 1st April 2019 (AVD) for the RCG 2021 Publication. | Hoppers/ Silos Steel Square or Rectangular | A square or rectangular hopper bottomed structure of sheet steel plate or varying thickness, including support steelwork. | 2 | TRUE
493 | 43514P | 4467 | 43514P | Bunkers | Concrete Hopper | Steel plate square or rectangular | 8mm | 300m3 | A square or rectangular hopper bottomed structure of sheet steel plate of varying thickness, including support steelwork Holding Volume 50 m to 500m3 Plate Thickness 6 mm to 12mm | Location Adjustment Applicable (See Guidance Notes) - ERC = UK mean of 1.00 | (BEAMS Note 2) The ERC for this item should be added to all other rateable items on the hereditament (except land). Therefore the total of the ERC of the other Building Items and the P&M ERC (where applicable) to enable the correct contract size adjustment to be made. ERC of Building Component + ERC of P&M = Total ERC to which contract size adjustment should be applied. The appropriate % adjustment should be made in accordance with the scale for contract size adjustment specified under section 6 of the RCG 2023 Guidance notes. The currency ERC rates are set at £4m (Four Million Pounds) @ 1st April 2021 (AVD) for the RCG 2023 Publication. | Based on volume of hopper. Use cost for total volume of all hoppers in one structure. Costs include supporting steelwork but exclude foundations. The plant and machinery listed in the description has been included in this costing. | Holding volume of hopper and external works | - | - | Conveyors, settings, housings and external works | - | Add foundation costs - see either isolated bases or floor slab cost | Hoppers/ Silos Steel Square or Rectangular | A square or rectangular hopper bottomed structure of sheet steel plate or varying thickness, including support steelwork. | 10048 |  | m3 | - | 3 - INDUSTRIAL | David Grace | S. Moorby | 388.1255 | Option 2 | 421.685 | 8.647% | 527 | 528.1778 | 36.08% | 25.25% | 528.1778 | 36.08% | ERC Over-ridden | J.A. Grand | VOA_GPN_GOV_UK\6093530 | 2021-03-11 | Low | Amber | High | No current costs available from S. Moorby / T. O'Dwyer or contractors. Checked 2017 costs and re-indexed. | - | Jeff has used 2017 to index, but CG2021 identified compounded errors in 2017 rates and corrected. By reverting to 2017 this has negated work done last time and so I've indexed 2021 rates. | NA | Steel | 1.56 | (BEAMS Note 2) The ERC for this item should be added to all other rateable items on the hereditament (except land). Therefore the total of the ERC of the other Building Items and the P&M ERC (where applicable) to enable the correct contract size adjustment to be made. ERC of Building Component + ERC of P&M = Total ERC to which contract size adjustment should be applied. The appropriate % adjustment should be made in accordance with the scale for contract size adjustment specified under section 6 of the RCG 2021 Guidance notes. The currency ERC rates are set at £4m (Four Million Pounds) @ 1st April 2019 (AVD) for the RCG 2021 Publication. | Hoppers/ Silos Steel Square or Rectangular | A square or rectangular hopper bottomed structure of sheet steel plate or varying thickness, including support steelwork. | 2 | TRUE
494 | 43514S | 4468 | 43514S | Bunkers | Concrete Hopper | Steel plate square or rectangular | 8mm | 400m3 | A square or rectangular hopper bottomed structure of sheet steel plate of varying thickness, including support steelwork Holding Volume 50 m to 500m3 Plate Thickness 6 mm to 12mm | Location Adjustment Applicable (See Guidance Notes) - ERC = UK mean of 1.00 | (BEAMS Note 2) The ERC for this item should be added to all other rateable items on the hereditament (except land). Therefore the total of the ERC of the other Building Items and the P&M ERC (where applicable) to enable the correct contract size adjustment to be made. ERC of Building Component + ERC of P&M = Total ERC to which contract size adjustment should be applied. The appropriate % adjustment should be made in accordance with the scale for contract size adjustment specified under section 6 of the RCG 2023 Guidance notes. The currency ERC rates are set at £4m (Four Million Pounds) @ 1st April 2021 (AVD) for the RCG 2023 Publication. | Based on volume of hopper. Use cost for total volume of all hoppers in one structure. Costs include supporting steelwork but exclude foundations. The plant and machinery listed in the description has been included in this costing. | Holding volume of hopper and external works | - | - | Conveyors, settings, housings and external works | - | Add foundation costs - see either isolated bases or floor slab cost | Hoppers/ Silos Steel Square or Rectangular | A square or rectangular hopper bottomed structure of sheet steel plate or varying thickness, including support steelwork. | 10048 |  | m3 | - | 3 - INDUSTRIAL | David Grace | S. Moorby | 370.4834 | Option 2 | 402.5175 | 8.647% | 503 | 504.1242 | 36.07% | 25.24% | 504.1242 | 36.07% | ERC Over-ridden | J.A. Grand | VOA_GPN_GOV_UK\6093530 | 2021-03-11 | Low | Amber | High | No current costs available from S. Moorby / T. O'Dwyer or contractors. Checked 2017 costs and re-indexed. | - | Jeff has used 2017 to index, but CG2021 identified compounded errors in 2017 rates and corrected. By reverting to 2017 this has negated work done last time and so I've indexed 2021 rates. | NA | Steel | 1.56 | (BEAMS Note 2) The ERC for this item should be added to all other rateable items on the hereditament (except land). Therefore the total of the ERC of the other Building Items and the P&M ERC (where applicable) to enable the correct contract size adjustment to be made. ERC of Building Component + ERC of P&M = Total ERC to which contract size adjustment should be applied. The appropriate % adjustment should be made in accordance with the scale for contract size adjustment specified under section 6 of the RCG 2021 Guidance notes. The currency ERC rates are set at £4m (Four Million Pounds) @ 1st April 2019 (AVD) for the RCG 2021 Publication. | Hoppers/ Silos Steel Square or Rectangular | A square or rectangular hopper bottomed structure of sheet steel plate or varying thickness, including support steelwork. | 2 | TRUE
495 | 43514T | 4469 | 43514T | Bunkers | Concrete Hopper | Steel plate square or rectangular | 8mm | 400m3 | A square or rectangular hopper bottomed structure of sheet steel plate of varying thickness, including support steelwork Holding Volume 50 m to 500m3 Plate Thickness 6 mm to 12mm | Location Adjustment Applicable (See Guidance Notes) - ERC = UK mean of 1.00 | (BEAMS Note 2) The ERC for this item should be added to all other rateable items on the hereditament (except land). Therefore the total of the ERC of the other Building Items and the P&M ERC (where applicable) to enable the correct contract size adjustment to be made. ERC of Building Component + ERC of P&M = Total ERC to which contract size adjustment should be applied. The appropriate % adjustment should be made in accordance with the scale for contract size adjustment specified under section 6 of the RCG 2023 Guidance notes. The currency ERC rates are set at £4m (Four Million Pounds) @ 1st April 2021 (AVD) for the RCG 2023 Publication. | Based on volume of hopper. Use cost for total volume of all hoppers in one structure. Costs include supporting steelwork but exclude foundations. The plant and machinery listed in the description has been included in this costing. | Holding volume of hopper and external works | - | - | Conveyors, settings, housings and external works | - | Add foundation costs - see either isolated bases or floor slab cost | Hoppers/ Silos Steel Square or Rectangular | A square or rectangular hopper bottomed structure of sheet steel plate or varying thickness, including support steelwork. | 10048 |  | m3 | - | 3 - INDUSTRIAL | David Grace | S. Moorby | 370.4834 | Option 2 | 402.5175 | 8.647% | 503 | 504.1242 | 36.07% | 25.24% | 504.1242 | 36.07% | ERC Over-ridden | J.A. Grand | VOA_GPN_GOV_UK\6093530 | 2021-03-11 | Low | Amber | High | No current costs available from S. Moorby / T. O'Dwyer or contractors. Checked 2017 costs and re-indexed. | - | Jeff has used 2017 to index, but CG2021 identified compounded errors in 2017 rates and corrected. By reverting to 2017 this has negated work done last time and so I've indexed 2021 rates. | NA | Steel | 1.56 | (BEAMS Note 2) The ERC for this item should be added to all other rateable items on the hereditament (except land). Therefore the total of the ERC of the other Building Items and the P&M ERC (where applicable) to enable the correct contract size adjustment to be made. ERC of Building Component + ERC of P&M = Total ERC to which contract size adjustment should be applied. The appropriate % adjustment should be made in accordance with the scale for contract size adjustment specified under section 6 of the RCG 2021 Guidance notes. The currency ERC rates are set at £4m (Four Million Pounds) @ 1st April 2019 (AVD) for the RCG 2021 Publication. | Hoppers/ Silos Steel Square or Rectangular | A square or rectangular hopper bottomed structure of sheet steel plate or varying thickness, including support steelwork. | 2 | TRUE
496 | 43516A | 4446 | 43516A | Bunkers | Concrete Hopper | Steel plate square or rectangular | 9mm | 50m3 | A square or rectangular hopper bottomed structure of sheet steel plate of varying thickness, including support steelwork Holding Volume 50 m to 500m3 Plate Thickness 6 mm to 12mm | Location Adjustment Applicable (See Guidance Notes) - ERC = UK mean of 1.00 | (BEAMS Note 2) The ERC for this item should be added to all other rateable items on the hereditament (except land). Therefore the total of the ERC of the other Building Items and the P&M ERC (where applicable) to enable the correct contract size adjustment to be made. ERC of Building Component + ERC of P&M = Total ERC to which contract size adjustment should be applied. The appropriate % adjustment should be made in accordance with the scale for contract size adjustment specified under section 6 of the RCG 2023 Guidance notes. The currency ERC rates are set at £4m (Four Million Pounds) @ 1st April 2021 (AVD) for the RCG 2023 Publication. | Based on volume of hopper. Use cost for total volume of all hoppers in one structure. Costs include supporting steelwork but exclude foundations. The plant and machinery listed in the description has been included in this costing. | Holding volume of hopper and external works | - | - | Conveyors, settings, housings and external works | - | Add foundation costs - see either isolated bases or floor slab cost | Hoppers/ Silos Steel Square or Rectangular | A square or rectangular hopper bottomed structure of sheet steel plate or varying thickness, including support steelwork. | 10048 |  | m3 | - | 3 - INDUSTRIAL | David Grace | S. Moorby | 608.6513 | Option 2 | 661.2787 | 8.647% | 827 | 828.8483 | 36.18% | 25.34% | 828.8483 | 36.18% | ERC Over-ridden | J.A. Grand | VOA_GPN_GOV_UK\6093530 | 2021-03-11 | Low | Amber | High | No current costs available from S. Moorby / T. O'Dwyer or contractors. Checked 2017 costs and re-indexed. | - | Jeff has used 2017 to index, but CG2021 identified compounded errors in 2017 rates and corrected. By reverting to 2017 this has negated work done last time and so I've indexed 2021 rates. | NA | Steel | 1.56 | (BEAMS Note 2) The ERC for this item should be added to all other rateable items on the hereditament (except land). Therefore the total of the ERC of the other Building Items and the P&M ERC (where applicable) to enable the correct contract size adjustment to be made. ERC of Building Component + ERC of P&M = Total ERC to which contract size adjustment should be applied. The appropriate % adjustment should be made in accordance with the scale for contract size adjustment specified under section 6 of the RCG 2021 Guidance notes. The currency ERC rates are set at £4m (Four Million Pounds) @ 1st April 2019 (AVD) for the RCG 2021 Publication. | Hoppers/ Silos Steel Square or Rectangular | A square or rectangular hopper bottomed structure of sheet steel plate or varying thickness, including support steelwork. | 2 | TRUE
497 | 43516C | 4470 | 43516C | Bunkers | Concrete Hopper | Steel plate square or rectangular | 9mm | 100m3 | A square or rectangular hopper bottomed structure of sheet steel plate of varying thickness, including support steelwork Holding Volume 50 m to 500m3 Plate Thickness 6 mm to 12mm | Location Adjustment Applicable (See Guidance Notes) - ERC = UK mean of 1.00 | (BEAMS Note 2) The ERC for this item should be added to all other rateable items on the hereditament (except land). Therefore the total of the ERC of the other Building Items and the P&M ERC (where applicable) to enable the correct contract size adjustment to be made. ERC of Building Component + ERC of P&M = Total ERC to which contract size adjustment should be applied. The appropriate % adjustment should be made in accordance with the scale for contract size adjustment specified under section 6 of the RCG 2023 Guidance notes. The currency ERC rates are set at £4m (Four Million Pounds) @ 1st April 2021 (AVD) for the RCG 2023 Publication. | Based on volume of hopper. Use cost for total volume of all hoppers in one structure. Costs include supporting steelwork but exclude foundations. The plant and machinery listed in the description has been included in this costing. | Holding volume of hopper and external works | - | - | Conveyors, settings, housings and external works | - | Add foundation costs - see either isolated bases or floor slab cost | Hoppers/ Silos Steel Square or Rectangular | A square or rectangular hopper bottomed structure of sheet steel plate or varying thickness, including support steelwork. | 10048 |  | m3 | - | 3 - INDUSTRIAL | David Grace | S. Moorby | 511.6199 | Option 2 | 555.8574 | 8.647% | 694 | 695.5511 | 35.95% | 25.13% | 695.5511 | 35.95% | ERC Over-ridden | J.A. Grand | VOA_GPN_GOV_UK\6093530 | 2021-03-11 | Low | Amber | High | No current costs available from S. Moorby / T. O'Dwyer or contractors. Checked 2017 costs and re-indexed. | - | Jeff has used 2017 to index, but CG2021 identified compounded errors in 2017 rates and corrected. By reverting to 2017 this has negated work done last time and so I've indexed 2021 rates. | NA | Steel | 1.56 | (BEAMS Note 2) The ERC for this item should be added to all other rateable items on the hereditament (except land). Therefore the total of the ERC of the other Building Items and the P&M ERC (where applicable) to enable the correct contract size adjustment to be made. ERC of Building Component + ERC of P&M = Total ERC to which contract size adjustment should be applied. The appropriate % adjustment should be made in accordance with the scale for contract size adjustment specified under section 6 of the RCG 2021 Guidance notes. The currency ERC rates are set at £4m (Four Million Pounds) @ 1st April 2019 (AVD) for the RCG 2021 Publication. | Hoppers/ Silos Steel Square or Rectangular | A square or rectangular hopper bottomed structure of sheet steel plate or varying thickness, including support steelwork. | 2 | TRUE
498 | 43516E | 4471 | 43516E | Bunkers | Concrete Hopper | Steel plate square or rectangular | 9mm | 150m3 | A square or rectangular hopper bottomed structure of sheet steel plate of varying thickness, including support steelwork Holding Volume 50 m to 500m3 Plate Thickness 6 mm to 12mm | Location Adjustment Applicable (See Guidance Notes) - ERC = UK mean of 1.00 | (BEAMS Note 2) The ERC for this item should be added to all other rateable items on the hereditament (except land). Therefore the total of the ERC of the other Building Items and the P&M ERC (where applicable) to enable the correct contract size adjustment to be made. ERC of Building Component + ERC of P&M = Total ERC to which contract size adjustment should be applied. The appropriate % adjustment should be made in accordance with the scale for contract size adjustment specified under section 6 of the RCG 2023 Guidance notes. The currency ERC rates are set at £4m (Four Million Pounds) @ 1st April 2021 (AVD) for the RCG 2023 Publication. | Based on volume of hopper. Use cost for total volume of all hoppers in one structure. Costs include supporting steelwork but exclude foundations. The plant and machinery listed in the description has been included in this costing. | Holding volume of hopper and external works | - | - | Conveyors, settings, housings and external works | - | Add foundation costs - see either isolated bases or floor slab cost | Hoppers/ Silos Steel Square or Rectangular | A square or rectangular hopper bottomed structure of sheet steel plate or varying thickness, including support steelwork. | 10048 |  | m3 | - | 3 - INDUSTRIAL | David Grace | S. Moorby | 449.8727 | Option 2 | 488.7712 | 8.647% | 610 | 611.3633 | 35.9% | 25.08% | 611.3633 | 35.9% | ERC Over-ridden | J.A. Grand | VOA_GPN_GOV_UK\6093530 | 2021-03-11 | Low | Amber | High | No current costs available from S. Moorby / T. O'Dwyer or contractors. Checked 2017 costs and re-indexed. | - | Jeff has used 2017 to index, but CG2021 identified compounded errors in 2017 rates and corrected. By reverting to 2017 this has negated work done last time and so I've indexed 2021 rates. | NA | Steel | 1.56 | (BEAMS Note 2) The ERC for this item should be added to all other rateable items on the hereditament (except land). Therefore the total of the ERC of the other Building Items and the P&M ERC (where applicable) to enable the correct contract size adjustment to be made. ERC of Building Component + ERC of P&M = Total ERC to which contract size adjustment should be applied. The appropriate % adjustment should be made in accordance with the scale for contract size adjustment specified under section 6 of the RCG 2021 Guidance notes. The currency ERC rates are set at £4m (Four Million Pounds) @ 1st April 2019 (AVD) for the RCG 2021 Publication. | Hoppers/ Silos Steel Square or Rectangular | A square or rectangular hopper bottomed structure of sheet steel plate or varying thickness, including support steelwork. | 2 | TRUE
499 | 43516H | 4472 | 43516H | Bunkers | Concrete Hopper | Steel plate square or rectangular | 9mm | 200m3 | A square or rectangular hopper bottomed structure of sheet steel plate of varying thickness, including support steelwork Holding Volume 50 m to 500m3 Plate Thickness 6 mm to 12mm | Location Adjustment Applicable (See Guidance Notes) - ERC = UK mean of 1.00 | (BEAMS Note 2) The ERC for this item should be added to all other rateable items on the hereditament (except land). Therefore the total of the ERC of the other Building Items and the P&M ERC (where applicable) to enable the correct contract size adjustment to be made. ERC of Building Component + ERC of P&M = Total ERC to which contract size adjustment should be applied. The appropriate % adjustment should be made in accordance with the scale for contract size adjustment specified under section 6 of the RCG 2023 Guidance notes. The currency ERC rates are set at £4m (Four Million Pounds) @ 1st April 2021 (AVD) for the RCG 2023 Publication. | Based on volume of hopper. Use cost for total volume of all hoppers in one structure. Costs include supporting steelwork but exclude foundations. The plant and machinery listed in the description has been included in this costing. | Holding volume of hopper and external works | - | - | Conveyors, settings, housings and external works | - | Add foundation costs - see either isolated bases or floor slab cost | Hoppers/ Silos Steel Square or Rectangular | A square or rectangular hopper bottomed structure of sheet steel plate or varying thickness, including support steelwork. | 10048 |  | m3 | - | 3 - INDUSTRIAL | David Grace | S. Moorby | 427.8201 | Option 2 | 464.8118 | 8.647% | 580 | 581.2963 | 35.87% | 25.06% | 581.2963 | 35.87% | ERC Over-ridden | J.A. Grand | VOA_GPN_GOV_UK\6093530 | 2021-03-11 | Low | Amber | High | No current costs available from S. Moorby / T. O'Dwyer or contractors. Checked 2017 costs and re-indexed. | - | Jeff has used 2017 to index, but CG2021 identified compounded errors in 2017 rates and corrected. By reverting to 2017 this has negated work done last time and so I've indexed 2021 rates. | NA | Steel | 1.56 | (BEAMS Note 2) The ERC for this item should be added to all other rateable items on the hereditament (except land). Therefore the total of the ERC of the other Building Items and the P&M ERC (where applicable) to enable the correct contract size adjustment to be made. ERC of Building Component + ERC of P&M = Total ERC to which contract size adjustment should be applied. The appropriate % adjustment should be made in accordance with the scale for contract size adjustment specified under section 6 of the RCG 2021 Guidance notes. The currency ERC rates are set at £4m (Four Million Pounds) @ 1st April 2019 (AVD) for the RCG 2021 Publication. | Hoppers/ Silos Steel Square or Rectangular | A square or rectangular hopper bottomed structure of sheet steel plate or varying thickness, including support steelwork. | 2 | TRUE
500 | 43516L | 4473 | 43516L | Bunkers | Concrete Hopper | Steel plate square or rectangular | 9mm | 250m3 | A square or rectangular hopper bottomed structure of sheet steel plate of varying thickness, including support steelwork Holding Volume 50 m to 500m3 Plate Thickness 6 mm to 12mm | Location Adjustment Applicable (See Guidance Notes) - ERC = UK mean of 1.00 | (BEAMS Note 2) The ERC for this item should be added to all other rateable items on the hereditament (except land). Therefore the total of the ERC of the other Building Items and the P&M ERC (where applicable) to enable the correct contract size adjustment to be made. ERC of Building Component + ERC of P&M = Total ERC to which contract size adjustment should be applied. The appropriate % adjustment should be made in accordance with the scale for contract size adjustment specified under section 6 of the RCG 2023 Guidance notes. The currency ERC rates are set at £4m (Four Million Pounds) @ 1st April 2021 (AVD) for the RCG 2023 Publication. | Based on volume of hopper. Use cost for total volume of all hoppers in one structure. Costs include supporting steelwork but exclude foundations. The plant and machinery listed in the description has been included in this costing. | Holding volume of hopper and external works | - | - | Conveyors, settings, housings and external works | - | Add foundation costs - see either isolated bases or floor slab cost | Hoppers/ Silos Steel Square or Rectangular | A square or rectangular hopper bottomed structure of sheet steel plate or varying thickness, including support steelwork. | 10048 |  | m3 | - | 3 - INDUSTRIAL | David Grace | S. Moorby | 414.5886 | Option 2 | 450.4362 | 8.647% | 563 | 564.2583 | 36.1% | 25.27% | 564.2583 | 36.1% | ERC Over-ridden | J.A. Grand | VOA_GPN_GOV_UK\6093530 | 2021-03-11 | Low | Amber | High | No current costs available from S. Moorby / T. O'Dwyer or contractors. Checked 2017 costs and re-indexed. | - | Jeff has used 2017 to index, but CG2021 identified compounded errors in 2017 rates and corrected. By reverting to 2017 this has negated work done last time and so I've indexed 2021 rates. | NA | Steel | 1.56 | (BEAMS Note 2) The ERC for this item should be added to all other rateable items on the hereditament (except land). Therefore the total of the ERC of the other Building Items and the P&M ERC (where applicable) to enable the correct contract size adjustment to be made. ERC of Building Component + ERC of P&M = Total ERC to which contract size adjustment should be applied. The appropriate % adjustment should be made in accordance with the scale for contract size adjustment specified under section 6 of the RCG 2021 Guidance notes. The currency ERC rates are set at £4m (Four Million Pounds) @ 1st April 2019 (AVD) for the RCG 2021 Publication. | Hoppers/ Silos Steel Square or Rectangular | A square or rectangular hopper bottomed structure of sheet steel plate or varying thickness, including support steelwork. | 2 | TRUE
501 | 43516P | 4474 | 43516P | Bunkers | Concrete Hopper | Steel plate square or rectangular | 9mm | 300m3 | A square or rectangular hopper bottomed structure of sheet steel plate of varying thickness, including support steelwork Holding Volume 50 m to 500m3 Plate Thickness 6 mm to 12mm | Location Adjustment Applicable (See Guidance Notes) - ERC = UK mean of 1.00 | (BEAMS Note 2) The ERC for this item should be added to all other rateable items on the hereditament (except land). Therefore the total of the ERC of the other Building Items and the P&M ERC (where applicable) to enable the correct contract size adjustment to be made. ERC of Building Component + ERC of P&M = Total ERC to which contract size adjustment should be applied. The appropriate % adjustment should be made in accordance with the scale for contract size adjustment specified under section 6 of the RCG 2023 Guidance notes. The currency ERC rates are set at £4m (Four Million Pounds) @ 1st April 2021 (AVD) for the RCG 2023 Publication. | Based on volume of hopper. Use cost for total volume of all hoppers in one structure. Costs include supporting steelwork but exclude foundations. The plant and machinery listed in the description has been included in this costing. | Holding volume of hopper and external works | - | - | Conveyors, settings, housings and external works | - | Add foundation costs - see either isolated bases or floor slab cost | Hoppers/ Silos Steel Square or Rectangular | A square or rectangular hopper bottomed structure of sheet steel plate or varying thickness, including support steelwork. | 10048 |  | m3 | - | 3 - INDUSTRIAL | David Grace | S. Moorby | 410.178 | Option 2 | 445.6443 | 8.647% | 557 | 558.2449 | 36.1% | 25.27% | 558.2449 | 36.1% | ERC Over-ridden | J.A. Grand | VOA_GPN_GOV_UK\6093530 | 2021-03-11 | Low | Amber | High | No current costs available from S. Moorby / T. O'Dwyer or contractors. Checked 2017 costs and re-indexed. | - | Jeff has used 2017 to index, but CG2021 identified compounded errors in 2017 rates and corrected. By reverting to 2017 this has negated work done last time and so I've indexed 2021 rates. | NA | Steel | 1.56 | (BEAMS Note 2) The ERC for this item should be added to all other rateable items on the hereditament (except land). Therefore the total of the ERC of the other Building Items and the P&M ERC (where applicable) to enable the correct contract size adjustment to be made. ERC of Building Component + ERC of P&M = Total ERC to which contract size adjustment should be applied. The appropriate % adjustment should be made in accordance with the scale for contract size adjustment specified under section 6 of the RCG 2021 Guidance notes. The currency ERC rates are set at £4m (Four Million Pounds) @ 1st April 2019 (AVD) for the RCG 2021 Publication. | Hoppers/ Silos Steel Square or Rectangular | A square or rectangular hopper bottomed structure of sheet steel plate or varying thickness, including support steelwork. | 2 | TRUE
502 | 43516S | 4475 | 43516S | Bunkers | Concrete Hopper | Steel plate square or rectangular | 9mm | 400m3 | A square or rectangular hopper bottomed structure of sheet steel plate of varying thickness, including support steelwork Holding Volume 50 m to 500m3 Plate Thickness 6 mm to 12mm | Location Adjustment Applicable (See Guidance Notes) - ERC = UK mean of 1.00 | (BEAMS Note 2) The ERC for this item should be added to all other rateable items on the hereditament (except land). Therefore the total of the ERC of the other Building Items and the P&M ERC (where applicable) to enable the correct contract size adjustment to be made. ERC of Building Component + ERC of P&M = Total ERC to which contract size adjustment should be applied. The appropriate % adjustment should be made in accordance with the scale for contract size adjustment specified under section 6 of the RCG 2023 Guidance notes. The currency ERC rates are set at £4m (Four Million Pounds) @ 1st April 2021 (AVD) for the RCG 2023 Publication. | Based on volume of hopper. Use cost for total volume of all hoppers in one structure. Costs include supporting steelwork but exclude foundations. The plant and machinery listed in the description has been included in this costing. | Holding volume of hopper and external works | - | - | Conveyors, settings, housings and external works | - | Add foundation costs - see either isolated bases or floor slab cost | Hoppers/ Silos Steel Square or Rectangular | A square or rectangular hopper bottomed structure of sheet steel plate or varying thickness, including support steelwork. | 10048 |  | m3 | - | 3 - INDUSTRIAL | David Grace | S. Moorby | 388.1255 | Option 2 | 421.685 | 8.647% | 527 | 528.1778 | 36.08% | 25.25% | 528.1778 | 36.08% | ERC Over-ridden | J.A. Grand | VOA_GPN_GOV_UK\6093530 | 2021-03-11 | Low | Amber | High | No current costs available from S. Moorby / T. O'Dwyer or contractors. Checked 2017 costs and re-indexed. | - | Jeff has used 2017 to index, but CG2021 identified compounded errors in 2017 rates and corrected. By reverting to 2017 this has negated work done last time and so I've indexed 2021 rates. | NA | Steel | 1.56 | (BEAMS Note 2) The ERC for this item should be added to all other rateable items on the hereditament (except land). Therefore the total of the ERC of the other Building Items and the P&M ERC (where applicable) to enable the correct contract size adjustment to be made. ERC of Building Component + ERC of P&M = Total ERC to which contract size adjustment should be applied. The appropriate % adjustment should be made in accordance with the scale for contract size adjustment specified under section 6 of the RCG 2021 Guidance notes. The currency ERC rates are set at £4m (Four Million Pounds) @ 1st April 2019 (AVD) for the RCG 2021 Publication. | Hoppers/ Silos Steel Square or Rectangular | A square or rectangular hopper bottomed structure of sheet steel plate or varying thickness, including support steelwork. | 2 | TRUE
503 | 43516T | 4479 | 43516T | Bunkers | Concrete Hopper | Steel plate square or rectangular | 9mm | 500m3 | A square or rectangular hopper bottomed structure of sheet steel plate of varying thickness, including support steelwork Holding Volume 50 m to 500m3 Plate Thickness 6 mm to 12mm | Location Adjustment Applicable (See Guidance Notes) - ERC = UK mean of 1.00 | (BEAMS Note 2) The ERC for this item should be added to all other rateable items on the hereditament (except land). Therefore the total of the ERC of the other Building Items and the P&M ERC (where applicable) to enable the correct contract size adjustment to be made. ERC of Building Component + ERC of P&M = Total ERC to which contract size adjustment should be applied. The appropriate % adjustment should be made in accordance with the scale for contract size adjustment specified under section 6 of the RCG 2023 Guidance notes. The currency ERC rates are set at £4m (Four Million Pounds) @ 1st April 2021 (AVD) for the RCG 2023 Publication. | Based on volume of hopper. Use cost for total volume of all hoppers in one structure. Costs include supporting steelwork but exclude foundations. The plant and machinery listed in the description has been included in this costing. | Holding volume of hopper and external works | - | - | Conveyors, settings, housings and external works | - | Add foundation costs - see either isolated bases or floor slab cost | Hoppers/ Silos Steel Square or Rectangular | A square or rectangular hopper bottomed structure of sheet steel plate or varying thickness, including support steelwork. | 10048 |  | m3 | - | 3 - INDUSTRIAL | David Grace | S. Moorby | 388.1255 | Option 2 | 421.685 | 8.647% | 527 | 528.1778 | 36.08% | 25.25% | 528.1778 | 36.08% | ERC Over-ridden | J.A. Grand | VOA_GPN_GOV_UK\6093530 | 2021-03-11 | Low | Amber | High | No current costs available from S. Moorby / T. O'Dwyer or contractors. Checked 2017 costs and re-indexed. | - | Jeff has used 2017 to index, but CG2021 identified compounded errors in 2017 rates and corrected. By reverting to 2017 this has negated work done last time and so I've indexed 2021 rates. | NA | Steel | 1.56 | (BEAMS Note 2) The ERC for this item should be added to all other rateable items on the hereditament (except land). Therefore the total of the ERC of the other Building Items and the P&M ERC (where applicable) to enable the correct contract size adjustment to be made. ERC of Building Component + ERC of P&M = Total ERC to which contract size adjustment should be applied. The appropriate % adjustment should be made in accordance with the scale for contract size adjustment specified under section 6 of the RCG 2021 Guidance notes. The currency ERC rates are set at £4m (Four Million Pounds) @ 1st April 2019 (AVD) for the RCG 2021 Publication. | Hoppers/ Silos Steel Square or Rectangular | A square or rectangular hopper bottomed structure of sheet steel plate or varying thickness, including support steelwork. | 2 | TRUE
472 | 43510A | 4434 | 43510A | Bunkers | Hopper Bottomed | Steel plate square or rectangular | 6mm | 50m3 | A square or rectangular hopper bottomed structure of sheet steel plate of varying thickness, including support steelwork Holding Volume 50 m to 500m3 Plate Thickness 6 mm to 12mm | Location Adjustment Applicable (See Guidance Notes) - ERC = UK mean of 1.00 | (BEAMS Note 2) The ERC for this item should be added to all other rateable items on the hereditament (except land). Therefore the total of the ERC of the other Building Items and the P&M ERC (where applicable) to enable the correct contract size adjustment to be made. ERC of Building Component + ERC of P&M = Total ERC to which contract size adjustment should be applied. The appropriate % adjustment should be made in accordance with the scale for contract size adjustment specified under section 6 of the RCG 2023 Guidance notes. The currency ERC rates are set at £4m (Four Million Pounds) @ 1st April 2021 (AVD) for the RCG 2023 Publication. | Based on volume of hopper. Use cost for total volume of all hoppers in one structure. Costs include supporting steelwork but exclude foundations. The plant and machinery listed in the description has been included in this costing. | Holding volume of hopper and external works | - | - | Conveyors, housings, trestles, walkways | The plant and machinery listed in the description has been included in this costing. | Add foundation costs - see either isolated bases or floor slab cost | Hoppers/ Silos. Steel -Square or Rectangular | - | 10048 |  | m3 | - | 3 - INDUSTRIAL | David Grace | S. Moorby | 529.262 | Option 2 | 575.0249 | 8.647% | 718 | 719.6047 | 35.96% | 25.14% | 719.6047 | 35.96% | ERC Over-ridden | J.A. Grand | VOA_GPN_GOV_UK\6093530 | 2021-03-10 | Low | Amber | High | No current costs available from S. Moorby / T. O'Dwyer or contractors. Checked 2017 costs and re-indexed. | - | Jeff has used 2017 to index, but CG2021 identified compounded errors in 2017 rates and corrected. By reverting to 2017 this has negated work done last time and so I've indexed 2021 rates. | NA | Steel | 1.56 | (BEAMS Note 2) The ERC for this item should be added to all other rateable items on the hereditament (except land). Therefore the total of the ERC of the other Building Items and the P&M ERC (where applicable) to enable the correct contract size adjustment to be made. ERC of Building Component + ERC of P&M = Total ERC to which contract size adjustment should be applied. The appropriate % adjustment should be made in accordance with the scale for contract size adjustment specified under section 6 of the RCG 2021 Guidance notes. The currency ERC rates are set at £4m (Four Million Pounds) @ 1st April 2019 (AVD) for the RCG 2021 Publication. | Hoppers/ Silos. Steel -Square or Rectangular | - | 2 | TRUE
504 | 43518A | 4480 | 43518A | Bunkers | Hopper Bottomed | Stell plate or rectangular | 12mm | 50m3 | A square or rectangular hopper bottomed structure of sheet steel plate of varying thickness, including support steelwork Holding Volume 50 m to 500m3 Plate Thickness 6 mm to 12mm | Location Adjustment Applicable (See Guidance Notes) - ERC = UK mean of 1.00 | (BEAMS Note 2) The ERC for this item should be added to all other rateable items on the hereditament (except land). Therefore the total of the ERC of the other Building Items and the P&M ERC (where applicable) to enable the correct contract size adjustment to be made. ERC of Building Component + ERC of P&M = Total ERC to which contract size adjustment should be applied. The appropriate % adjustment should be made in accordance with the scale for contract size adjustment specified under section 6 of the RCG 2023 Guidance notes. The currency ERC rates are set at £4m (Four Million Pounds) @ 1st April 2021 (AVD) for the RCG 2023 Publication. | Based on volume of hopper. Use cost for total volume of all hoppers in one structure. Costs include supporting steelwork but exclude foundations. The plant and machinery listed in the description has been included in this costing. | Holding volume of hopper and external works | - | - | Conveyors, settings, housings and external works | - | Add foundation costs - see either isolated bases or floor slab cost | Hoppers/ Silos Steel Square or Rectangular | A square or rectangular hopper bottomed structure of sheet steel plate or varying thickness, including support steelwork. | - |  | m3 | - | 3 - INDUSTRIAL | David Grace | S. Moorby | 635.1144 | Option 2 | 690.0299 | 8.647% | 862 | 863.9265 | 36.03% | 25.2% | 863.9265 | 36.03% | ERC Over-ridden | J.A. Grand | VOA_GPN_GOV_UK\6093530 | 2021-03-11 | Low | Amber | High | No current costs available from S. Moorby / T. O'Dwyer or contractors. Checked 2017 costs and re-indexed. | - | Jeff has used 2017 to index, but CG2021 identified compounded errors in 2017 rates and corrected. By reverting to 2017 this has negated work done last time and so I've indexed 2021 rates. | NA | Steel | 1.56 | (BEAMS Note 2) The ERC for this item should be added to all other rateable items on the hereditament (except land). Therefore the total of the ERC of the other Building Items and the P&M ERC (where applicable) to enable the correct contract size adjustment to be made. ERC of Building Component + ERC of P&M = Total ERC to which contract size adjustment should be applied. The appropriate % adjustment should be made in accordance with the scale for contract size adjustment specified under section 6 of the RCG 2021 Guidance notes. The currency ERC rates are set at £4m (Four Million Pounds) @ 1st April 2019 (AVD) for the RCG 2021 Publication. | Hoppers/ Silos Steel Square or Rectangular | A square or rectangular hopper bottomed structure of sheet steel plate or varying thickness, including support steelwork. | 2 | TRUE
505 | 43518C | 4481 | 43518C | Bunkers | Hopper Bottomed | Stell plate or rectangular | 12mm | 100m3 | A square or rectangular hopper bottomed structure of sheet steel plate of varying thickness, including support steelwork Holding Volume 50 m to 500m3 Plate Thickness 6 mm to 12mm | Location Adjustment Applicable (See Guidance Notes) - ERC = UK mean of 1.00 | (BEAMS Note 2) The ERC for this item should be added to all other rateable items on the hereditament (except land). Therefore the total of the ERC of the other Building Items and the P&M ERC (where applicable) to enable the correct contract size adjustment to be made. ERC of Building Component + ERC of P&M = Total ERC to which contract size adjustment should be applied. The appropriate % adjustment should be made in accordance with the scale for contract size adjustment specified under section 6 of the RCG 2023 Guidance notes. The currency ERC rates are set at £4m (Four Million Pounds) @ 1st April 2021 (AVD) for the RCG 2023 Publication. | Based on volume of hopper. Use cost for total volume of all hoppers in one structure. Costs include supporting steelwork but exclude foundations. The plant and machinery listed in the description has been included in this costing. | Holding volume of hopper and external works | - | - | Conveyors, settings, housings and external works | - | Add foundation costs - see either isolated bases or floor slab cost | Hoppers/ Silos Steel Square or Rectangular | A square or rectangular hopper bottomed structure of sheet steel plate or varying thickness, including support steelwork. | - |  | m3 | - | 3 - INDUSTRIAL | David Grace | S. Moorby | 529.262 | Option 2 | 575.0249 | 8.647% | 718 | 719.6047 | 35.96% | 25.14% | 719.6047 | 35.96% | ERC Over-ridden | J.A. Grand | VOA_GPN_GOV_UK\6093530 | 2021-03-11 | Low | Amber | High | No current costs available from S. Moorby / T. O'Dwyer or contractors. Checked 2017 costs and re-indexed. | - | Jeff has used 2017 to index, but CG2021 identified compounded errors in 2017 rates and corrected. By reverting to 2017 this has negated work done last time and so I've indexed 2021 rates. | NA | Steel | 1.56 | (BEAMS Note 2) The ERC for this item should be added to all other rateable items on the hereditament (except land). Therefore the total of the ERC of the other Building Items and the P&M ERC (where applicable) to enable the correct contract size adjustment to be made. ERC of Building Component + ERC of P&M = Total ERC to which contract size adjustment should be applied. The appropriate % adjustment should be made in accordance with the scale for contract size adjustment specified under section 6 of the RCG 2021 Guidance notes. The currency ERC rates are set at £4m (Four Million Pounds) @ 1st April 2019 (AVD) for the RCG 2021 Publication. | Hoppers/ Silos Steel Square or Rectangular | A square or rectangular hopper bottomed structure of sheet steel plate or varying thickness, including support steelwork. | 2 | TRUE
506 | 43518E | 4482 | 43518E | Bunkers | Hopper Bottomed | Stell plate or rectangular | 12mm | 150m3 | A square or rectangular hopper bottomed structure of sheet steel plate of varying thickness, including support steelwork Holding Volume 50 m to 500m3 Plate Thickness 6 mm to 12mm | Location Adjustment Applicable (See Guidance Notes) - ERC = UK mean of 1.00 | (BEAMS Note 2) The ERC for this item should be added to all other rateable items on the hereditament (except land). Therefore the total of the ERC of the other Building Items and the P&M ERC (where applicable) to enable the correct contract size adjustment to be made. ERC of Building Component + ERC of P&M = Total ERC to which contract size adjustment should be applied. The appropriate % adjustment should be made in accordance with the scale for contract size adjustment specified under section 6 of the RCG 2023 Guidance notes. The currency ERC rates are set at £4m (Four Million Pounds) @ 1st April 2021 (AVD) for the RCG 2023 Publication. | Based on volume of hopper. Use cost for total volume of all hoppers in one structure. Costs include supporting steelwork but exclude foundations. The plant and machinery listed in the description has been included in this costing. | Holding volume of hopper and external works | - | - | Conveyors, settings, housings and external works | - | Add foundation costs - see either isolated bases or floor slab cost | Hoppers/ Silos Steel Square or Rectangular | A square or rectangular hopper bottomed structure of sheet steel plate or varying thickness, including support steelwork. | - |  | m3 | - | 3 - INDUSTRIAL | David Grace | S. Moorby | 502.7989 | Option 2 | 546.2737 | 8.647% | 683 | 684.5265 | 36.14% | 25.31% | 684.5265 | 36.14% | ERC Over-ridden | J.A. Grand | VOA_GPN_GOV_UK\6093530 | 2021-03-11 | Low | Amber | High | No current costs available from S. Moorby / T. O'Dwyer or contractors. Checked 2017 costs and re-indexed. | - | Jeff has used 2017 to index, but CG2021 identified compounded errors in 2017 rates and corrected. By reverting to 2017 this has negated work done last time and so I've indexed 2021 rates. | NA | Steel | 1.56 | (BEAMS Note 2) The ERC for this item should be added to all other rateable items on the hereditament (except land). Therefore the total of the ERC of the other Building Items and the P&M ERC (where applicable) to enable the correct contract size adjustment to be made. ERC of Building Component + ERC of P&M = Total ERC to which contract size adjustment should be applied. The appropriate % adjustment should be made in accordance with the scale for contract size adjustment specified under section 6 of the RCG 2021 Guidance notes. The currency ERC rates are set at £4m (Four Million Pounds) @ 1st April 2019 (AVD) for the RCG 2021 Publication. | Hoppers/ Silos Steel Square or Rectangular | A square or rectangular hopper bottomed structure of sheet steel plate or varying thickness, including support steelwork. | 2 | TRUE
507 | 43518H | 4483 | 43518H | Bunkers | Hopper Bottomed | Stell plate or rectangular | 12mm | 200m3 | A square or rectangular hopper bottomed structure of sheet steel plate of varying thickness, including support steelwork Holding Volume 50 m to 500m3 Plate Thickness 6 mm to 12mm | Location Adjustment Applicable (See Guidance Notes) - ERC = UK mean of 1.00 | (BEAMS Note 2) The ERC for this item should be added to all other rateable items on the hereditament (except land). Therefore the total of the ERC of the other Building Items and the P&M ERC (where applicable) to enable the correct contract size adjustment to be made. ERC of Building Component + ERC of P&M = Total ERC to which contract size adjustment should be applied. The appropriate % adjustment should be made in accordance with the scale for contract size adjustment specified under section 6 of the RCG 2023 Guidance notes. The currency ERC rates are set at £4m (Four Million Pounds) @ 1st April 2021 (AVD) for the RCG 2023 Publication. | Based on volume of hopper. Use cost for total volume of all hoppers in one structure. Costs include supporting steelwork but exclude foundations. The plant and machinery listed in the description has been included in this costing. | Holding volume of hopper and external works | - | - | Conveyors, settings, housings and external works | - | Add foundation costs - see either isolated bases or floor slab cost | Hoppers/ Silos Steel Square or Rectangular | A square or rectangular hopper bottomed structure of sheet steel plate or varying thickness, including support steelwork. | - |  | m3 | - | 3 - INDUSTRIAL | David Grace | S. Moorby | 485.1568 | Option 2 | 527.1062 | 8.647% | 659 | 660.4728 | 36.14% | 25.3% | 660.4728 | 36.14% | ERC Over-ridden | J.A. Grand | VOA_GPN_GOV_UK\6093530 | 2021-03-11 | Low | Amber | High | No current costs available from S. Moorby / T. O'Dwyer or contractors. Checked 2017 costs and re-indexed. | - | Jeff has used 2017 to index, but CG2021 identified compounded errors in 2017 rates and corrected. By reverting to 2017 this has negated work done last time and so I've indexed 2021 rates. | NA | Steel | 1.56 | (BEAMS Note 2) The ERC for this item should be added to all other rateable items on the hereditament (except land). Therefore the total of the ERC of the other Building Items and the P&M ERC (where applicable) to enable the correct contract size adjustment to be made. ERC of Building Component + ERC of P&M = Total ERC to which contract size adjustment should be applied. The appropriate % adjustment should be made in accordance with the scale for contract size adjustment specified under section 6 of the RCG 2021 Guidance notes. The currency ERC rates are set at £4m (Four Million Pounds) @ 1st April 2019 (AVD) for the RCG 2021 Publication. | Hoppers/ Silos Steel Square or Rectangular | A square or rectangular hopper bottomed structure of sheet steel plate or varying thickness, including support steelwork. | 2 | TRUE
508 | 43518L | 4484 | 43518L | Bunkers | Hopper Bottomed | Stell plate or rectangular | 12mm | 250m3 | A square or rectangular hopper bottomed structure of sheet steel plate of varying thickness, including support steelwork Holding Volume 50 m to 500m3 Plate Thickness 6 mm to 12mm | Location Adjustment Applicable (See Guidance Notes) - ERC = UK mean of 1.00 | (BEAMS Note 2) The ERC for this item should be added to all other rateable items on the hereditament (except land). Therefore the total of the ERC of the other Building Items and the P&M ERC (where applicable) to enable the correct contract size adjustment to be made. ERC of Building Component + ERC of P&M = Total ERC to which contract size adjustment should be applied. The appropriate % adjustment should be made in accordance with the scale for contract size adjustment specified under section 6 of the RCG 2023 Guidance notes. The currency ERC rates are set at £4m (Four Million Pounds) @ 1st April 2021 (AVD) for the RCG 2023 Publication. | Based on volume of hopper. Use cost for total volume of all hoppers in one structure. Costs include supporting steelwork but exclude foundations. The plant and machinery listed in the description has been included in this costing. | Holding volume of hopper and external works | - | - | Conveyors, settings, housings and external works | - | Add foundation costs - see either isolated bases or floor slab cost | Hoppers/ Silos Steel Square or Rectangular | A square or rectangular hopper bottomed structure of sheet steel plate or varying thickness, including support steelwork. | 10048 |  | m3 | - | 3 - INDUSTRIAL | David Grace | S. Moorby | 476.3358 | Option 2 | 517.5224 | 8.647% | 647 | 648.446 | 36.13% | 25.3% | 648.446 | 36.13% | ERC Over-ridden | J.A. Grand | VOA_GPN_GOV_UK\6093530 | 2021-03-11 | Low | Amber | High | No current costs available from S. Moorby / T. O'Dwyer or contractors. Checked 2017 costs and re-indexed. | - | Jeff has used 2017 to index, but CG2021 identified compounded errors in 2017 rates and corrected. By reverting to 2017 this has negated work done last time and so I've indexed 2021 rates. | NA | Steel | 1.56 | (BEAMS Note 2) The ERC for this item should be added to all other rateable items on the hereditament (except land). Therefore the total of the ERC of the other Building Items and the P&M ERC (where applicable) to enable the correct contract size adjustment to be made. ERC of Building Component + ERC of P&M = Total ERC to which contract size adjustment should be applied. The appropriate % adjustment should be made in accordance with the scale for contract size adjustment specified under section 6 of the RCG 2021 Guidance notes. The currency ERC rates are set at £4m (Four Million Pounds) @ 1st April 2019 (AVD) for the RCG 2021 Publication. | Hoppers/ Silos Steel Square or Rectangular | A square or rectangular hopper bottomed structure of sheet steel plate or varying thickness, including support steelwork. | 2 | TRUE
509 | 43518P | 4485 | 43518P | Bunkers | Hopper Bottomed | Stell plate or rectangular | 12mm | 300m3 | A square or rectangular hopper bottomed structure of sheet steel plate of varying thickness, including support steelwork Holding Volume 50 m to 500m3 Plate Thickness 6 mm to 12mm | Location Adjustment Applicable (See Guidance Notes) - ERC = UK mean of 1.00 | (BEAMS Note 2) The ERC for this item should be added to all other rateable items on the hereditament (except land). Therefore the total of the ERC of the other Building Items and the P&M ERC (where applicable) to enable the correct contract size adjustment to be made. ERC of Building Component + ERC of P&M = Total ERC to which contract size adjustment should be applied. The appropriate % adjustment should be made in accordance with the scale for contract size adjustment specified under section 6 of the RCG 2023 Guidance notes. The currency ERC rates are set at £4m (Four Million Pounds) @ 1st April 2021 (AVD) for the RCG 2023 Publication. | Based on volume of hopper. Use cost for total volume of all hoppers in one structure. Costs include supporting steelwork but exclude foundations. The plant and machinery listed in the description has been included in this costing. | Holding volume of hopper and external works | - | - | Conveyors, settings, housings and external works | - | Add foundation costs - see either isolated bases or floor slab cost | Hoppers/ Silos Steel Square or Rectangular | A square or rectangular hopper bottomed structure of sheet steel plate or varying thickness, including support steelwork. | 10048 |  | m3 | - | 3 - INDUSTRIAL | David Grace | S. Moorby | 458.6937 | Option 2 | 498.3549 | 8.647% | 623 | 624.3924 | 36.12% | 25.29% | 624.3924 | 36.12% | ERC Over-ridden | J.A. Grand | VOA_GPN_GOV_UK\6093530 | 2021-03-11 | Low | Amber | High | No current costs available from S. Moorby / T. O'Dwyer or contractors. Checked 2017 costs and re-indexed. | - | Jeff has used 2017 to index, but CG2021 identified compounded errors in 2017 rates and corrected. By reverting to 2017 this has negated work done last time and so I've indexed 2021 rates. | NA | Steel | 1.56 | (BEAMS Note 2) The ERC for this item should be added to all other rateable items on the hereditament (except land). Therefore the total of the ERC of the other Building Items and the P&M ERC (where applicable) to enable the correct contract size adjustment to be made. ERC of Building Component + ERC of P&M = Total ERC to which contract size adjustment should be applied. The appropriate % adjustment should be made in accordance with the scale for contract size adjustment specified under section 6 of the RCG 2021 Guidance notes. The currency ERC rates are set at £4m (Four Million Pounds) @ 1st April 2019 (AVD) for the RCG 2021 Publication. | Hoppers/ Silos Steel Square or Rectangular | A square or rectangular hopper bottomed structure of sheet steel plate or varying thickness, including support steelwork. | 2 | TRUE
510 | 43518S | 4486 | 43518S | Bunkers | Hopper Bottomed | Stell plate or rectangular | 12mm | 400m3 | A square or rectangular hopper bottomed structure of sheet steel plate of varying thickness, including support steelwork Holding Volume 50 m to 500m3 Plate Thickness 6 mm to 12mm | Location Adjustment Applicable (See Guidance Notes) - ERC = UK mean of 1.00 | (BEAMS Note 2) The ERC for this item should be added to all other rateable items on the hereditament (except land). Therefore the total of the ERC of the other Building Items and the P&M ERC (where applicable) to enable the correct contract size adjustment to be made. ERC of Building Component + ERC of P&M = Total ERC to which contract size adjustment should be applied. The appropriate % adjustment should be made in accordance with the scale for contract size adjustment specified under section 6 of the RCG 2023 Guidance notes. The currency ERC rates are set at £4m (Four Million Pounds) @ 1st April 2021 (AVD) for the RCG 2023 Publication. | Based on volume of hopper. Use cost for total volume of all hoppers in one structure. Costs include supporting steelwork but exclude foundations. The plant and machinery listed in the description has been included in this costing. | Holding volume of hopper and external works | - | - | Conveyors, settings, housings and external works | - | Add foundation costs - see either isolated bases or floor slab cost | Hoppers/ Silos Steel Square or Rectangular | A square or rectangular hopper bottomed structure of sheet steel plate or varying thickness, including support steelwork. | 10048 |  | m3 | - | 3 - INDUSTRIAL | David Grace | S. Moorby | 441.0517 | Option 2 | 479.1875 | 8.647% | 599 | 600.3387 | 36.12% | 25.28% | 600.3387 | 36.12% | ERC Over-ridden | J.A. Grand | VOA_GPN_GOV_UK\6093530 | 2021-03-11 | Low | Amber | High | No current costs available from S. Moorby / T. O'Dwyer or contractors. Checked 2017 costs and re-indexed. | - | Jeff has used 2017 to index, but CG2021 identified compounded errors in 2017 rates and corrected. By reverting to 2017 this has negated work done last time and so I've indexed 2021 rates. | NA | Steel | 1.56 | (BEAMS Note 2) The ERC for this item should be added to all other rateable items on the hereditament (except land). Therefore the total of the ERC of the other Building Items and the P&M ERC (where applicable) to enable the correct contract size adjustment to be made. ERC of Building Component + ERC of P&M = Total ERC to which contract size adjustment should be applied. The appropriate % adjustment should be made in accordance with the scale for contract size adjustment specified under section 6 of the RCG 2021 Guidance notes. The currency ERC rates are set at £4m (Four Million Pounds) @ 1st April 2019 (AVD) for the RCG 2021 Publication. | Hoppers/ Silos Steel Square or Rectangular | A square or rectangular hopper bottomed structure of sheet steel plate or varying thickness, including support steelwork. | 2 | TRUE
511 | 43518T | 4487 | 43518T | Bunkers | Hopper Bottomed | Stell plate or rectangular | 12mm | 500m3 | A square or rectangular hopper bottomed structure of sheet steel plate of varying thickness, including support steelwork Holding Volume 50 m to 500m3 Plate Thickness 6 mm to 12mm | Location Adjustment Applicable (See Guidance Notes) - ERC = UK mean of 1.00 | (BEAMS Note 2) The ERC for this item should be added to all other rateable items on the hereditament (except land). Therefore the total of the ERC of the other Building Items and the P&M ERC (where applicable) to enable the correct contract size adjustment to be made. ERC of Building Component + ERC of P&M = Total ERC to which contract size adjustment should be applied. The appropriate % adjustment should be made in accordance with the scale for contract size adjustment specified under section 6 of the RCG 2023 Guidance notes. The currency ERC rates are set at £4m (Four Million Pounds) @ 1st April 2021 (AVD) for the RCG 2023 Publication. | Based on volume of hopper. Use cost for total volume of all hoppers in one structure. Costs include supporting steelwork but exclude foundations. The plant and machinery listed in the description has been included in this costing. | Holding volume of hopper and external works | - | - | Conveyors, settings, housings and external works | - | Add foundation costs - see either isolated bases or floor slab cost | Hoppers/ Silos Steel Square or Rectangular | A square or rectangular hopper bottomed structure of sheet steel plate or varying thickness, including support steelwork. | 10048 |  | m3 | - | 3 - INDUSTRIAL | David Grace | S. Moorby | 441.0517 | Option 2 | 479.1875 | 8.647% | 599 | 600.3387 | 36.12% | 25.28% | 600.3387 | 36.12% | ERC Over-ridden | J.A. Grand | VOA_GPN_GOV_UK\6093530 | 2021-03-11 | Low | Amber | High | No current costs available from S. Moorby / T. O'Dwyer or contractors. Checked 2017 costs and re-indexed. | - | Jeff has used 2017 to index, but CG2021 identified compounded errors in 2017 rates and corrected. By reverting to 2017 this has negated work done last time and so I've indexed 2021 rates. | NA | Steel | 1.56 | (BEAMS Note 2) The ERC for this item should be added to all other rateable items on the hereditament (except land). Therefore the total of the ERC of the other Building Items and the P&M ERC (where applicable) to enable the correct contract size adjustment to be made. ERC of Building Component + ERC of P&M = Total ERC to which contract size adjustment should be applied. The appropriate % adjustment should be made in accordance with the scale for contract size adjustment specified under section 6 of the RCG 2021 Guidance notes. The currency ERC rates are set at £4m (Four Million Pounds) @ 1st April 2019 (AVD) for the RCG 2021 Publication. | Hoppers/ Silos Steel Square or Rectangular | A square or rectangular hopper bottomed structure of sheet steel plate or varying thickness, including support steelwork. | 2 | TRUE
512 | 60P00H | 100011 | 60P00H | Bus Garages | Bus Parking Areas | - | - | - | TBC | Location Adjustment Applicable (See Guidance Notes) - ERC = UK mean of 1.00 | (BEAMS Note 2) The ERC for this item should be added to all other rateable items on the hereditament (except land). Therefore the total of the ERC of the other Building Items and the P&M ERC (where applicable) to enable the correct contract size adjustment to be made. ERC of Building Component + ERC of P&M = Total ERC to which contract size adjustment should be applied. The appropriate % adjustment should be made in accordance with the scale for contract size adjustment specified under section 6 of the RCG 2023 Guidance notes. The currency ERC rates are set at £4m (Four Million Pounds) @ 1st April 2021 (AVD) for the RCG 2023 Publication. | TBC | TBC | - | - | - | TBC | TBC | NO PHOTOS PROVIDED IN 2017 | - | 10028 |  | m2 | - | 4 - HEALTHCARE, EDUCATION & Miscellaneous | Nathan Place | Steve Deacon | #N/A | Option 2 | ERROR | 0% | 108 | 84.9392 | 0% | 0% | 84.9392 | 0% | ERC Over-ridden | Lee Jackson | VOA_GPN_GOV_UK\7236957 | 2021-01-19 | - | - | High | Indexed from CG2021. No response from Valuer regarding requirements specification. No specification included in CG2021 | - | - | NA | BCIS | 1.56 | (BEAMS Note 2) The ERC for this item should be added to all other rateable items on the hereditament (except land). Therefore the total of the ERC of the other Building Items and the P&M ERC (where applicable) to enable the correct contract size adjustment to be made. ERC of Building Component + ERC of P&M = Total ERC to which contract size adjustment should be applied. The appropriate % adjustment should be made in accordance with the scale for contract size adjustment specified under section 6 of the RCG 2021 Guidance notes. The currency ERC rates are set at £4m (Four Million Pounds) @ 1st April 2019 (AVD) for the RCG 2021 Publication. | NO PHOTOS PROVIDED IN 2017 | - | 2 | TRUE
513 | 60K00A | 100010 | 60K00A | Bus Garages | Bus Wash | - | - | - | TBC | Location Adjustment Applicable (See Guidance Notes) - ERC = UK mean of 1.00 | (BEAMS Note 2) The ERC for this item should be added to all other rateable items on the hereditament (except land). Therefore the total of the ERC of the other Building Items and the P&M ERC (where applicable) to enable the correct contract size adjustment to be made. ERC of Building Component + ERC of P&M = Total ERC to which contract size adjustment should be applied. The appropriate % adjustment should be made in accordance with the scale for contract size adjustment specified under section 6 of the RCG 2023 Guidance notes. The currency ERC rates are set at £4m (Four Million Pounds) @ 1st April 2021 (AVD) for the RCG 2023 Publication. | TBC | TBC | - | - | - | TBC | TBC | 19/01/201 | - | 10028 |  | Each | - | 4 - HEALTHCARE, EDUCATION & Miscellaneous | Nathan Place | Steve Deacon | #N/A | Option 2 | ERROR | 0% | 92978 | 73124.7948 | 0% | 0% | 73124.7948 | 0% | ERC Over-ridden | Lee Jackson | VOA_GPN_GOV_UK\7236957 | 2021-02-18 | - | - | High | Indexed from CG2021 due to lack of evidence from Valuer or from Search of BCIS by Lee Jackson | - | How did this pass QC? | NA | BCIS | 1.56 | (BEAMS Note 2) The ERC for this item should be added to all other rateable items on the hereditament (except land). Therefore the total of the ERC of the other Building Items and the P&M ERC (where applicable) to enable the correct contract size adjustment to be made. ERC of Building Component + ERC of P&M = Total ERC to which contract size adjustment should be applied. The appropriate % adjustment should be made in accordance with the scale for contract size adjustment specified under section 6 of the RCG 2021 Guidance notes. The currency ERC rates are set at £4m (Four Million Pounds) @ 1st April 2019 (AVD) for the RCG 2021 Publication. | 19/01/201 | - | 2 | TRUE
514 | 60K00Y | 6152 | 60K00Y | Bus Garages | Bus Wash Ancillary Building | - | - | - | Building Construction: - Foundations:- concrete pad bases. Frame:- Lightweight steel frame. Upper Floors:- None. Roof: Single Skin un-insulated profiled metal cladding. External Walls:- Single Skin un-insulated profiled metal cladding. Windows and Doors: -No windows, Softwood flush door and frame. Internal Walls: -Fair faced concrete block work with some concrete block work to office/toilet areas. Internal Finishes:- Fair faced concrete block work as fitted Building Services: -Basic electrical lighting and power. External Works :- Associated with adjacent areas (excluded) Accommodation: -Cleaner room and store with 2 WC. Based on a building of 43m2. | Location Adjustment Applicable (See Guidance Notes) - ERC = UK mean of 1.00 | (BEAMS Note 2) The ERC for this item should be added to all other rateable items on the hereditament (except land). Therefore the total of the ERC of the other Building Items and the P&M ERC (where applicable) to enable the correct contract size adjustment to be made. ERC of Building Component + ERC of P&M = Total ERC to which contract size adjustment should be applied. The appropriate % adjustment should be made in accordance with the scale for contract size adjustment specified under section 6 of the RCG 2023 Guidance notes. The currency ERC rates are set at £4m (Four Million Pounds) @ 1st April 2021 (AVD) for the RCG 2023 Publication. | The cost for this class of hereditament will usually be between £225 /m2 and £385 /m2. The ERC reflects the actual size of the beacon. This range of prices should be used, primarily, to reflect different sizes of property i.e. Smaller properties (i.e. approx 30m2) will be at the upper end of the range; Larger properties (i.e. approx 50m2) will be at the lower end of the range. Costs exclude external works. | Measure to GIA | - | - | The plant and machinery listed in the description has been included in this costing. | - | Variations for quality are normally + or - 10% | NO PHOTOS ON CG2021 | - | 10028 |  | m2 | - | 4 - HEALTHCARE, EDUCATION & Miscellaneous | Nathan Place | Steve Deacon | 223.1936 | Option 2 | 262.745 | 17.72% | 677 | 532.443 | 138.6% | 102.6% | 532.443 | 138.6% | ERC Over-ridden | Lee Jackson | VOA_GPN_GOV_UK\7236957 | 2021-01-19 | - | Red | High | No BCIS info. Requested FOR from Valuer however no response. Indexed CG2021 | - | - | NA | FOR | 1.56 | (BEAMS Note 2) The ERC for this item should be added to all other rateable items on the hereditament (except land). Therefore the total of the ERC of the other Building Items and the P&M ERC (where applicable) to enable the correct contract size adjustment to be made. ERC of Building Component + ERC of P&M = Total ERC to which contract size adjustment should be applied. The appropriate % adjustment should be made in accordance with the scale for contract size adjustment specified under section 6 of the RCG 2021 Guidance notes. The currency ERC rates are set at £4m (Four Million Pounds) @ 1st April 2019 (AVD) for the RCG 2021 Publication. | NO PHOTOS ON CG2021 | - | 2 | TRUE
515 | 60K00P | 6057 | 60K00P | Bus Garages | Large | Good Quality | Over 130 Buses | - | Purpose built depot Built around 1979/1980 with integral first floor car park and first floor/second floor offices, ground floor garage, bus and car park. Building Construction: - Foundations: Concrete strip and pad bases. Frame: Reinforced concrete. Upper Floors: Reinforced concrete Roof: Felt on wood wool slabs on lattice steel trusses with some patent glazed roof lights. External Walls: Brick cladding. Windows and Doors: Part Patent glazed with remainder metal framed. Internal Walls: Brickwork/Concrete block work. Internal Finishes: Fair faced to garage, some plaster to office and staff accommodation. Building Services: -Gas, water and electricity to normal heating, hot and cold water installations, lighting and power. Accommodation: -Garaging for 140 buses, operating and administrative areas, staff restaurant and rest room. External area for parking 30 buses and 110 cars | Location Adjustment Applicable (See Guidance Notes) - ERC = UK mean of 1.00 | (BEAMS Note 2) The ERC for this item should be added to all other rateable items on the hereditament (except land). Therefore the total of the ERC of the other Building Items and the P&M ERC (where applicable) to enable the correct contract size adjustment to be made. ERC of Building Component + ERC of P&M = Total ERC to which contract size adjustment should be applied. The appropriate % adjustment should be made in accordance with the scale for contract size adjustment specified under section 6 of the RCG 2023 Guidance notes. The currency ERC rates are set at £4m (Four Million Pounds) @ 1st April 2021 (AVD) for the RCG 2023 Publication. | External works- excluded | Measure to GIA | - | - | Pits, duct, security, cctv - special drainage. | - | - | Large Bus Station | - | 10028 |  | m2 | - | 4 - HEALTHCARE, EDUCATION & Miscellaneous | Nathan Place | Steve Deacon | 560.2066 | Option 1 | 659.4789 | 17.72% | 1128 | 842.7857 | 50.44% | 27.8% | 842.7857 | 50.44% | ERC Over-ridden | Lee Jackson | VOA_GPN_GOV_UK\7236957 | 2021-01-19 | - | Red | High | No BCIS info. Requested FOR from Valuer however no response. Indexed CG2021 | - | - | NA | FOR | 1.56 | (BEAMS Note 2) The ERC for this item should be added to all other rateable items on the hereditament (except land). Therefore the total of the ERC of the other Building Items and the P&M ERC (where applicable) to enable the correct contract size adjustment to be made. ERC of Building Component + ERC of P&M = Total ERC to which contract size adjustment should be applied. The appropriate % adjustment should be made in accordance with the scale for contract size adjustment specified under section 6 of the RCG 2021 Guidance notes. The currency ERC rates are set at £4m (Four Million Pounds) @ 1st April 2019 (AVD) for the RCG 2021 Publication. | Large Bus Station | - | 2 | TRUE
516 | 60K00K | 6268 | 60K00K | Bus Garages | Medium | Good Quality | 15 Service Pits | - | Purpose built depot, constructed early 1980. Single storey Workshop with integral first floor office/staff facilities. Building Construction: - Foundations: Concrete strip and pad bases. Frame: Steel portal frame. Upper Floors: Pre-cast concrete with insitu topping. Roof: Profiled metal sheeting with felt covering and incorporating patent glazed roof lights. External Walls: Profile metal cladding. Windows and Doors: Aluminium curtain walling. Sectional overhead steel doors, solid core flush doors. Internal Walls: Common brickwork, Patent glazed screens and Glasal plywood linings. Internal Finishes: Painted fair face block work to garage with some plaster to office/staff areas. Vermiculux lining to steelwork. Granolithic floor, quarry tiles and carpet tiles. Monolux roof lining. Building Services: -Gas, water and electricity to normal heating, hot and cold water. Lighting and power Accommodation: -15 service pits, 2 wash pits, staff office and toilet. | Location Adjustment Applicable (See Guidance Notes) - ERC = UK mean of 1.00 | (BEAMS Note 2) The ERC for this item should be added to all other rateable items on the hereditament (except land). Therefore the total of the ERC of the other Building Items and the P&M ERC (where applicable) to enable the correct contract size adjustment to be made. ERC of Building Component + ERC of P&M = Total ERC to which contract size adjustment should be applied. The appropriate % adjustment should be made in accordance with the scale for contract size adjustment specified under section 6 of the RCG 2023 Guidance notes. The currency ERC rates are set at £4m (Four Million Pounds) @ 1st April 2021 (AVD) for the RCG 2023 Publication. | External works- excluded | Measure to GIA | - | - | Pits, ducts, compressors etc. | - | - | Photo 1 Purpose built depot - early 1980's. (NOTE: VERY POOR IMAGE & NONDESCRIPT) | - | 10028 |  | m2 | - | 4 - HEALTHCARE, EDUCATION & Miscellaneous | Nathan Place | Steve Deacon | 723.0829 | Option 1 | 851.2179 | 17.72% | 1187 | 886.8676 | 22.65% | 4.188% | 886.8676 | 22.65% | ERC Over-ridden | Lee Jackson | VOA_GPN_GOV_UK\7236957 | 2021-01-19 | - | Red | High | No BCIS info. Requested FOR from Valuer however no response. Indexed CG2021 | - | - | NA | FOR | 1.56 | (BEAMS Note 2) The ERC for this item should be added to all other rateable items on the hereditament (except land). Therefore the total of the ERC of the other Building Items and the P&M ERC (where applicable) to enable the correct contract size adjustment to be made. ERC of Building Component + ERC of P&M = Total ERC to which contract size adjustment should be applied. The appropriate % adjustment should be made in accordance with the scale for contract size adjustment specified under section 6 of the RCG 2021 Guidance notes. The currency ERC rates are set at £4m (Four Million Pounds) @ 1st April 2019 (AVD) for the RCG 2021 Publication. | Photo 1 Purpose built depot - early 1980's. (NOTE: VERY POOR IMAGE & NONDESCRIPT) | - | 2 | TRUE
517 | 60P10K | 4117 | 60P10K | Bus shelters | Enclosed | Anodised aluminium | - | - | Typical enclosed 2 to 3 bay shelter of anodised aluminium modular construction. Typically with choice of flat metal roof or 6-8mm toughened polycarbonate domed roof. Wall panels of 6mm toughened safety glass. Typically 2.3m high with standard lighting, perch seating, timetable board and including mains electrical connection. | Location Adjustment Applicable (See Guidance Notes) - ERC = UK mean of 1.00 | (BEAMS Note 2) The ERC for this item should be added to all other rateable items on the hereditament (except land). Therefore the total of the ERC of the other Building Items and the P&M ERC (where applicable) to enable the correct contract size adjustment to be made. ERC of Building Component + ERC of P&M = Total ERC to which contract size adjustment should be applied. The appropriate % adjustment should be made in accordance with the scale for contract size adjustment specified under section 6 of the RCG 2023 Guidance notes. The currency ERC rates are set at £4m (Four Million Pounds) @ 1st April 2021 (AVD) for the RCG 2023 Publication. | Steel or aluminium frame Costs assume shelter is set on public footpath. If a separate base is required this can be priced using rates from the roads section. | Area of roof. | - | - | - | - | - | Bus Shelters - enclosed | - | - | 60P10P | m2 | - | 4 - HEALTHCARE, EDUCATION & Miscellaneous | Nathan Place | - | 1137.8656 | Option 2 | 1339.5029 | 17.72% | 2487.4002 | 1956.276 | 71.93% | 46.04% | 1956.276 | 71.93% | Price Book Data | S Beresford | VOA_GPN_GOV_UK\7212398 | 2022-07-01 | Medium | Amber | Low | - | - | Updated indices following QA | NA | Supplier/Manufacturer | 1.561 | (BEAMS Note 2) The ERC for this item should be added to all other rateable items on the hereditament (except land). Therefore the total of the ERC of the other Building Items and the P&M ERC (where applicable) to enable the correct contract size adjustment to be made. ERC of Building Component + ERC of P&M = Total ERC to which contract size adjustment should be applied. The appropriate % adjustment should be made in accordance with the scale for contract size adjustment specified under section 6 of the RCG 2021 Guidance notes. The currency ERC rates are set at £4m (Four Million Pounds) @ 1st April 2019 (AVD) for the RCG 2021 Publication. | Bus Shelters - enclosed | - | 2 | TRUE
519 | 60P10P | 4496 | 60P10P | Bus shelters | Enclosed | Barrel vaulted roof | - | - | Enclosed shelter of modular construction. Barrel vault polycarbonate roof. Wall panels of toughened glass with wire mesh. Typically 2.3m high with standard lighting, 2 sets of perch seating, timetable board and including mains electrical connection. Type similar to Glasdon Carleton Range. | Location Adjustment Applicable (See Guidance Notes) - ERC = UK mean of 1.00 | (BEAMS Note 2) The ERC for this item should be added to all other rateable items on the hereditament (except land). Therefore the total of the ERC of the other Building Items and the P&M ERC (where applicable) to enable the correct contract size adjustment to be made. ERC of Building Component + ERC of P&M = Total ERC to which contract size adjustment should be applied. The appropriate % adjustment should be made in accordance with the scale for contract size adjustment specified under section 6 of the RCG 2023 Guidance notes. The currency ERC rates are set at £4m (Four Million Pounds) @ 1st April 2021 (AVD) for the RCG 2023 Publication. | Anodised aluminium construction costs assume shelter is set on public footpath. If a separate base is required this can be priced using rates from the roads section. | Area of roof. | - | - | - | - | - | Bus Shelters - Enclosed Barrel Vault Roof | - | 10029 |  | M2 | - | NA | NA | NA | 1460.7735 | Option 2 | 1719.6321 | 17.72% | 0 | 0 | -100% | -100% | 0 | -100% | Redirected | NA | VOA_GPN_GOV_UK\7246041 | 2022-07-01 | Medium | Amber | Medium | Risk taken from previous CG | - | - | NA | Supplier/Manufacturer | NA | (BEAMS Note 2) The ERC for this item should be added to all other rateable items on the hereditament (except land). Therefore the total of the ERC of the other Building Items and the P&M ERC (where applicable) to enable the correct contract size adjustment to be made. ERC of Building Component + ERC of P&M = Total ERC to which contract size adjustment should be applied. The appropriate % adjustment should be made in accordance with the scale for contract size adjustment specified under section 6 of the RCG 2021 Guidance notes. The currency ERC rates are set at £4m (Four Million Pounds) @ 1st April 2019 (AVD) for the RCG 2021 Publication. | #N/A | #N/A | 2 | TRUE
518 | 60P10G | 4495 | 60P10G | Bus shelters | Enclosed | Galvanised steel | - | - | Typical enclosed 2 to 3 bay shelter of steel profile modular construction. Typically with choice of flat metal roof or of 6-8mm toughened polycarbonate domed roof. Wall panels of 6mm toughened safety glass. Typically 2.3m high with standard lighting, perch seating, timetable board and including mains electrical connection. | Location Adjustment Applicable (See Guidance Notes) - ERC = UK mean of 1.00 | (BEAMS Note 2) The ERC for this item should be added to all other rateable items on the hereditament (except land). Therefore the total of the ERC of the other Building Items and the P&M ERC (where applicable) to enable the correct contract size adjustment to be made. ERC of Building Component + ERC of P&M = Total ERC to which contract size adjustment should be applied. The appropriate % adjustment should be made in accordance with the scale for contract size adjustment specified under section 6 of the RCG 2023 Guidance notes. The currency ERC rates are set at £4m (Four Million Pounds) @ 1st April 2021 (AVD) for the RCG 2023 Publication. | Galvanised steel construction Costs assume shelter is set on public footpath. If a separate base is required this can be priced using rates from the roads section | Area of roof. | - | - | - | - | - | Bus Shelters - enclosed | - | - |  | m2 | - | 4 - HEALTHCARE, EDUCATION & Miscellaneous | Nathan Place | - | 1137.8656 | Option 2 | 1339.5029 | 17.72% | 736.578 | 579.2996 | -49.09% | -56.75% | 579.2996 | -49.09% | Price Book Data | S Beresford | VOA_GPN_GOV_UK\7212398 | 2021-08-09 | Medium | Amber | Low | - | - | Updated indices following QA. | NA | Supplier/Manufacturer | 1.561 | (BEAMS Note 2) The ERC for this item should be added to all other rateable items on the hereditament (except land). Therefore the total of the ERC of the other Building Items and the P&M ERC (where applicable) to enable the correct contract size adjustment to be made. ERC of Building Component + ERC of P&M = Total ERC to which contract size adjustment should be applied. The appropriate % adjustment should be made in accordance with the scale for contract size adjustment specified under section 6 of the RCG 2021 Guidance notes. The currency ERC rates are set at £4m (Four Million Pounds) @ 1st April 2019 (AVD) for the RCG 2021 Publication. | Bus Shelters - enclosed | - | 2 | TRUE
520 | 60P10D | 4274 | 60P10D | Bus shelters | Open fronted | Anodised aluminium | - | - | Typical open fronted 2 to 3 Bay cantilever shelter of anodised aluminium modular construction. Typically with choice of flat metal roof or of 6-8mm toughened polycarbonate domed roof. Wall panels of 6mm toughened safety glass. Typically 2.3m high with standard lighting, perch seating, timetable board and including mains electrical connection. | Location Adjustment Applicable (See Guidance Notes) - ERC = UK mean of 1.00 | (BEAMS Note 1) The ERC for this item should be added to the total of the ERC of the other P&M items on the site and the Buildings ERC (where applicable) to enable the correct contract size adjustment to be made. ERC of P&M Items + ERC of Building Component’s = Total ERC (net figure rateable items only) to which contract size adjustment should be applied The 2023 Generic Contractors Test Spreadsheet has this facility built into the programme - it is recommended you undertake all contractors test valuations using this spreadsheet. (Details on the application of contract size adjustments can be found in the RCG 2023 Guidance notes). Where RV is calculated using the comparative method (rental method) the contract size adjustment should be made as follows: Select - SCAT code box ""P and M as an addition” within the 2023 Generic Contractors Test Spreadsheet facility. Or Where the spreadsheet is not used take the: Reciprocal of statutory de-capitalisation rate (i.e. 5% reciprocal = 20) multiply by rateable value of the buildings (before any overall end allowances are made and after making a notional deduction for the land value) and add to the ERC of P&M. Use resultant figure to calculate contract size adjustment. (Guidance Notes - Section 6) | Anodised aluminium construction Costs assume shelter is set on public footpath. If a separate base is required this can be priced using rates from the roads section. | Area of roof | - | - | - | - | - | Bus Shelters - Open Fronted. | - | - |  | m2 | - | 4 - HEALTHCARE, EDUCATION & Miscellaneous | Nathan Place | - | 448.4831 | Option 2 | 527.9572 | 17.72% | 1734.6969 | 1364.2943 | 204.2% | 158.4% | 1364.2943 | 204.2% | Price Book Data | S Beresford | VOA_GPN_GOV_UK\7212398 | 2021-08-09 | Medium | Amber | Low | - | - | Updated indices following QA | NA | Supplier/Manufacturer | 1.561 | (BEAMS Note 1) The ERC for this item should be added to the total of the ERC of the other P&M items on the site and the Buildings ERC (where applicable) to enable the correct contract size adjustment to be made. ERC of P&M Items + ERC of Building Component’s = Total ERC (net figure rateable items only) to which contract size adjustment should be applied The 2021 Generic Contractors Test Spreadsheet has this facility built into the programme - it is recommended you undertake all contractors test valuations using this spreadsheet. (Details on the application of contract size adjustments can be found in the RCG 2021 Guidance notes). Where RV is calculated using the comparative method (rental method) the contract size adjustment should be made as follows: Select - SCAT code box "P and M as an addition” within the 2021 Generic Contractors Test Spreadsheet facility. Or Where the spreadsheet is not used take the: Reciprocal of statutory de-capitalisation rate (i.e. 5% reciprocal = 20) multiply by rateable value of the buildings (before any overall end allowances are made and after making a notional deduction for the land value) and add to the ERC of P&M. Use resultant figure to calculate contract size adjustment. (Guidance Notes - Section 6) | Bus Shelters - Open Fronted. | - | 1 | TRUE
521 | 60P10A | 4402 | 60P10A | Bus shelters | Open fronted | Galvanised steel | - | - | Typical open fronted 3 bay cantilever shelter of steel profile modular construction.Typically with choice of flat metal roof or of 6-8mm toughened polycarbonate domed roof. Wall panels of 6mm Toughened Safety Glass. Typically 2.3m high with standard lighting, perch seating, timetable board and including mains electrical connection. | Location Adjustment Applicable (See Guidance Notes) - ERC = UK mean of 1.00 | (BEAMS Note 2) The ERC for this item should be added to all other rateable items on the hereditament (except land). Therefore the total of the ERC of the other Building Items and the P&M ERC (where applicable) to enable the correct contract size adjustment to be made. ERC of Building Component + ERC of P&M = Total ERC to which contract size adjustment should be applied. The appropriate % adjustment should be made in accordance with the scale for contract size adjustment specified under section 6 of the RCG 2023 Guidance notes. The currency ERC rates are set at £4m (Four Million Pounds) @ 1st April 2021 (AVD) for the RCG 2023 Publication. | Galvanised steel or aluminium construction costs assume shelter is set on public footpath. If a separate base is required this can be priced using rates from the roads section | Area of roof | - | - | - | - | - | Bus Shelters - Open Fronted | - | - |  | m2 | - | 4 - HEALTHCARE, EDUCATION & Miscellaneous | Nathan Place | - | 1153.2422 | Option 2 | 1357.6043 | 17.72% | 1008.6538 | 793.2802 | -31.21% | -41.57% | 793.2802 | -31.21% | Price Book Data | S Beresford | VOA_GPN_GOV_UK\7212398 | 2021-08-09 | Medium | Amber | Low | - | - | Updated indices following QA | NA | Supplier/Manufacturer | 1.561 | (BEAMS Note 2) The ERC for this item should be added to all other rateable items on the hereditament (except land). Therefore the total of the ERC of the other Building Items and the P&M ERC (where applicable) to enable the correct contract size adjustment to be made. ERC of Building Component + ERC of P&M = Total ERC to which contract size adjustment should be applied. The appropriate % adjustment should be made in accordance with the scale for contract size adjustment specified under section 6 of the RCG 2021 Guidance notes. The currency ERC rates are set at £4m (Four Million Pounds) @ 1st April 2019 (AVD) for the RCG 2021 Publication. | Bus Shelters - Open Fronted | - | 2 | TRUE
| 60P10B |  | 60P10B | Bus Shelters | Open fronted | Galvanised Steel - Anti Vandal | - | - | Tpically 2 to 3 bay cantilever shelter of steel profile modular construction. 6mm Polycarbonate roof. Wall panels of galvanised powder coated steel sheets. Typically 2.3m high with standard lighting, perch seating, timetable board and including mains electrical connection. | Location Adjustment Applicable (See Guidance Notes) - ERC = UK mean of 1.00 | (BEAMS Note 2) The ERC for this item should be added to all other rateable items on the hereditament (except land). Therefore the total of the ERC of the other Building Items and the P&M ERC (where applicable) to enable the correct contract size adjustment to be made. ERC of Building Component + ERC of P&M = Total ERC to which contract size adjustment should be applied. The appropriate % adjustment should be made in accordance with the scale for contract size adjustment specified under section 6 of the RCG 2023 Guidance notes. The currency ERC rates are set at £4m (Four Million Pounds) @ 1st April 2021 (AVD) for the RCG 2023 Publication. | Galvanised steel or aluminium construction costs assume shelter is set on public footpath. If a separate base is required this can be priced using rates from the roads section | Area of roof. | - | - | - | - | - | Bus Shelters - Galvanised Steel - Anti Vandal | - | - |  | m2 | - | 4 - HEALTHCARE, EDUCATION & Miscellaneous | Nathan Place | - | #N/A | Option 2 | ERROR | 0% | 1199.4687 | 943.3511 | 0% | 0% | 943.3511 | 0% | Price Book Data | S Beresford | VOA_GPN_GOV_UK\7212398 | 2021-12-03 | - | - | Low | - | - | Updated indices following QA | NA | Supplier/Manufacturer | 1.561 | (BEAMS Note 2) The ERC for this item should be added to all other rateable items on the hereditament (except land). Therefore the total of the ERC of the other Building Items and the P&M ERC (where applicable) to enable the correct contract size adjustment to be made. ERC of Building Component + ERC of P&M = Total ERC to which contract size adjustment should be applied. The appropriate % adjustment should be made in accordance with the scale for contract size adjustment specified under section 6 of the RCG 2021 Guidance notes. The currency ERC rates are set at £4m (Four Million Pounds) @ 1st April 2019 (AVD) for the RCG 2021 Publication. | Bus Shelters - Galvanised Steel - Anti Vandal | - | 2 | TRUE
523 | 60P00E | 4326 | 60P00E | Bus Stations | Medium Footprint | 101m2 to 1,000m2 GIA | Two Storey Enclosed Weathertight Construction | Excludes External Works | Purpose built park and ride bus station or enclosed shelter. Two storey. Indicative Building Construction: - Foundations: Concrete slab and strip foundations. Roof: Timber pitched roof with clay tiles. External Walls: Facing brick work. Windows and Doors: Aluminium external doors and windows with steel roller shutters. Flush internal doors. Internal Walls: Block work and timber stud. Internal Finishes: Plaster and render to walls. Vinyl and brick floors. Plasterboard ceilings. Building Services: - Electric heating, light and power, Local ventilation. Intruder alarm and emergency lighting External Works: - Excludes External works including Hard/Soft Landscaping, Drainage & Services | Location Adjustment Applicable (See Guidance Notes) - ERC = UK mean of 1.00 | (BEAMS Note 2) The ERC for this item should be added to all other rateable items on the hereditament (except land). Therefore the total of the ERC of the other Building Items and the P&M ERC (where applicable) to enable the correct contract size adjustment to be made. ERC of Building Component + ERC of P&M = Total ERC to which contract size adjustment should be applied. The appropriate % adjustment should be made in accordance with the scale for contract size adjustment specified under section 6 of the RCG 2023 Guidance notes. The currency ERC rates are set at £4m (Four Million Pounds) @ 1st April 2021 (AVD) for the RCG 2023 Publication. | Calculated from 2no. Projects in BCIS | - | Costs identified are Rateable Element | - | The plant and machinery listed in the description has been included in this costing. | - | - | NEW PHOTO REQUIRED I DO NOT BELIEVE REFLECTS REVISED ENTRY DETAILS | NEW DESCRIPTION MATCHING NEW PHOTO | 10030 |  | m2 | - | 4 - HEALTHCARE, EDUCATION & Miscellaneous | Nathan Place | Steve Deacon | 1228.6209 | Option 1 | 1446.3406 | 17.72% | 2517.35 | 1880.8392 | 53.09% | 30.04% | 1880.8392 | 53.09% | VP4 ERC | Lee Jackson | VOA_GPN_GOV_UK\7236957 | 2021-08-12 | Low | Amber | Low | Only 2no. Suitable comparables in BCIS. BCIS used as basis; data circa 20 years old, I have changed Generic to Tech 2 as they were previously incorrect. Valuer wanted to Index I disagree with this. I have identified as GIA spreads over area categories | Concern at age of analysis | VP4 s/s ERC with their own proposal | NA | FOR | 1.56 | (BEAMS Note 2) The ERC for this item should be added to all other rateable items on the hereditament (except land). Therefore the total of the ERC of the other Building Items and the P&M ERC (where applicable) to enable the correct contract size adjustment to be made. ERC of Building Component + ERC of P&M = Total ERC to which contract size adjustment should be applied. The appropriate % adjustment should be made in accordance with the scale for contract size adjustment specified under section 6 of the RCG 2021 Guidance notes. The currency ERC rates are set at £4m (Four Million Pounds) @ 1st April 2019 (AVD) for the RCG 2021 Publication. | NEW PHOTO REQUIRED I DO NOT BELIEVE REFLECTS REVISED ENTRY DETAILS | NEW DESCRIPTION MATCHING NEW PHOTO | 2 | TRUE
525 | 60P00C | 4382 | 60P00C | Bus Stations | Small Footprint | Less than 100m2 GIA | Single Storey Enclosed Weathertight Construction | Excludes External Works | Purpose built park and ride bus station or enclosed shelter. Single storey. Indicative Building Construction: - Foundations: Concrete slab and strip foundations. Roof: Timber pitched roof with clay tiles. External Walls: Facing brick work. Windows and Doors: Aluminium external doors and windows with steel roller shutters. Flush internal doors. Internal Walls: Block work and timber stud. Internal Finishes: Plaster and render to walls. Vinyl and brick floors. Plasterboard ceilings. Building Services: - Electric heating, light and power, Local ventilation. Intruder alarm and emergency lighting External Works: - Excludes External works including Hard/Soft Landscaping, Drainage & Services. | Location Adjustment Applicable (See Guidance Notes) - ERC = UK mean of 1.00 | (BEAMS Note 2) The ERC for this item should be added to all other rateable items on the hereditament (except land). Therefore the total of the ERC of the other Building Items and the P&M ERC (where applicable) to enable the correct contract size adjustment to be made. ERC of Building Component + ERC of P&M = Total ERC to which contract size adjustment should be applied. The appropriate % adjustment should be made in accordance with the scale for contract size adjustment specified under section 6 of the RCG 2023 Guidance notes. The currency ERC rates are set at £4m (Four Million Pounds) @ 1st April 2021 (AVD) for the RCG 2023 Publication. | Calculated from 2no. projects in BCIS | Gross Internal Area and external works. | Costs identified are Rateable Element. | - | The plant and machinery listed in the description has been included in this costing. | The plant and machinery listed in the description has been included in this costing. | - | NO PHOTOS AVALABLE AT TIME OF REVIEW | NO PHOTOS AVAILABLE AT TIME OF REVIEW | 10030 |  | m2 | - | 4 - HEALTHCARE, EDUCATION & Miscellaneous | Nathan Place | Steve Deacon | 1943.5202 | Option 1 | 2287.9248 | 17.72% | 3779 | 2823.4816 | 45.28% | 23.41% | 2823.4816 | 45.28% | Elemental Analysis (multiple) | Lee Jackson | VOA_GPN_GOV_UK\7236957 | 2021-01-19 | Low | Amber | Medium | Only 2no. Suitable comparables in BCIS 1990 & 1998. I am concerned the cost is high and the LF appears high also. BCIS used as basis; data circa 30 years old, I have changed Generic to Tech 2 as they were previously incorrect. Valuer wanted to Index I disagree with this. I have identified as GIA spreads over area categories | Concern of age of analysis, sample 2 has high portion of externals | - | NA | FOR | 1.56 | (BEAMS Note 2) The ERC for this item should be added to all other rateable items on the hereditament (except land). Therefore the total of the ERC of the other Building Items and the P&M ERC (where applicable) to enable the correct contract size adjustment to be made. ERC of Building Component + ERC of P&M = Total ERC to which contract size adjustment should be applied. The appropriate % adjustment should be made in accordance with the scale for contract size adjustment specified under section 6 of the RCG 2021 Guidance notes. The currency ERC rates are set at £4m (Four Million Pounds) @ 1st April 2019 (AVD) for the RCG 2021 Publication. | NO PHOTOS AVALABLE AT TIME OF REVIEW | NO PHOTOS AVAILABLE AT TIME OF REVIEW | 2 | TRUE
522 | 60P00F | 9401 | 60P00F | Bus Stations | Externals | Reinforced Grass Construction | Grasscrete or Similar | - | Grasscrete or similar on 200mm type 1 subbase; topsoil spread across units and grass seeded upon completion | Location Adjustment Applicable (See Guidance Notes) - ERC = UK mean of 1.00 | (BEAMS Note 2) The ERC for this item should be added to all other rateable items on the hereditament (except land). Therefore the total of the ERC of the other Building Items and the P&M ERC (where applicable) to enable the correct contract size adjustment to be made. ERC of Building Component + ERC of P&M = Total ERC to which contract size adjustment should be applied. The appropriate % adjustment should be made in accordance with the scale for contract size adjustment specified under section 6 of the RCG 2023 Guidance notes. The currency ERC rates are set at £4m (Four Million Pounds) @ 1st April 2021 (AVD) for the RCG 2023 Publication. | Excludes cart away of any materials offsite, assumed onsite only | - | - | - | - | - | - | PHOTO REQUIRED NONE ON CG2021 | - | - |  | m2 | - | 4 - HEALTHCARE, EDUCATION & Miscellaneous | Nathan Place | Steve Deacon | #N/A | Option 1 | ERROR | 0% | 90.7177 | 65.1331 | 0% | 0% | 65.1331 | 0% | Price Book Data | Lee Jackson | VOA_GPN_GOV_UK\7236957 | 2021-08-09 | Low | Amber | Low | Has increased from ERC £64 CG2021 now is £90.43 CG2023. Evidence is reliable from Spons 2019. | - | Updated indices following QA | NA | SPONS A&B | 1.561 | (BEAMS Note 2) The ERC for this item should be added to all other rateable items on the hereditament (except land). Therefore the total of the ERC of the other Building Items and the P&M ERC (where applicable) to enable the correct contract size adjustment to be made. ERC of Building Component + ERC of P&M = Total ERC to which contract size adjustment should be applied. The appropriate % adjustment should be made in accordance with the scale for contract size adjustment specified under section 6 of the RCG 2021 Guidance notes. The currency ERC rates are set at £4m (Four Million Pounds) @ 1st April 2019 (AVD) for the RCG 2021 Publication. | PHOTO REQUIRED NONE ON CG2021 | - | 2 | TRUE
524 | 60P00A | 4255 | 60P00A | Bus Stations | Large Footprint | 1,001m2 to 5,000m2 GIA | Enclosed Weathertight Construction | Excludes External Works | Purpose built park and ride bus station or enclosed shelter. Indicative Building Construction: - Foundations: Concrete slab and strip foundations. Roof: Timber pitched roof with clay tiles. External Walls: Facing brick work. Windows and Doors: Aluminium external doors and windows with steel roller shutters. Flush internal doors. Internal Walls: Block work and timber stud. Internal Finishes: Plaster and render to walls. Vinyl and brick floors. Plasterboard ceilings. Building Services: - Electric heating, light and power, Local ventilation. Intruder alarm and emergency lighting External Works: - Excludes External works including Hard/Soft Landscaping, Drainage & Services | Location Adjustment Applicable (See Guidance Notes) - ERC = UK mean of 1.00 | (BEAMS Note 2) The ERC for this item should be added to all other rateable items on the hereditament (except land). Therefore the total of the ERC of the other Building Items and the P&M ERC (where applicable) to enable the correct contract size adjustment to be made. ERC of Building Component + ERC of P&M = Total ERC to which contract size adjustment should be applied. The appropriate % adjustment should be made in accordance with the scale for contract size adjustment specified under section 6 of the RCG 2023 Guidance notes. The currency ERC rates are set at £4m (Four Million Pounds) @ 1st April 2021 (AVD) for the RCG 2023 Publication. | Calculated from 2no. Projects in BCIS | - | Costs identified are Rateable Element | - | The plant and machinery listed in the description has been included in this costing. | - | - | NEW PHOTO REQUIRED I DO NOT BELIEVE REFLECTS REVISED ENTRY DETAILS | NEW DESCRIPTION MATCHING NEW PHOTO | 10030 |  | m2 | - | 4 - HEALTHCARE, EDUCATION & Miscellaneous | Nathan Place | Steve Deacon | 1664.7454 | Option 1 | 1959.7492 | 17.72% | 2374 | 1773.7352 | 6.547% | -9.492% | 1773.7352 | 6.547% | Elemental Analysis (multiple) | Lee Jackson | VOA_GPN_GOV_UK\7236957 | 2021-01-19 | Low | Amber | Medium | Only 2no. Suitable comparables in BCIS. BCIS used as basis; data circa 25 years old, I have changed Generic to Tech 2 as they were previously incorrect. Valuer wanted to Index I disagree with this. I have identified as GIA spreads over area categories | Medium risk due to age of analysis | - | NA | FOR | 1.56 | (BEAMS Note 2) The ERC for this item should be added to all other rateable items on the hereditament (except land). Therefore the total of the ERC of the other Building Items and the P&M ERC (where applicable) to enable the correct contract size adjustment to be made. ERC of Building Component + ERC of P&M = Total ERC to which contract size adjustment should be applied. The appropriate % adjustment should be made in accordance with the scale for contract size adjustment specified under section 6 of the RCG 2021 Guidance notes. The currency ERC rates are set at £4m (Four Million Pounds) @ 1st April 2019 (AVD) for the RCG 2021 Publication. | NEW PHOTO REQUIRED I DO NOT BELIEVE REFLECTS REVISED ENTRY DETAILS | NEW DESCRIPTION MATCHING NEW PHOTO | 2 | TRUE
526 | 60P00B | 9883 | 60P00B | Bus Stations | Various Bus Buildings | Canopy to Bus Stations & Concourses | - | - | Canopy externally to front of building to provide weather protection to passengers | Location Adjustment Applicable (See Guidance Notes) - ERC = UK mean of 1.00 | (BEAMS Note 2) The ERC for this item should be added to all other rateable items on the hereditament (except land). Therefore the total of the ERC of the other Building Items and the P&M ERC (where applicable) to enable the correct contract size adjustment to be made. ERC of Building Component + ERC of P&M = Total ERC to which contract size adjustment should be applied. The appropriate % adjustment should be made in accordance with the scale for contract size adjustment specified under section 6 of the RCG 2023 Guidance notes. The currency ERC rates are set at £4m (Four Million Pounds) @ 1st April 2021 (AVD) for the RCG 2023 Publication. | Costs include concrete bases in footpath or concourse construction . Costs include standard lighting. Costs include seating. Costs exclude external paving. | - | - | - | - | - | - | None | None | None on CG2021 |  | m2 | - | 4 - HEALTHCARE, EDUCATION & Miscellaneous | Nathan Place | Steve Deacon | #N/A | Option 1 | ERROR | 0% | 726 | 521.2506 | 0% | 0% | 521.2506 | 0% | P&M | Lee Jackson | VOA_GPN_GOV_UK\7236957 | 2021-01-27 | Low | Amber | High | Indexed from CG2021; no new cost data, High Risk | No evidence provided, cost indexed | - | NA | SPONS A&B | 1.56 | (BEAMS Note 2) The ERC for this item should be added to all other rateable items on the hereditament (except land). Therefore the total of the ERC of the other Building Items and the P&M ERC (where applicable) to enable the correct contract size adjustment to be made. ERC of Building Component + ERC of P&M = Total ERC to which contract size adjustment should be applied. The appropriate % adjustment should be made in accordance with the scale for contract size adjustment specified under section 6 of the RCG 2021 Guidance notes. The currency ERC rates are set at £4m (Four Million Pounds) @ 1st April 2019 (AVD) for the RCG 2021 Publication. | None | None | 2 | TRUE
527 | 60P00L | 9538 | 60P00L | Bus Stations | Various Bus Buildings | Shale or Hardcore Hardstanding - Including Drainage - For Various Bus Buildings | - | - | Shale or Hardcore sub base to hardstandings including drainage | Location Adjustment Applicable (See Guidance Notes) - ERC = UK mean of 1.00 | (BEAMS Note 2) The ERC for this item should be added to all other rateable items on the hereditament (except land). Therefore the total of the ERC of the other Building Items and the P&M ERC (where applicable) to enable the correct contract size adjustment to be made. ERC of Building Component + ERC of P&M = Total ERC to which contract size adjustment should be applied. The appropriate % adjustment should be made in accordance with the scale for contract size adjustment specified under section 6 of the RCG 2023 Guidance notes. The currency ERC rates are set at £4m (Four Million Pounds) @ 1st April 2021 (AVD) for the RCG 2023 Publication. | For kerbs, edgings and channels - refer to cost guide section for paving | Measure area (m2) | - | - | - | - | - | NO PHOTOS ON CG2021 | - | No Number on CG2021 |  | m2 | - | 4 - HEALTHCARE, EDUCATION & Miscellaneous | Nathan Place | Steve Deacon | #N/A | Option 1 | ERROR | 0% | 36 | 25.8471 | 0% | 0% | 25.8471 | 0% | ERC Over-ridden | Lee Jackson | VOA_GPN_GOV_UK\7236957 | 2021-01-19 | Low | Amber | High | Requested Info from Valuer however no response. Specification above is incorrect for permanent works due to lack os specification. How is the drainage connected to a granular material (not specified), no specification for drainage. This is a very poor entry from CG2021. Indexed CG2021 | - | - | NA | SPONS A&B | 1.56 | (BEAMS Note 2) The ERC for this item should be added to all other rateable items on the hereditament (except land). Therefore the total of the ERC of the other Building Items and the P&M ERC (where applicable) to enable the correct contract size adjustment to be made. ERC of Building Component + ERC of P&M = Total ERC to which contract size adjustment should be applied. The appropriate % adjustment should be made in accordance with the scale for contract size adjustment specified under section 6 of the RCG 2021 Guidance notes. The currency ERC rates are set at £4m (Four Million Pounds) @ 1st April 2019 (AVD) for the RCG 2021 Publication. | NO PHOTOS ON CG2021 | - | 2 | TRUE
528 | 60P00K | 9537 | 60P00K | Bus Stations | Various Bus Buildings | Shale or Hardcore Hardstanding For Various Bus Buildings | - | - | Shale or Hardcore sub base to hardstandings | Location Adjustment Applicable (See Guidance Notes) - ERC = UK mean of 1.00 | (BEAMS Note 2) The ERC for this item should be added to all other rateable items on the hereditament (except land). Therefore the total of the ERC of the other Building Items and the P&M ERC (where applicable) to enable the correct contract size adjustment to be made. ERC of Building Component + ERC of P&M = Total ERC to which contract size adjustment should be applied. The appropriate % adjustment should be made in accordance with the scale for contract size adjustment specified under section 6 of the RCG 2023 Guidance notes. The currency ERC rates are set at £4m (Four Million Pounds) @ 1st April 2021 (AVD) for the RCG 2023 Publication. | For kerbs, edgings and channels - refer to cost guide section for paving | Measure area (m2) | - | - | - | - | - | NO PHOTOS ON CG2021 | - | No Number on CG2021 |  | m2 | - | 4 - HEALTHCARE, EDUCATION & Miscellaneous | Nathan Place | Steve Deacon | #N/A | Option 1 | ERROR | 0% | 14 | 10.0517 | 0% | 0% | 10.0517 | 0% | ERC Over-ridden | Lee Jackson | VOA_GPN_GOV_UK\7236957 | 2021-01-19 | Low | Amber | High | Requested Info from Valuer however no response. Specification above is incorrect for permanent works due to lack of pollution measures. Indexed CG2021 | - | - | NA | SPONS A&B | 1.56 | (BEAMS Note 2) The ERC for this item should be added to all other rateable items on the hereditament (except land). Therefore the total of the ERC of the other Building Items and the P&M ERC (where applicable) to enable the correct contract size adjustment to be made. ERC of Building Component + ERC of P&M = Total ERC to which contract size adjustment should be applied. The appropriate % adjustment should be made in accordance with the scale for contract size adjustment specified under section 6 of the RCG 2021 Guidance notes. The currency ERC rates are set at £4m (Four Million Pounds) @ 1st April 2019 (AVD) for the RCG 2021 Publication. | NO PHOTOS ON CG2021 | - | 2 | TRUE
529 | 60P00J | 9536 | 60P00J | Bus Stations | Various Bus Buildings | Simple Cantilever Canopy - Used On Various Buildings | - | - | Uninsulated fabric. Lighting not included. | Location Adjustment Applicable (See Guidance Notes) - ERC = UK mean of 1.00 | (BEAMS Note 2) The ERC for this item should be added to all other rateable items on the hereditament (except land). Therefore the total of the ERC of the other Building Items and the P&M ERC (where applicable) to enable the correct contract size adjustment to be made. ERC of Building Component + ERC of P&M = Total ERC to which contract size adjustment should be applied. The appropriate % adjustment should be made in accordance with the scale for contract size adjustment specified under section 6 of the RCG 2023 Guidance notes. The currency ERC rates are set at £4m (Four Million Pounds) @ 1st April 2021 (AVD) for the RCG 2023 Publication. | Rate based on a 5m wide cantilever structure with a 0.91mm aluminium roof, commercial grade. | Measure to GIA | - | - | - | - | - | NO PHOTOS ON CG2021 | - | No Number on CG2021 |  | m2 | - | 4 - HEALTHCARE, EDUCATION & Miscellaneous | Nathan Place | Steve Deacon | #N/A | Option 1 | ERROR | 0% | 259 | 185.9558 | 0% | 0% | 185.9558 | 0% | ERC Over-ridden | Lee Jackson | VOA_GPN_GOV_UK\7236957 | 2021-01-19 | Low | Amber | High | Requested Info from Valuer however no response. No drawn details or Photograph. Indexed CG2021 | - | - | NA | SPONS A&B | 1.56 | (BEAMS Note 2) The ERC for this item should be added to all other rateable items on the hereditament (except land). Therefore the total of the ERC of the other Building Items and the P&M ERC (where applicable) to enable the correct contract size adjustment to be made. ERC of Building Component + ERC of P&M = Total ERC to which contract size adjustment should be applied. The appropriate % adjustment should be made in accordance with the scale for contract size adjustment specified under section 6 of the RCG 2021 Guidance notes. The currency ERC rates are set at £4m (Four Million Pounds) @ 1st April 2019 (AVD) for the RCG 2021 Publication. | NO PHOTOS ON CG2021 | - | 2 | TRUE
530 | 30C010 | 6844 | 30C010 | Canopies | Cantilever | Industrial | <= 5m span | Simple | Canopies are an extension or attachment to an existing building for the purpose of providing shelter whilst loads are unloaded. This cost relates to a canopy cantilevered from one side of the building with no additional support columns. Usually the canopy will contain a profiled metal deck system with associated rainwater goods. Due to the lack of additional supporting columns side panels are not fitted. | Location Adjustment Applicable (See Guidance Notes) - ERC = UK mean of 1.00 | (BEAMS Note 2) The ERC for this item should be added to all other rateable items on the hereditament (except land). Therefore the total of the ERC of the other Building Items and the P&M ERC (where applicable) to enable the correct contract size adjustment to be made. ERC of Building Component + ERC of P&M = Total ERC to which contract size adjustment should be applied. The appropriate % adjustment should be made in accordance with the scale for contract size adjustment specified under section 6 of the RCG 2023 Guidance notes. The currency ERC rates are set at £4m (Four Million Pounds) @ 1st April 2021 (AVD) for the RCG 2023 Publication. | Rate based on a 5m wide structure, cantilevered with a 0.7mm aluminium roofing, commercial grade. Uninsulated fabric. Lighting not included. If lighting is present this should be added at £ 19 Sq.m ‘ When determining the costs to apply to canopies one should consider the individual property overall and appraise whether or not any form of quantum is appropriate.’ | Measured as GIA | - | - | - | - | Loading platforms-concrete or brick walls (225mm) with reinforced concrete top slab (250mm) for access of fork lifts etc. Height at 1.2m above floor level- edges with protective strips of solid rubber or similar. Add - £290/m2 based on area of top surface. For lighting on small canopies add £10/m2 | Photo 1 - Simple cantilever. Photo 2 - Typical canopy to loading doors. Photo 3 - Typical canopy for delivery bay. | - | 10580 |  | m2 | - | 3 - INDUSTRIAL | David Grace | Tom O'Dwyer | 111.9335 | Option 2 | 138.7756 | 23.98% | 458.4319 | 346.4665 | 209.5% | 149.7% | 346.4665 | 209.5% | Price Book Data | S Beresford | VOA_GPN_GOV_UK\7212398 | 2021-07-19 | Low | Amber | Low | No cost info available hence built up costings. RH 21/0/20 - copied to latest DCS. Costs where amended following discussions with the lead valuer on the 26/05/21. Advised that the canopies are generally supported via the existing building as opposed to a steel beam attached to the building. As such costs where amended to remove a steel beam from the canopy frame. Further note the valuer was of the opinion that a note should be added to n to CG - ‘ When determining the costs to apply to canopies one should consider the individual property overall and appraise whether or not any form of quantum is appropriate.’. I have added the comment to the cost information notes above (21/06/21) | - | Updated indices following QA. Valuer cost so reduced risk to low. | NA | SPONS A&B | 1.531 | (BEAMS Note 2) The ERC for this item should be added to all other rateable items on the hereditament (except land). Therefore the total of the ERC of the other Building Items and the P&M ERC (where applicable) to enable the correct contract size adjustment to be made. ERC of Building Component + ERC of P&M = Total ERC to which contract size adjustment should be applied. The appropriate % adjustment should be made in accordance with the scale for contract size adjustment specified under section 6 of the RCG 2021 Guidance notes. The currency ERC rates are set at £4m (Four Million Pounds) @ 1st April 2019 (AVD) for the RCG 2021 Publication. | Photo 1 - Simple cantilever. Photo 2 - Typical canopy to loading doors. Photo 3 - Typical canopy for delivery bay. | - | 2 | TRUE
531 | 30C011 | 6845 | 30C011 | Canopies | Cantilever | Industrial | 5.0m - 10.0m span | Heavy | Canopies are an extension or attachment to an existing building for the purpose of providing shelter whilst loads are unloaded. This cost relates to a canopy cantilevered from one side of the building with no additional support columns. Usually the canopy will contain a profiled metal deck system with associated rainwater goods. Due to the lack of additional supporting columns side panels are not fitted. | Location Adjustment Applicable (See Guidance Notes) - ERC = UK mean of 1.00 | (BEAMS Note 2) The ERC for this item should be added to all other rateable items on the hereditament (except land). Therefore the total of the ERC of the other Building Items and the P&M ERC (where applicable) to enable the correct contract size adjustment to be made. ERC of Building Component + ERC of P&M = Total ERC to which contract size adjustment should be applied. The appropriate % adjustment should be made in accordance with the scale for contract size adjustment specified under section 6 of the RCG 2023 Guidance notes. The currency ERC rates are set at £4m (Four Million Pounds) @ 1st April 2021 (AVD) for the RCG 2023 Publication. | Rate based on a 10m wide structure, cantilevered with a 0.7 mm aluminium roofing, commercial grade. Uninsulated fabric. Lighting not included. If lighting is present this should be added at £ 19 Sq.m When determining the costs to apply to canopies one should consider the individual property overall and appraise whether or not any form of quantum is appropriate. | Measured as GIA | - | - | - | - | Loading platforms-concrete or brick walls (225mm) with reinforced concrete top slab (250mm) for access of fork lifts etc. Height at 1.2m above floor level- edges with protective strips of solid rubber or similar. Add - £290/m2 based on area of top surface. Add for lighting at £10/m2. | Photo 1 - Simple cantilever. Photo 2 - Typical canopy to loading doors. Photo 3 - Typical canopy for delivery bay. | - | 10580 |  | m2 | - | 3 - INDUSTRIAL | David Grace | Tom O.Dwyer | 173.9506 | Option 2 | 215.6647 | 23.98% | 335.7049 | 253.7138 | 45.85% | 17.64% | 253.7138 | 45.85% | Price Book Data | S Beresford | VOA_GPN_GOV_UK\7212398 | 2021-07-19 | Low | Amber | Low | No cost info available hence built up costings. RH 21/0/20 - copied to latest DCS. Costs where amended following discussions with the lead valuer on the 26/05/21. Advised that the canopies are generally supported via the existing building as opposed to a steel beam attached to the building. As such costs where amended to remove a steel beam from the canopy frame. Further note the valuer was of the opinion that a note should be added to n to CG - ‘ When determining the costs to apply to canopies one should consider the individual property overall and appraise whether or not any form of quantum is appropriate.’. I have added the comment to the cost information notes above. (21/06/21) | - | Updated indices following QA. Valuer cost so reduced risk to low. | NA | SPONS A&B | 1.531 | (BEAMS Note 2) The ERC for this item should be added to all other rateable items on the hereditament (except land). Therefore the total of the ERC of the other Building Items and the P&M ERC (where applicable) to enable the correct contract size adjustment to be made. ERC of Building Component + ERC of P&M = Total ERC to which contract size adjustment should be applied. The appropriate % adjustment should be made in accordance with the scale for contract size adjustment specified under section 6 of the RCG 2021 Guidance notes. The currency ERC rates are set at £4m (Four Million Pounds) @ 1st April 2019 (AVD) for the RCG 2021 Publication. | Photo 1 - Simple cantilever. Photo 2 - Typical canopy to loading doors. Photo 3 - Typical canopy for delivery bay. | - | 2 | TRUE
532 | 30C012 | 6852 | 30C012 | Canopies | Supported | Industrial | <= 5m span | - | Canopies are an extension or attachment to an existing building for the purpose of providing shelter whilst loads are unloaded. This cost relates to a canopy supported by the building it serves and additional columns. Usually the canopy will contain a profiled metal deck system with associated rainwater goods. It may be partially enclosed on 1 side or more. | Location Adjustment Applicable (See Guidance Notes) - ERC = UK mean of 1.00 | (BEAMS Note 2) The ERC for this item should be added to all other rateable items on the hereditament (except land). Therefore the total of the ERC of the other Building Items and the P&M ERC (where applicable) to enable the correct contract size adjustment to be made. ERC of Building Component + ERC of P&M = Total ERC to which contract size adjustment should be applied. The appropriate % adjustment should be made in accordance with the scale for contract size adjustment specified under section 6 of the RCG 2023 Guidance notes. The currency ERC rates are set at £4m (Four Million Pounds) @ 1st April 2021 (AVD) for the RCG 2023 Publication. | Rate based on a 5m wide structure, cantilevered with a 0.7mm aluminium roofing, commercial grade. Uninsulated fabric. Lighting not included. If lighting is present this should be added at £ 19 Sq.m ‘ When determining the costs to apply to canopies one should consider the individual property overall and appraise whether or not any form of quantum is appropriate.’ | Measured as GIA. Measure area of side wall. | - | - | - | - | Lighting costs are included in the over 5m span items Additions Where canopies are partially enclosed add costs from Walls, External Sheet cladding, 30POHK or If the enclosure is more in the nature of a building see Factories, Light Process 41P20A and series Loading platforms-concrete or brick walls (225mm) with reinforced concrete top slab (250mm) for access of fork lifts etc. Height at 1.2m above floor level- edges with protective strips of solid rubber or similar. Add - £290/m2 based on area of top surface Deductions No Lighting - subtract £25/m2 | Photo 1 - Partially enclosed canopy. Photo 2 - Open sided simply supported canopy. Photo 3 - Supported canopy over loading dock | Photo 2 - Note- warning light | 10581 |  | m2 | - | 3 - INDUSTRIAL | David Grace | Tom O,Dwyer | 147.4799 | Option 2 | 182.8462 | 23.98% | 557.638 | 421.4429 | 185.8% | 130.5% | 421.4429 | 185.8% | Price Book Data | S Beresford | VOA_GPN_GOV_UK\7212398 | 2021-07-19 | Low | Amber | Low | No cost info available hence built up costings. RH 21/0/20 - copied to latest DCS. Costs where amended following discussions with the lead valuer on the 26/05/21. Advised that the canopies are generally supported via the existing building as opposed to a steel beam attached to the building. As such costs where amended to remove a steel beam from the canopy frame. Further note the valuer was of the opinion that a note should be added to n to CG - ‘ When determining the costs to apply to canopies one should consider the individual property overall and appraise whether or not any form of quantum is appropriate.’. I have added the comment to the cost information notes above. (21/06/21). | - | Updated indices following QA. Valuer cost so reduced risk to low. | NA | SPONS A&B | 1.531 | (BEAMS Note 2) The ERC for this item should be added to all other rateable items on the hereditament (except land). Therefore the total of the ERC of the other Building Items and the P&M ERC (where applicable) to enable the correct contract size adjustment to be made. ERC of Building Component + ERC of P&M = Total ERC to which contract size adjustment should be applied. The appropriate % adjustment should be made in accordance with the scale for contract size adjustment specified under section 6 of the RCG 2021 Guidance notes. The currency ERC rates are set at £4m (Four Million Pounds) @ 1st April 2019 (AVD) for the RCG 2021 Publication. | Photo 1 - Partially enclosed canopy. Photo 2 - Open sided simply supported canopy. Photo 3 - Supported canopy over loading dock | Photo 2 - Note- warning light | 2 | TRUE
533 | 30C013 | 6832 | 30C013 | Canopies | Supported | Industrial | 5.0m - 10.0m span | - | Canopies are an extension or attachment to an existing building for the purpose of providing shelter whilst loads are unloaded. This cost relates to a canopy supported by the building it serves and additional columns. Usually the canopy will contain a profiled metal deck system with associated rainwater goods. It may be partially enclosed on 1 side or more. | Location Adjustment Applicable (See Guidance Notes) - ERC = UK mean of 1.00 | (BEAMS Note 2) The ERC for this item should be added to all other rateable items on the hereditament (except land). Therefore the total of the ERC of the other Building Items and the P&M ERC (where applicable) to enable the correct contract size adjustment to be made. ERC of Building Component + ERC of P&M = Total ERC to which contract size adjustment should be applied. The appropriate % adjustment should be made in accordance with the scale for contract size adjustment specified under section 6 of the RCG 2023 Guidance notes. The currency ERC rates are set at £4m (Four Million Pounds) @ 1st April 2021 (AVD) for the RCG 2023 Publication. | Rate based on a 10m wide structure with supporting columns under a 0.7mm uninsulated commercial grade aluminium roof cladding . Lighting included. Base rate reflects cladding 1m down from eaves- additional cladding including partially enclosed sides should be added as an addition to the base cost. If lighting is absent this should be deducted at £ 19 Sq.m additional uninsulated cladding should be added at £ 77 Sq.m ‘ When determining the costs to apply to canopies one should consider the individual property overall and appraise whether or not any form of quantum is appropriate.’ | Measured as GIA. Measure area of side wall. | - | - | - | - | Lighting costs are included in the over 5m span items Additions Where canopies are partially enclosed add costs from Walls, External Sheet cladding, 30POHK or If the enclosure is more in the nature of a building see Factories, Light Process 41P20A and series Loading platforms-concrete or brick walls (225mm) with reinforced concrete top slab (250mm) for access of fork lifts etc. Height at 1.2m above floor level- edges with protective strips of solid rubber or similar. Add - £290/m2 based on area of top surface Deductions No Lighting - subtract £19/m2 | Photo 1 - Partially enclosed canopy. Photo 2 - Open sided simply supported canopy. Photo 3 - Supported canopy over loading dock | Photo 2 - Note- warning light | 10581 |  | m2 | - | 3 - INDUSTRIAL | David Grace | Tom O'Dwyer | 196.6399 | Option 2 | 243.7949 | 23.98% | 425.004 | 321.2028 | 63.35% | 31.75% | 321.2028 | 63.35% | Price Book Data | S Beresford | VOA_GPN_GOV_UK\7212398 | 2021-07-19 | Low | Amber | Low | No cost info available hence built up costings. RH 21/0/20 - copied to latest DCS.Costs where amended following discussions with the lead valuer on the 26/05/21. Advised that the canopies are generally supported via the existing building as opposed to a steel beam attached to the building. As such costs where amended to remove a steel beam from the canopy frame. Further note the valuer was of the opinion that a note should be added to n to CG - ‘ When determining the costs to apply to canopies one should consider the individual property overall and appraise whether or not any form of quantum is appropriate.’. I have added the comment to the cost information notes above. (21/06/21) | - | Updated indices following QA. Valuer cost so reduced risk to low. | NA | SPONS A&B | 1.531 | (BEAMS Note 2) The ERC for this item should be added to all other rateable items on the hereditament (except land). Therefore the total of the ERC of the other Building Items and the P&M ERC (where applicable) to enable the correct contract size adjustment to be made. ERC of Building Component + ERC of P&M = Total ERC to which contract size adjustment should be applied. The appropriate % adjustment should be made in accordance with the scale for contract size adjustment specified under section 6 of the RCG 2021 Guidance notes. The currency ERC rates are set at £4m (Four Million Pounds) @ 1st April 2019 (AVD) for the RCG 2021 Publication. | Photo 1 - Partially enclosed canopy. Photo 2 - Open sided simply supported canopy. Photo 3 - Supported canopy over loading dock | Photo 2 - Note- warning light | 2 | TRUE
540 | 60U00F | 4327 | 60U00F | Car parks | Multi storey - large | Large, high quality | 4 storey | - | Building Construction: - Foundations: Reinforced in-situ concrete. Frame: Reinforced in-situ and pre-cast concrete. Upper Floors Pre-cast concrete. Roof: Steel frame with aluminium sheeting. External Walls: Single skin brickwork with lead clad capping and stone copings. Windows and Doors: Aluminium frames and curtain walling to lift area. Internal Finishes: Tiling to lobby areas and toilets. Epoxy coating to traffic areas. Building Services: - Sanitary fittings. Electrical services, alarm, closed circuit TV and intercom installations. 2 No 16 person lifts Accommodation: - 484 spaces | Location Adjustment Applicable (See Guidance Notes) - ERC = UK mean of 1.00 | (BEAMS Note 2) The ERC for this item should be added to all other rateable items on the hereditament (except land). Therefore the total of the ERC of the other Building Items and the P&M ERC (where applicable) to enable the correct contract size adjustment to be made. ERC of Building Component + ERC of P&M = Total ERC to which contract size adjustment should be applied. The appropriate % adjustment should be made in accordance with the scale for contract size adjustment specified under section 6 of the RCG 2023 Guidance notes. The currency ERC rates are set at £4m (Four Million Pounds) @ 1st April 2021 (AVD) for the RCG 2023 Publication. | Four-storey car park. Covered parking on top level. Reinforced in-situ and pre-cast concrete construction Gross Internal Area 15,595 m2 Actual Cost / m2 £578 The actual cost for this class of hereditament will usually be between £215/m2 and £450/m2 The above ERC reflects the actual size of the beacon. This range of prices should be used, primarily, to reflect different sizes of property i.e. Smaller properties (i.e. approx 4,000 m2) will be at the upper end of the range; Larger properties (i.e. approx 10,000 m2) will be at the lower end of the range. Costs exclude external works | Gross Internal Area and external works. Number of car park space including disabled | - | - | - | The plant and machinery listed in the description has been included in this costing. | Variations for quality are normally + or - 10% | Car Parks-Multi Storey, Large, High Quality | - | 10032 |  | M2 | - | NA | NA | NA | 345.9359 | Option 2 | 407.238 | 17.72% | 546.0011 | 429.4157 | 24.13% | 5.446% | 429.4157 | 24.13% | Indexed | NA | VOA_GPN_GOV_UK\7246041 | 2019-08-30 | Low | Amber | Medium | Risk taken from previous CG | - | - | NA | BCIS | NA | (BEAMS Note 2) The ERC for this item should be added to all other rateable items on the hereditament (except land). Therefore the total of the ERC of the other Building Items and the P&M ERC (where applicable) to enable the correct contract size adjustment to be made. ERC of Building Component + ERC of P&M = Total ERC to which contract size adjustment should be applied. The appropriate % adjustment should be made in accordance with the scale for contract size adjustment specified under section 6 of the RCG 2021 Guidance notes. The currency ERC rates are set at £4m (Four Million Pounds) @ 1st April 2019 (AVD) for the RCG 2021 Publication. | Car Parks-Multi Storey, Large, High Quality | - | 2 | TRUE
541 | 60U00A | 7536 | 60U00A | Car parks | Multi storey - small | Small, medium quality | 300 spaces | - | Building Construction: - Foundations: Reinforced in-situ concrete basement. Frame: Pre-cast concrete upper floors. Pre-cast concrete Roof: Pre-cast concrete with elastomeric epoxy coating. External Walls: Pre-cast concrete. Windows and Doors: Flush doors with softwood cores. Steel grilles. Internal Walls: Fair faced concrete blocks Internal Finishes: Cement render to concrete walls. Bitumastic paint to concrete floors. Building Services: - Mechanical and electrical services. External Works: - Macadam paving, landscaping and drainage. Accommodation: - 305 spaces | Location Adjustment Applicable (See Guidance Notes) - ERC = UK mean of 1.00 | (BEAMS Note 2) The ERC for this item should be added to all other rateable items on the hereditament (except land). Therefore the total of the ERC of the other Building Items and the P&M ERC (where applicable) to enable the correct contract size adjustment to be made. ERC of Building Component + ERC of P&M = Total ERC to which contract size adjustment should be applied. The appropriate % adjustment should be made in accordance with the scale for contract size adjustment specified under section 6 of the RCG 2023 Guidance notes. The currency ERC rates are set at £4m (Four Million Pounds) @ 1st April 2021 (AVD) for the RCG 2023 Publication. | Two-storey car park erected in 2001. Open parking on top level. Reinforced in-situ and pre-cast concrete construction Gross Internal Area 6874 m2 Actual Cost / m2 £364 The actual cost for this class of hereditament will usually be between £215/m2 and £450/m2 The above ERC reflects the actual size of the beacon. This range of prices should be used, primarily, to reflect different sizes of property i.e. Smaller properties (i.e. approx 4,000 m2) will be at the upper end of the range; Larger properties (i.e. approx 10,000 m2) will be at the lower end of the range. Costs exclude external works | Gross Internal Area and external works. Also - number of spaces including disabled | - | - | The plant and machinery listed in the description has been included in this costing. | - | Variations for quality are normally + or - 10% | Car Parks-Multi Storey, Small, Medium Quality | - | 10032 |  | M2 | - | NA | NA | NA | 238.3704 | Option 2 | 280.6112 | 17.72% | 323.3891 | 254.3371 | 6.698% | -9.363% | 254.3371 | 6.698% | Indexed | NA | VOA_GPN_GOV_UK\7246041 | 2019-08-30 | Low | Amber | Medium | Risk taken from previous CG | - | - | NA | BCIS | NA | (BEAMS Note 2) The ERC for this item should be added to all other rateable items on the hereditament (except land). Therefore the total of the ERC of the other Building Items and the P&M ERC (where applicable) to enable the correct contract size adjustment to be made. ERC of Building Component + ERC of P&M = Total ERC to which contract size adjustment should be applied. The appropriate % adjustment should be made in accordance with the scale for contract size adjustment specified under section 6 of the RCG 2021 Guidance notes. The currency ERC rates are set at £4m (Four Million Pounds) @ 1st April 2019 (AVD) for the RCG 2021 Publication. | Car Parks-Multi Storey, Small, Medium Quality | - | 2 | TRUE
542 | 60X00A | 4308 | 60X00A | Car wash | Imo stand alone type | A steel framed building around 120m in an area with a profile metal flat roof or pitched roof covered with artificial slate or tile. | - | - | A stand-alone car wash as constructed for IMO (Anduff Holdings Limited) to their standard design. They are usually positioned on a flat level site with good access from a busy main road. The site area is normally one-third to half an acre with good bitumen macadam surfacing and car parking for 5 or 6 cars. The car wash equipment is housed in a steel framed building around 120m2 in area with a profile metal flat roof or pitched roof covered with artificial slate or tile. Under the floor of the building there are concrete re-circulation chambers where grit is allowed to settle out of used water. The walls to the building are usually tiled internally with ceramic tiles. Eaves height is around 3.6m. | Location Adjustment Applicable (See Guidance Notes) - ERC = UK mean of 1.00 | (BEAMS Note 2) The ERC for this item should be added to all other rateable items on the hereditament (except land). Therefore the total of the ERC of the other Building Items and the P&M ERC (where applicable) to enable the correct contract size adjustment to be made. ERC of Building Component + ERC of P&M = Total ERC to which contract size adjustment should be applied. The appropriate % adjustment should be made in accordance with the scale for contract size adjustment specified under section 6 of the RCG 2023 Guidance notes. The currency ERC rates are set at £4m (Four Million Pounds) @ 1st April 2021 (AVD) for the RCG 2023 Publication. | Site Works, Building and Landscaping and nominal fees at 3% all included | - | - | - | - | - | - | Stand alone car wash. | - | 10033 |  | M2 | - | NA | NA | NA | 145308.5181 | Option 2 | 171058.1394 | 17.72% | 275206.1891 | 216442.5575 | 48.95% | 26.53% | 216442.5575 | 48.95% | Indexed | NA | VOA_GPN_GOV_UK\7246041 | 2019-08-30 | Low | Amber | Medium | Risk taken from previous CG | - | - | NA | BCIS | NA | (BEAMS Note 2) The ERC for this item should be added to all other rateable items on the hereditament (except land). Therefore the total of the ERC of the other Building Items and the P&M ERC (where applicable) to enable the correct contract size adjustment to be made. ERC of Building Component + ERC of P&M = Total ERC to which contract size adjustment should be applied. The appropriate % adjustment should be made in accordance with the scale for contract size adjustment specified under section 6 of the RCG 2021 Guidance notes. The currency ERC rates are set at £4m (Four Million Pounds) @ 1st April 2019 (AVD) for the RCG 2021 Publication. | Stand alone car wash. | - | 2 | TRUE
544 | 31K15A | 3772 | 31K15A | Ceilings | Plasterboard | Acrylic based paints (or Eggshells) | Prepare & Apply one primer coat, one base coat and a top coat of Flecked paint | - | In situ painting - Prepare & Apply one primer coat, one base coat, and a top coat of Flecked paint to internal surfaces (Not including clear laquer to protect) Note: this paint is now unobtainable and the modern equivalent would be eggshell type paints | Location Adjustment Applicable (See Guidance Notes) - ERC = UK mean of 1.00 | (BEAMS Note 2) The ERC for this item should be added to all other rateable items on the hereditament (except land). Therefore the total of the ERC of the other Building Items and the P&M ERC (where applicable) to enable the correct contract size adjustment to be made. ERC of Building Component + ERC of P&M = Total ERC to which contract size adjustment should be applied. The appropriate % adjustment should be made in accordance with the scale for contract size adjustment specified under section 6 of the RCG 2023 Guidance notes. The currency ERC rates are set at £4m (Four Million Pounds) @ 1st April 2021 (AVD) for the RCG 2023 Publication. | Aquaflex product with a primer base. Multiflex is now less common, although a water based product known as Aquaflex did replace this. It appears crown may also have discontinued this product due to the decline in popularity, although they still hold the patent for the product until 2017 hence some supplies may still exist. An indicative supply installation rate for Aquaflex has been produced but consideration should be given to whether this product would be used in today's construction. Schools and hospitals for example tend to use a high quality emulsion with plastic wall protection for high impact areas (Bag / trolley heights) such as those produced by Yeoman shield. | Measure internal ceiling area including bulkheads | - | - | - | - | - | photo missing | photo missing | 10035 |  | m2 | - | Please Select | - | - | 5.3874 | Option 2 | 6.6794 | 23.98% | 6.9244 | 5.2332 | -2.863% | -21.65% | 5.2332 | -2.863% | Price Book Data | P. Avo | VOA_GPN_GOV_UK\7243572 | 2021-08-09 | Low | Red | Low | based on eggshell costs as Multi coloured flek paint is discontinued | - | Updated indices following QA | NA | SPONS A&B | 1.531 | (BEAMS Note 2) The ERC for this item should be added to all other rateable items on the hereditament (except land). Therefore the total of the ERC of the other Building Items and the P&M ERC (where applicable) to enable the correct contract size adjustment to be made. ERC of Building Component + ERC of P&M = Total ERC to which contract size adjustment should be applied. The appropriate % adjustment should be made in accordance with the scale for contract size adjustment specified under section 6 of the RCG 2021 Guidance notes. The currency ERC rates are set at £4m (Four Million Pounds) @ 1st April 2019 (AVD) for the RCG 2021 Publication. | photo missing | photo missing | 2 | TRUE
543 | 31K155 | 3771 | 31K155 | Ceilings | Plasterboard | Emulsion Paint | Prepare & Apply one mist coat, and 2 full coats Emulsion paint | - | In situ painting - Prepare & Apply one mist coat, and 2 full coats Emulsion paint to internal surfaces | Location Adjustment Applicable (See Guidance Notes) - ERC = UK mean of 1.00 | (BEAMS Note 2) The ERC for this item should be added to all other rateable items on the hereditament (except land). Therefore the total of the ERC of the other Building Items and the P&M ERC (where applicable) to enable the correct contract size adjustment to be made. ERC of Building Component + ERC of P&M = Total ERC to which contract size adjustment should be applied. The appropriate % adjustment should be made in accordance with the scale for contract size adjustment specified under section 6 of the RCG 2023 Guidance notes. The currency ERC rates are set at £4m (Four Million Pounds) @ 1st April 2021 (AVD) for the RCG 2023 Publication. | - | Measure internal ceiling area including bulkheads | - | - | - | - | - | photo missing | photo missing | 10035 |  | m2 | - | Please Select | - | - | 3.0785 | Option 2 | 3.8168 | 23.98% | 4.8 | 3.6277 | 17.84% | -4.955% | 3.6277 | 17.84% | Price Book Data | P. Avo | VOA_GPN_GOV_UK\7243572 | 2020-05-27 | Low | Red | Low | - | - | - | NA | SPONS A&B | 1.531 | (BEAMS Note 2) The ERC for this item should be added to all other rateable items on the hereditament (except land). Therefore the total of the ERC of the other Building Items and the P&M ERC (where applicable) to enable the correct contract size adjustment to be made. ERC of Building Component + ERC of P&M = Total ERC to which contract size adjustment should be applied. The appropriate % adjustment should be made in accordance with the scale for contract size adjustment specified under section 6 of the RCG 2021 Guidance notes. The currency ERC rates are set at £4m (Four Million Pounds) @ 1st April 2019 (AVD) for the RCG 2021 Publication. | photo missing | photo missing | 2 | TRUE
546 | 31K105 | 8543 | 31K105 | Ceilings | Plasterboard | Skimmed & painted | - | - | Plasterboard to soffits,12.50mm gyproc board with a skim plaster coat. No acoustic or fire properties. (Occasionally referred to as a MF ceiling). Decoration to the soffit is included - 1 mist and two coats emulsion finish. No inspection / access hatch included. | Location Adjustment Applicable (See Guidance Notes) - ERC = UK mean of 1.00 | (BEAMS Note 2) The ERC for this item should be added to all other rateable items on the hereditament (except land). Therefore the total of the ERC of the other Building Items and the P&M ERC (where applicable) to enable the correct contract size adjustment to be made. ERC of Building Component + ERC of P&M = Total ERC to which contract size adjustment should be applied. The appropriate % adjustment should be made in accordance with the scale for contract size adjustment specified under section 6 of the RCG 2023 Guidance notes. The currency ERC rates are set at £4m (Four Million Pounds) @ 1st April 2021 (AVD) for the RCG 2023 Publication. | Measured as ceiling surface area. No allowance for bulkheads in above cost. Please note the cost guide rate is an average rate. | Measure to surface area only | - | - | - | - | - | photo missing | photo missing | 10036 |  | m2 | - | Please Select | - | - | 26.9372 | Option 2 | 33.3968 | 23.98% | 46.8057 | 35.3741 | 31.32% | 5.921% | 35.3741 | 31.32% | Price Book Data | P. Avo | VOA_GPN_GOV_UK\7243572 | 2021-08-09 | Low | Amber | Low | - | - | Updated indices following QA | NA | SPONS A&B | 1.531 | (BEAMS Note 2) The ERC for this item should be added to all other rateable items on the hereditament (except land). Therefore the total of the ERC of the other Building Items and the P&M ERC (where applicable) to enable the correct contract size adjustment to be made. ERC of Building Component + ERC of P&M = Total ERC to which contract size adjustment should be applied. The appropriate % adjustment should be made in accordance with the scale for contract size adjustment specified under section 6 of the RCG 2021 Guidance notes. The currency ERC rates are set at £4m (Four Million Pounds) @ 1st April 2019 (AVD) for the RCG 2021 Publication. | photo missing | photo missing | 2 | TRUE
547 | 31K0VF | 7364 | 31K0VF | Ceilings | Sprayed | Mineral Fibre Fire Protection | 28mm | 2 Hours | Sprayed mineral fibre coatings. Prepare and apply by spray Mandolite CP2 fire protection or other equal and approved on structural steel / metalwork, to ceilings and beams. 28mm thick to provide 2 hour fire protection. | Location Adjustment Applicable (See Guidance Notes) - ERC = UK mean of 1.00 | (BEAMS Note 2) The ERC for this item should be added to all other rateable items on the hereditament (except land). Therefore the total of the ERC of the other Building Items and the P&M ERC (where applicable) to enable the correct contract size adjustment to be made. ERC of Building Component + ERC of P&M = Total ERC to which contract size adjustment should be applied. The appropriate % adjustment should be made in accordance with the scale for contract size adjustment specified under section 6 of the RCG 2023 Guidance notes. The currency ERC rates are set at £4m (Four Million Pounds) @ 1st April 2021 (AVD) for the RCG 2023 Publication. | - | Measure to surface area including down stand beams | - | - | - | - | - | photo missing | photo missing | 10034 |  | m2 | - | Please Select | - | - | 10.7749 | Option 2 | 13.3587 | 23.98% | 19.177 | 14.4933 | 34.51% | 8.493% | 14.4933 | 34.51% | Price Book Data | P. Avo | VOA_GPN_GOV_UK\7243572 | 2021-08-09 | Low | Amber | Low | - | - | Updated indices following QA | NA | SPONS A&B | 1.531 | (BEAMS Note 2) The ERC for this item should be added to all other rateable items on the hereditament (except land). Therefore the total of the ERC of the other Building Items and the P&M ERC (where applicable) to enable the correct contract size adjustment to be made. ERC of Building Component + ERC of P&M = Total ERC to which contract size adjustment should be applied. The appropriate % adjustment should be made in accordance with the scale for contract size adjustment specified under section 6 of the RCG 2021 Guidance notes. The currency ERC rates are set at £4m (Four Million Pounds) @ 1st April 2019 (AVD) for the RCG 2021 Publication. | photo missing | photo missing | 2 | TRUE
548 | 31K0VK | 7368 | 31K0VK | Ceilings | Sprayed | Mineral Fibre Fire Protection | 52mm | 4 Hours | Sprayed mineral fibre coatings. Prepare and apply by spray Mandolite CP2 fire protection or other equal and approved on structural steel / metalwork, to ceilings and beams. 52mm thick to provide 4 hour fire protection. | Location Adjustment Applicable (See Guidance Notes) - ERC = UK mean of 1.00 | (BEAMS Note 2) The ERC for this item should be added to all other rateable items on the hereditament (except land). Therefore the total of the ERC of the other Building Items and the P&M ERC (where applicable) to enable the correct contract size adjustment to be made. ERC of Building Component + ERC of P&M = Total ERC to which contract size adjustment should be applied. The appropriate % adjustment should be made in accordance with the scale for contract size adjustment specified under section 6 of the RCG 2023 Guidance notes. The currency ERC rates are set at £4m (Four Million Pounds) @ 1st April 2021 (AVD) for the RCG 2023 Publication. | - | Measure to surface area including down stand beams | - | - | - | - | - | photo missing | photo missing | 10034 |  | m2 | - | Please Select | - | - | 17.7016 | Option 2 | 21.9465 | 23.98% | 29.5579 | 22.3388 | 26.2% | 1.788% | 22.3388 | 26.2% | Price Book Data | P. Avo | VOA_GPN_GOV_UK\7243572 | 2021-08-09 | Low | Amber | Low | - | - | Updated indices following QA | NA | SPONS A&B | 1.531 | (BEAMS Note 2) The ERC for this item should be added to all other rateable items on the hereditament (except land). Therefore the total of the ERC of the other Building Items and the P&M ERC (where applicable) to enable the correct contract size adjustment to be made. ERC of Building Component + ERC of P&M = Total ERC to which contract size adjustment should be applied. The appropriate % adjustment should be made in accordance with the scale for contract size adjustment specified under section 6 of the RCG 2021 Guidance notes. The currency ERC rates are set at £4m (Four Million Pounds) @ 1st April 2019 (AVD) for the RCG 2021 Publication. | photo missing | photo missing | 2 | TRUE
549 | 31KV05 | 7287 | 31KV05 | Ceilings | Sprayed | Mineral Fibre Fire Protection | 16mm | 1 Hour | Sprayed mineral fibre coatings. Prepare and apply by spray Mandolite CP2 fire protection or other equal and approved on structural steel / metalwork, to ceilings and beams. 16mm thick to provide 1 hour fire protection. | Location Adjustment Applicable (See Guidance Notes) - ERC = UK mean of 1.00 | (BEAMS Note 2) The ERC for this item should be added to all other rateable items on the hereditament (except land). Therefore the total of the ERC of the other Building Items and the P&M ERC (where applicable) to enable the correct contract size adjustment to be made. ERC of Building Component + ERC of P&M = Total ERC to which contract size adjustment should be applied. The appropriate % adjustment should be made in accordance with the scale for contract size adjustment specified under section 6 of the RCG 2023 Guidance notes. The currency ERC rates are set at £4m (Four Million Pounds) @ 1st April 2021 (AVD) for the RCG 2023 Publication. | - | Measure to surface area including down stand beams | - | - | - | - | - | photo missing | photo missing | 10034 |  | m2 | - | Please Select | - | - | 8.466 | Option 2 | 10.4961 | 23.98% | 14.2048 | 10.7355 | 26.81% | 2.28% | 10.7355 | 26.81% | Price Book Data | P. Avo | VOA_GPN_GOV_UK\7243572 | 2021-08-09 | Low | Red | Low | - | - | Updated indices following QA | NA | SPONS A&B | 1.531 | (BEAMS Note 2) The ERC for this item should be added to all other rateable items on the hereditament (except land). Therefore the total of the ERC of the other Building Items and the P&M ERC (where applicable) to enable the correct contract size adjustment to be made. ERC of Building Component + ERC of P&M = Total ERC to which contract size adjustment should be applied. The appropriate % adjustment should be made in accordance with the scale for contract size adjustment specified under section 6 of the RCG 2021 Guidance notes. The currency ERC rates are set at £4m (Four Million Pounds) @ 1st April 2019 (AVD) for the RCG 2021 Publication. | photo missing | photo missing | 2 | TRUE
550 | 31KV0A | 7293 | 31KV0A | Ceilings | Sprayed | Mineral Fibre Fire Protection | 22mm | 1.5 Hours | Sprayed mineral fibre coatings. Prepare and apply by spray Mandolite CP2 fire protection or other equal and approved on structural steel / metalwork, to ceilings and beams. 22mm thick to provide 1.5 hour fire protection. | Location Adjustment Applicable (See Guidance Notes) - ERC = UK mean of 1.00 | (BEAMS Note 2) The ERC for this item should be added to all other rateable items on the hereditament (except land). Therefore the total of the ERC of the other Building Items and the P&M ERC (where applicable) to enable the correct contract size adjustment to be made. ERC of Building Component + ERC of P&M = Total ERC to which contract size adjustment should be applied. The appropriate % adjustment should be made in accordance with the scale for contract size adjustment specified under section 6 of the RCG 2023 Guidance notes. The currency ERC rates are set at £4m (Four Million Pounds) @ 1st April 2021 (AVD) for the RCG 2023 Publication. | - | Measure to surface area including down stand beams | - | - | - | - | - | photo missing | photo missing | 10034 |  | m2 | - | Please Select | - | - | 10.0052 | Option 2 | 12.4045 | 23.98% | 16.6048 | 12.5493 | 25.43% | 1.167% | 12.5493 | 25.43% | Price Book Data | P. Avo | VOA_GPN_GOV_UK\7243572 | 2021-08-09 | Low | Red | Low | - | - | Updated indices following QA | NA | SPONS A&B | 1.531 | (BEAMS Note 2) The ERC for this item should be added to all other rateable items on the hereditament (except land). Therefore the total of the ERC of the other Building Items and the P&M ERC (where applicable) to enable the correct contract size adjustment to be made. ERC of Building Component + ERC of P&M = Total ERC to which contract size adjustment should be applied. The appropriate % adjustment should be made in accordance with the scale for contract size adjustment specified under section 6 of the RCG 2021 Guidance notes. The currency ERC rates are set at £4m (Four Million Pounds) @ 1st April 2019 (AVD) for the RCG 2021 Publication. | photo missing | photo missing | 2 | TRUE
551 | 31K100 | 8542 | 31K100 | Ceilings | Suspended | Basic | Exposed Grid | - | Suspended and integrated ceilings, mineral fibre. Basic range (e.g. Armstrong Cortega, Tatra, Academy) in exposed grid. | Location Adjustment Applicable (See Guidance Notes) - ERC = UK mean of 1.00 | (BEAMS Note 2) The ERC for this item should be added to all other rateable items on the hereditament (except land). Therefore the total of the ERC of the other Building Items and the P&M ERC (where applicable) to enable the correct contract size adjustment to be made. ERC of Building Component + ERC of P&M = Total ERC to which contract size adjustment should be applied. The appropriate % adjustment should be made in accordance with the scale for contract size adjustment specified under section 6 of the RCG 2023 Guidance notes. The currency ERC rates are set at £4m (Four Million Pounds) @ 1st April 2021 (AVD) for the RCG 2023 Publication. | Rate assumed on a large room over 250m2. No bulkheads included in the rate. | - | - | - | - | - | - | photo missing | photo missing | 10036 |  | m2 | - | Please Select | - | - | 21.5497 | Option 2 | 26.7174 | 23.98% | 30.2239 | 22.8422 | 5.997% | -14.5% | 22.8422 | 5.997% | Price Book Data | P. Avo | VOA_GPN_GOV_UK\7243572 | 2021-08-09 | Low | Amber | Low | - | - | Updated indices following QA | NA | SPONS A&B | 1.531 | (BEAMS Note 2) The ERC for this item should be added to all other rateable items on the hereditament (except land). Therefore the total of the ERC of the other Building Items and the P&M ERC (where applicable) to enable the correct contract size adjustment to be made. ERC of Building Component + ERC of P&M = Total ERC to which contract size adjustment should be applied. The appropriate % adjustment should be made in accordance with the scale for contract size adjustment specified under section 6 of the RCG 2021 Guidance notes. The currency ERC rates are set at £4m (Four Million Pounds) @ 1st April 2019 (AVD) for the RCG 2021 Publication. | photo missing | photo missing | 2 | TRUE
552 | 31K10A | 7749 | 31K10A | Ceilings | Suspended | Basic | Semi Concealed Grid | - | Suspended and integrated ceilings, mineral fibre. Basic range (e.g. Armstrong Cortega, Tatra, Academy) in semi concealed (Silhouette) grid. | Location Adjustment Applicable (See Guidance Notes) - ERC = UK mean of 1.00 | (BEAMS Note 2) The ERC for this item should be added to all other rateable items on the hereditament (except land). Therefore the total of the ERC of the other Building Items and the P&M ERC (where applicable) to enable the correct contract size adjustment to be made. ERC of Building Component + ERC of P&M = Total ERC to which contract size adjustment should be applied. The appropriate % adjustment should be made in accordance with the scale for contract size adjustment specified under section 6 of the RCG 2023 Guidance notes. The currency ERC rates are set at £4m (Four Million Pounds) @ 1st April 2021 (AVD) for the RCG 2023 Publication. | Rate assumed on a large room over 250m2. No bulkheads included in the rate. | - | - | - | - | - | - | photo missing | photo missing | 10036 |  | m2 | - | Please Select | - | - | 30.7853 | Option 2 | 38.1678 | 23.98% | 81.6689 | 61.7224 | 100.5% | 61.71% | 61.7224 | 100.5% | Price Book Data | P. Avo | VOA_GPN_GOV_UK\7243572 | 2021-08-09 | Low | Amber | Low | - | - | Updated indices following QA | NA | SPONS A&B | 1.531 | (BEAMS Note 2) The ERC for this item should be added to all other rateable items on the hereditament (except land). Therefore the total of the ERC of the other Building Items and the P&M ERC (where applicable) to enable the correct contract size adjustment to be made. ERC of Building Component + ERC of P&M = Total ERC to which contract size adjustment should be applied. The appropriate % adjustment should be made in accordance with the scale for contract size adjustment specified under section 6 of the RCG 2021 Guidance notes. The currency ERC rates are set at £4m (Four Million Pounds) @ 1st April 2019 (AVD) for the RCG 2021 Publication. | photo missing | photo missing | 2 | TRUE
553 | 31K110 | 3732 | 31K110 | Ceilings | Suspended | Egg Crate | - | - | Suspended ceilings, suspended egg crate | Location Adjustment Applicable (See Guidance Notes) - ERC = UK mean of 1.00 | (BEAMS Note 2) The ERC for this item should be added to all other rateable items on the hereditament (except land). Therefore the total of the ERC of the other Building Items and the P&M ERC (where applicable) to enable the correct contract size adjustment to be made. ERC of Building Component + ERC of P&M = Total ERC to which contract size adjustment should be applied. The appropriate % adjustment should be made in accordance with the scale for contract size adjustment specified under section 6 of the RCG 2023 Guidance notes. The currency ERC rates are set at £4m (Four Million Pounds) @ 1st April 2021 (AVD) for the RCG 2023 Publication. | Rate assumed on a large room over 250m2. No bulkheads included in the rate. | - | - | - | - | - | - | photo missing | photo missing | 10036 |  | m2 | - | Please Select | - | - | 66.9581 | Option 2 | 83.0149 | 23.98% | 117.6803 | 88.9386 | 32.83% | 7.136% | 88.9386 | 32.83% | Price Book Data | P. Avo | VOA_GPN_GOV_UK\7243572 | 2021-08-09 | Low | Amber | Low | - | - | Updated indices following QA | NA | SPONS A&B | 1.531 | (BEAMS Note 2) The ERC for this item should be added to all other rateable items on the hereditament (except land). Therefore the total of the ERC of the other Building Items and the P&M ERC (where applicable) to enable the correct contract size adjustment to be made. ERC of Building Component + ERC of P&M = Total ERC to which contract size adjustment should be applied. The appropriate % adjustment should be made in accordance with the scale for contract size adjustment specified under section 6 of the RCG 2021 Guidance notes. The currency ERC rates are set at £4m (Four Million Pounds) @ 1st April 2019 (AVD) for the RCG 2021 Publication. | photo missing | photo missing | 2 | TRUE
554 | 31K10K | 7396 | 31K10K | Ceilings | Suspended | Good Quality | Concealed Grid | Travertone | Suspended integrated ceilings, high quality (e.g. Travertone ) in concealed grid. A decline in popularity in recent times, has made the product data hard to source although it may still be incorporated in high quality building specifications. | Location Adjustment Applicable (See Guidance Notes) - ERC = UK mean of 1.00 | (BEAMS Note 2) The ERC for this item should be added to all other rateable items on the hereditament (except land). Therefore the total of the ERC of the other Building Items and the P&M ERC (where applicable) to enable the correct contract size adjustment to be made. ERC of Building Component + ERC of P&M = Total ERC to which contract size adjustment should be applied. The appropriate % adjustment should be made in accordance with the scale for contract size adjustment specified under section 6 of the RCG 2023 Guidance notes. The currency ERC rates are set at £4m (Four Million Pounds) @ 1st April 2021 (AVD) for the RCG 2023 Publication. | Rate assumed on a large room over 250m2. No bulkheads included in the rate. | - | - | - | - | - | - | photo missing | photo missing | 10036 |  | m2 | - | Please Select | - | - | 44.6387 | Option 2 | 55.3433 | 23.98% | 74.5952 | 56.3764 | 26.29% | 1.867% | 56.3764 | 26.29% | Price Book Data | P. Avo | VOA_GPN_GOV_UK\7243572 | 2021-08-09 | Low | Amber | Low | - | - | Updated indices following QA | NA | SPONS A&B | 1.531 | (BEAMS Note 2) The ERC for this item should be added to all other rateable items on the hereditament (except land). Therefore the total of the ERC of the other Building Items and the P&M ERC (where applicable) to enable the correct contract size adjustment to be made. ERC of Building Component + ERC of P&M = Total ERC to which contract size adjustment should be applied. The appropriate % adjustment should be made in accordance with the scale for contract size adjustment specified under section 6 of the RCG 2021 Guidance notes. The currency ERC rates are set at £4m (Four Million Pounds) @ 1st April 2019 (AVD) for the RCG 2021 Publication. | photo missing | photo missing | 2 | TRUE
545 | 31K11A | 7464 | 31K11A | Ceilings | Suspended | Intergrated | Coffered with Steel Services | Extra over cost floor | Armstrong type suspended integrated ceiling, Coffered look, including Grid system and coffered tiles | Location Adjustment Applicable (See Guidance Notes) - ERC = UK mean of 1.00 | (BEAMS Note 2) The ERC for this item should be added to all other rateable items on the hereditament (except land). Therefore the total of the ERC of the other Building Items and the P&M ERC (where applicable) to enable the correct contract size adjustment to be made. ERC of Building Component + ERC of P&M = Total ERC to which contract size adjustment should be applied. The appropriate % adjustment should be made in accordance with the scale for contract size adjustment specified under section 6 of the RCG 2023 Guidance notes. The currency ERC rates are set at £4m (Four Million Pounds) @ 1st April 2021 (AVD) for the RCG 2023 Publication. | - | Measure internal ceiling area including bulkheads | - | - | - | - | - | photo missing | photo missing | 10036 |  | m2 | - | Please Select | - | - | 118.5235 | Option 2 | 146.9459 | 23.98% | 205.7798 | 155.521 | 31.22% | 5.836% | 155.521 | 31.22% | Price Book Data | P. Avo | VOA_GPN_GOV_UK\7243572 | 2021-08-09 | Low | Amber | Low | - | - | Updated indices following QA | NA | SPONS A&B | 1.531 | (BEAMS Note 2) The ERC for this item should be added to all other rateable items on the hereditament (except land). Therefore the total of the ERC of the other Building Items and the P&M ERC (where applicable) to enable the correct contract size adjustment to be made. ERC of Building Component + ERC of P&M = Total ERC to which contract size adjustment should be applied. The appropriate % adjustment should be made in accordance with the scale for contract size adjustment specified under section 6 of the RCG 2021 Guidance notes. The currency ERC rates are set at £4m (Four Million Pounds) @ 1st April 2019 (AVD) for the RCG 2021 Publication. | photo missing | photo missing | 2 | TRUE
555 | 31K10F | 7381 | 31K10F | Ceilings | Suspended | Medium Quality | Concealed Grid | Minatone | Suspended integrated ceilings, mineral fibre and medium range (e.g. Armstrong Corline) in concealed grid. | Location Adjustment Applicable (See Guidance Notes) - ERC = UK mean of 1.00 | (BEAMS Note 2) The ERC for this item should be added to all other rateable items on the hereditament (except land). Therefore the total of the ERC of the other Building Items and the P&M ERC (where applicable) to enable the correct contract size adjustment to be made. ERC of Building Component + ERC of P&M = Total ERC to which contract size adjustment should be applied. The appropriate % adjustment should be made in accordance with the scale for contract size adjustment specified under section 6 of the RCG 2023 Guidance notes. The currency ERC rates are set at £4m (Four Million Pounds) @ 1st April 2021 (AVD) for the RCG 2023 Publication. | Rate assumed on a large room over 250m2. No bulkheads included in the rate. | - | - | - | - | - | - | photo missing | photo missing | 10036 |  | m2 | - | Please Select | - | - | 36.9424 | Option 2 | 45.8013 | 23.98% | 65.5923 | 49.5723 | 34.19% | 8.233% | 49.5723 | 34.19% | Price Book Data | P. Avo | VOA_GPN_GOV_UK\7243572 | 2021-08-09 | Low | Amber | Low | - | - | Updated indices following QA | NA | SPONS A&B | 1.531 | (BEAMS Note 2) The ERC for this item should be added to all other rateable items on the hereditament (except land). Therefore the total of the ERC of the other Building Items and the P&M ERC (where applicable) to enable the correct contract size adjustment to be made. ERC of Building Component + ERC of P&M = Total ERC to which contract size adjustment should be applied. The appropriate % adjustment should be made in accordance with the scale for contract size adjustment specified under section 6 of the RCG 2021 Guidance notes. The currency ERC rates are set at £4m (Four Million Pounds) @ 1st April 2019 (AVD) for the RCG 2021 Publication. | photo missing | photo missing | 2 | TRUE
556 | 31K10Q | 7397 | 31K10Q | Ceilings | Suspended | Metal | Linear Strip | Dampa / Luxalon | Suspended ceilings, suspended metal linear strip, Dampa/Luxalon. | Location Adjustment Applicable (See Guidance Notes) - ERC = UK mean of 1.00 | (BEAMS Note 2) The ERC for this item should be added to all other rateable items on the hereditament (except land). Therefore the total of the ERC of the other Building Items and the P&M ERC (where applicable) to enable the correct contract size adjustment to be made. ERC of Building Component + ERC of P&M = Total ERC to which contract size adjustment should be applied. The appropriate % adjustment should be made in accordance with the scale for contract size adjustment specified under section 6 of the RCG 2023 Guidance notes. The currency ERC rates are set at £4m (Four Million Pounds) @ 1st April 2021 (AVD) for the RCG 2023 Publication. | Rate assumed on a large room over 250m2. No bulkheads included in the rate. | - | - | - | - | - | - | photo missing | photo missing | 10036 |  | m2 | - | Please Select | - | - | 42.3298 | Option 2 | 52.4807 | 23.98% | 73.9521 | 55.8904 | 32.04% | 6.497% | 55.8904 | 32.04% | Price Book Data | P. Avo | VOA_GPN_GOV_UK\7243572 | 2021-08-09 | Low | Amber | Low | - | - | Updated indices following QA | NA | SPONS A&B | 1.531 | (BEAMS Note 2) The ERC for this item should be added to all other rateable items on the hereditament (except land). Therefore the total of the ERC of the other Building Items and the P&M ERC (where applicable) to enable the correct contract size adjustment to be made. ERC of Building Component + ERC of P&M = Total ERC to which contract size adjustment should be applied. The appropriate % adjustment should be made in accordance with the scale for contract size adjustment specified under section 6 of the RCG 2021 Guidance notes. The currency ERC rates are set at £4m (Four Million Pounds) @ 1st April 2019 (AVD) for the RCG 2021 Publication. | photo missing | photo missing | 2 | TRUE
557 | 31K10V | 8545 | 31K10V | Ceilings | Suspended | Metal | Tray | - | Suspended ceilings, suspended metal tray | Location Adjustment Applicable (See Guidance Notes) - ERC = UK mean of 1.00 | (BEAMS Note 2) The ERC for this item should be added to all other rateable items on the hereditament (except land). Therefore the total of the ERC of the other Building Items and the P&M ERC (where applicable) to enable the correct contract size adjustment to be made. ERC of Building Component + ERC of P&M = Total ERC to which contract size adjustment should be applied. The appropriate % adjustment should be made in accordance with the scale for contract size adjustment specified under section 6 of the RCG 2023 Guidance notes. The currency ERC rates are set at £4m (Four Million Pounds) @ 1st April 2021 (AVD) for the RCG 2023 Publication. | Rate assumed on a large room over 250m2. No bulkheads included in the rate. | - | - | - | - | - | - | photo missing | photo missing | 10036 |  | m2 | - | Please Select | - | - | 47.7173 | Option 2 | 59.16 | 23.98% | 77.1674 | 58.3204 | 22.22% | -1.419% | 58.3204 | 22.22% | Price Book Data | P. Avo | VOA_GPN_GOV_UK\7243572 | 2021-08-09 | Low | Amber | Low | - | - | Updated indices following QA | NA | SPONS A&B | 1.531 | (BEAMS Note 2) The ERC for this item should be added to all other rateable items on the hereditament (except land). Therefore the total of the ERC of the other Building Items and the P&M ERC (where applicable) to enable the correct contract size adjustment to be made. ERC of Building Component + ERC of P&M = Total ERC to which contract size adjustment should be applied. The appropriate % adjustment should be made in accordance with the scale for contract size adjustment specified under section 6 of the RCG 2021 Guidance notes. The currency ERC rates are set at £4m (Four Million Pounds) @ 1st April 2019 (AVD) for the RCG 2021 Publication. | photo missing | photo missing | 2 | TRUE
558 | 31K115 | 7692 | 31K115 | Ceilings | Suspended | Open grid | Formalux / Dimension | - | Suspended ceilings, Open grid e.g. Formalux / Dimension | Location Adjustment Applicable (See Guidance Notes) - ERC = UK mean of 1.00 | (BEAMS Note 2) The ERC for this item should be added to all other rateable items on the hereditament (except land). Therefore the total of the ERC of the other Building Items and the P&M ERC (where applicable) to enable the correct contract size adjustment to be made. ERC of Building Component + ERC of P&M = Total ERC to which contract size adjustment should be applied. The appropriate % adjustment should be made in accordance with the scale for contract size adjustment specified under section 6 of the RCG 2023 Guidance notes. The currency ERC rates are set at £4m (Four Million Pounds) @ 1st April 2021 (AVD) for the RCG 2023 Publication. | Rate assumed on a large room over 250m2. No bulkheads included in the rate. | - | - | - | - | - | - | photo missing | photo missing | 10036 |  | m2 | - | Please Select | - | - | 87.7382 | Option 2 | 108.7781 | 23.98% | 154.3348 | 116.6408 | 32.94% | 7.228% | 116.6408 | 32.94% | Price Book Data | P. Avo | VOA_GPN_GOV_UK\7243572 | 2021-08-09 | Low | Amber | Low | - | - | Updated indices following QA | NA | SPONS A&B | 1.531 | (BEAMS Note 2) The ERC for this item should be added to all other rateable items on the hereditament (except land). Therefore the total of the ERC of the other Building Items and the P&M ERC (where applicable) to enable the correct contract size adjustment to be made. ERC of Building Component + ERC of P&M = Total ERC to which contract size adjustment should be applied. The appropriate % adjustment should be made in accordance with the scale for contract size adjustment specified under section 6 of the RCG 2021 Guidance notes. The currency ERC rates are set at £4m (Four Million Pounds) @ 1st April 2019 (AVD) for the RCG 2021 Publication. | photo missing | photo missing | 2 | TRUE
559 | 51600S | 9378 | 51600S | Cemeteries | Cemetery | - | - | - | Cemeteries; Basic grassed areas- minimal hard surfaces and services, hedges or traditional fences. Cemeteries; Improved including; drainage, modern fencing and walls, lighting, paths, access roads, hard-standing and service connections | Location Adjustment Applicable (See Guidance Notes) - ERC = UK mean of 1.00 | (BEAMS Note 2) The ERC for this item should be added to all other rateable items on the hereditament (except land). Therefore the total of the ERC of the other Building Items and the P&M ERC (where applicable) to enable the correct contract size adjustment to be made. ERC of Building Component + ERC of P&M = Total ERC to which contract size adjustment should be applied. The appropriate % adjustment should be made in accordance with the scale for contract size adjustment specified under section 6 of the RCG 2023 Guidance notes. The currency ERC rates are set at £4m (Four Million Pounds) @ 1st April 2021 (AVD) for the RCG 2023 Publication. | - | - | - | - | Cemetery; Chapels of Rest, stores and sheds, waiting room; amenity buildings (Toilets) | - | - | - | - | - |  | Ha | - | NA | NA | NA | #N/A | Option 2 | ERROR | 0% | 32293.2698 | 24406.1006 | 0% | 0% | 24406.1006 | 0% | Indexed | NA | VOA_GPN_GOV_UK\7246041 | 2019-08-30 | Low | Amber | Medium | Risk taken from previous CG | - | - | NA | SPONS A&B | NA | (BEAMS Note 2) The ERC for this item should be added to all other rateable items on the hereditament (except land). Therefore the total of the ERC of the other Building Items and the P&M ERC (where applicable) to enable the correct contract size adjustment to be made. ERC of Building Component + ERC of P&M = Total ERC to which contract size adjustment should be applied. The appropriate % adjustment should be made in accordance with the scale for contract size adjustment specified under section 6 of the RCG 2021 Guidance notes. The currency ERC rates are set at £4m (Four Million Pounds) @ 1st April 2019 (AVD) for the RCG 2021 Publication. | - | - | 2 | TRUE
560 | 51600R | 9377 | 51600R | Cemeteries | CeMetrey | Mainly basic grassed areas- minimal hard surfaces and services, hedges or traditional fences | - | - | CeMetreies; Basic grassed areas- minimal hard surfaces and services, hedges or traditional fences. CeMetreies; Improved including; drainage, modern fencing and walls, lighting, paths, access roads, hard-standing and service connections | Location Adjustment Applicable (See Guidance Notes) - ERC = UK mean of 1.00 | (BEAMS Note 2) The ERC for this item should be added to all other rateable items on the hereditament (except land). Therefore the total of the ERC of the other Building Items and the P&M ERC (where applicable) to enable the correct contract size adjustment to be made. ERC of Building Component + ERC of P&M = Total ERC to which contract size adjustment should be applied. The appropriate % adjustment should be made in accordance with the scale for contract size adjustment specified under section 6 of the RCG 2023 Guidance notes. The currency ERC rates are set at £4m (Four Million Pounds) @ 1st April 2021 (AVD) for the RCG 2023 Publication. | - | - | - | - | CeMetrey; Chapels of Rest, Stores and sheds, Waiting Room; amenity buildings (Toilets) | - | - | - | - | - |  | Ha | - | NA | NA | NA | #N/A | Option 2 | ERROR | 0% | 23846.4537 | 18022.2985 | 0% | 0% | 18022.2985 | 0% | Indexed | NA | VOA_GPN_GOV_UK\7246041 | 2019-08-30 | Low | Amber | Medium | Risk taken from previous CG | - | - | NA | SPONS A&B | NA | (BEAMS Note 2) The ERC for this item should be added to all other rateable items on the hereditament (except land). Therefore the total of the ERC of the other Building Items and the P&M ERC (where applicable) to enable the correct contract size adjustment to be made. ERC of Building Component + ERC of P&M = Total ERC to which contract size adjustment should be applied. The appropriate % adjustment should be made in accordance with the scale for contract size adjustment specified under section 6 of the RCG 2021 Guidance notes. The currency ERC rates are set at £4m (Four Million Pounds) @ 1st April 2019 (AVD) for the RCG 2021 Publication. | - | - | 2 | TRUE
561 | 51601A | 9379 | 51601A | Cemeteries | Chapel of Rest | An undertaker's room where the body of the deceased is kept prior to service. | - | - | Cemeteries; Basic grassed areas- minimal hard surfaces and services, hedges or traditional fences. Cemeteries; Improved including; drainage, modern fencing and walls, lighting, paths, access roads, hard-standing and service connections | Location Adjustment Applicable (See Guidance Notes) - ERC = UK mean of 1.00 | (BEAMS Note 2) The ERC for this item should be added to all other rateable items on the hereditament (except land). Therefore the total of the ERC of the other Building Items and the P&M ERC (where applicable) to enable the correct contract size adjustment to be made. ERC of Building Component + ERC of P&M = Total ERC to which contract size adjustment should be applied. The appropriate % adjustment should be made in accordance with the scale for contract size adjustment specified under section 6 of the RCG 2023 Guidance notes. The currency ERC rates are set at £4m (Four Million Pounds) @ 1st April 2021 (AVD) for the RCG 2023 Publication. | - | - | - | - | Cemetery; Chapels of Rest, stores and sheds, waiting room; amenity buildings (Toilets) | - | - | - | - | - |  | M2 | - | NA | NA | NA | #N/A | Option 1 | ERROR | 0% | 999.0763 | 746.4603 | 0% | 0% | 746.4603 | 0% | Indexed | NA | VOA_GPN_GOV_UK\7246041 | 2019-08-30 | Low | Amber | Medium | Risk taken from previous CG | - | - | NA | BCIS | NA | (BEAMS Note 2) The ERC for this item should be added to all other rateable items on the hereditament (except land). Therefore the total of the ERC of the other Building Items and the P&M ERC (where applicable) to enable the correct contract size adjustment to be made. ERC of Building Component + ERC of P&M = Total ERC to which contract size adjustment should be applied. The appropriate % adjustment should be made in accordance with the scale for contract size adjustment specified under section 6 of the RCG 2021 Guidance notes. The currency ERC rates are set at £4m (Four Million Pounds) @ 1st April 2019 (AVD) for the RCG 2021 Publication. | - | - | 2 | TRUE
562 | 51601H | 9382 | 51601H | Cemeteries | Masonry Storage Building | - | - | - | Cemeteries; Basic grassed areas- minimal hard surfaces and services, hedges or traditional fences. Cemeteries; Improved including; drainage, modern fencing and walls, lighting, paths, access roads, hard-standing and service connections | Location Adjustment Applicable (See Guidance Notes) - ERC = UK mean of 1.00 | (BEAMS Note 2) The ERC for this item should be added to all other rateable items on the hereditament (except land). Therefore the total of the ERC of the other Building Items and the P&M ERC (where applicable) to enable the correct contract size adjustment to be made. ERC of Building Component + ERC of P&M = Total ERC to which contract size adjustment should be applied. The appropriate % adjustment should be made in accordance with the scale for contract size adjustment specified under section 6 of the RCG 2023 Guidance notes. The currency ERC rates are set at £4m (Four Million Pounds) @ 1st April 2021 (AVD) for the RCG 2023 Publication. | - | - | - | - | Cemetery; Chapels of Rest, stores and sheds, waiting room; amenity buildings (Toilets) | - | - | - | - | - |  | M2 | - | NA | NA | NA | #N/A | Option 1 | ERROR | 0% | 587.6919 | 439.0943 | 0% | 0% | 439.0943 | 0% | Indexed | NA | VOA_GPN_GOV_UK\7246041 | 2019-08-30 | Low | Amber | Medium | Risk taken from previous CG | - | - | NA | BCIS | NA | (BEAMS Note 2) The ERC for this item should be added to all other rateable items on the hereditament (except land). Therefore the total of the ERC of the other Building Items and the P&M ERC (where applicable) to enable the correct contract size adjustment to be made. ERC of Building Component + ERC of P&M = Total ERC to which contract size adjustment should be applied. The appropriate % adjustment should be made in accordance with the scale for contract size adjustment specified under section 6 of the RCG 2021 Guidance notes. The currency ERC rates are set at £4m (Four Million Pounds) @ 1st April 2019 (AVD) for the RCG 2021 Publication. | - | - | 2 | TRUE
563 | 51601D | 9380 | 51601D | Cemeteries | Stores and Sheds | - | - | - | Cemeteries; Basic grassed areas- minimal hard surfaces and services, hedges or traditional fences. Cemeteries; Improved including; drainage, modern fencing and walls, lighting, paths, access roads, hard-standing and service connections | Location Adjustment Applicable (See Guidance Notes) - ERC = UK mean of 1.00 | (BEAMS Note 2) The ERC for this item should be added to all other rateable items on the hereditament (except land). Therefore the total of the ERC of the other Building Items and the P&M ERC (where applicable) to enable the correct contract size adjustment to be made. ERC of Building Component + ERC of P&M = Total ERC to which contract size adjustment should be applied. The appropriate % adjustment should be made in accordance with the scale for contract size adjustment specified under section 6 of the RCG 2023 Guidance notes. The currency ERC rates are set at £4m (Four Million Pounds) @ 1st April 2021 (AVD) for the RCG 2023 Publication. | - | - | - | - | Cemetery; Chapels of Rest, stores and sheds, waiting room; amenity buildings (Toilets) | - | - | - | - | - |  | M2 | - | NA | NA | NA | #N/A | Option 1 | ERROR | 0% | 252.7075 | 188.8105 | 0% | 0% | 188.8105 | 0% | Indexed | NA | VOA_GPN_GOV_UK\7246041 | 2019-08-30 | Low | Amber | Medium | Risk taken from previous CG | - | - | NA | BCIS | NA | (BEAMS Note 2) The ERC for this item should be added to all other rateable items on the hereditament (except land). Therefore the total of the ERC of the other Building Items and the P&M ERC (where applicable) to enable the correct contract size adjustment to be made. ERC of Building Component + ERC of P&M = Total ERC to which contract size adjustment should be applied. The appropriate % adjustment should be made in accordance with the scale for contract size adjustment specified under section 6 of the RCG 2021 Guidance notes. The currency ERC rates are set at £4m (Four Million Pounds) @ 1st April 2019 (AVD) for the RCG 2021 Publication. | - | - | 2 | TRUE
564 | STS041 | 8813 | STS041 | Cemeteries | Subject to scheme | - | - | - | - | Location Adjustment Applicable (See Guidance Notes) - ERC = UK mean of 1.00 | (BEAMS Note 2) The ERC for this item should be added to all other rateable items on the hereditament (except land). Therefore the total of the ERC of the other Building Items and the P&M ERC (where applicable) to enable the correct contract size adjustment to be made. ERC of Building Component + ERC of P&M = Total ERC to which contract size adjustment should be applied. The appropriate % adjustment should be made in accordance with the scale for contract size adjustment specified under section 6 of the RCG 2023 Guidance notes. The currency ERC rates are set at £4m (Four Million Pounds) @ 1st April 2021 (AVD) for the RCG 2023 Publication. | - | - | - | - | - | - | - | - | - | 77777 |  | STS | - | NA | NA | NA | #N/A | Option 2 | ERROR | 0% | 0 | 0 | 0% | 0% | 0 | 0% | Indexed | NA | VOA_GPN_GOV_UK\7246041 | 2019-08-30 | Low | Amber | Medium | Risk taken from previous CG | - | - | NA | BCIS | NA | (BEAMS Note 2) The ERC for this item should be added to all other rateable items on the hereditament (except land). Therefore the total of the ERC of the other Building Items and the P&M ERC (where applicable) to enable the correct contract size adjustment to be made. ERC of Building Component + ERC of P&M = Total ERC to which contract size adjustment should be applied. The appropriate % adjustment should be made in accordance with the scale for contract size adjustment specified under section 6 of the RCG 2021 Guidance notes. The currency ERC rates are set at £4m (Four Million Pounds) @ 1st April 2019 (AVD) for the RCG 2021 Publication. | - | - | 2 | TRUE
565 | 51601G | 9381 | 51601G | Cemeteries | Waiting Room for guests attending a service or similar. | - | - | - | Cemeteries; Basic grassed areas- minimal hard surfaces and services, hedges or traditional fences. Cemeteries; Improved including; drainage, modern fencing and walls, lighting, paths, access roads, hard-standing and service connections | Location Adjustment Applicable (See Guidance Notes) - ERC = UK mean of 1.00 | (BEAMS Note 2) The ERC for this item should be added to all other rateable items on the hereditament (except land). Therefore the total of the ERC of the other Building Items and the P&M ERC (where applicable) to enable the correct contract size adjustment to be made. ERC of Building Component + ERC of P&M = Total ERC to which contract size adjustment should be applied. The appropriate % adjustment should be made in accordance with the scale for contract size adjustment specified under section 6 of the RCG 2023 Guidance notes. The currency ERC rates are set at £4m (Four Million Pounds) @ 1st April 2021 (AVD) for the RCG 2023 Publication. | - | - | - | - | Cemetery; Chapels of Rest, stores and sheds, waiting room; amenity buildings (Toilets) | - | - | - | - | - |  | M2 | - | NA | NA | NA | #N/A | Option 1 | ERROR | 0% | 999.0763 | 746.4603 | 0% | 0% | 746.4603 | 0% | Indexed | NA | VOA_GPN_GOV_UK\7246041 | 2019-08-30 | Low | Amber | Medium | Risk taken from previous CG | - | - | NA | BCIS | NA | (BEAMS Note 2) The ERC for this item should be added to all other rateable items on the hereditament (except land). Therefore the total of the ERC of the other Building Items and the P&M ERC (where applicable) to enable the correct contract size adjustment to be made. ERC of Building Component + ERC of P&M = Total ERC to which contract size adjustment should be applied. The appropriate % adjustment should be made in accordance with the scale for contract size adjustment specified under section 6 of the RCG 2021 Guidance notes. The currency ERC rates are set at £4m (Four Million Pounds) @ 1st April 2019 (AVD) for the RCG 2021 Publication. | - | - | 2 | TRUE
566 | 32F15S2 | 9680 | 32F15S2 | Chimneys | Accessory | Access Ladder | 30m | - | Metal access ladders used for sampling and maintenance | Location Adjustment Applicable (See Guidance Notes) - ERC = UK mean of 1.00 | (BEAMS Note 2) The ERC for this item should be added to all other rateable items on the hereditament (except land). Therefore the total of the ERC of the other Building Items and the P&M ERC (where applicable) to enable the correct contract size adjustment to be made. ERC of Building Component + ERC of P&M = Total ERC to which contract size adjustment should be applied. The appropriate % adjustment should be made in accordance with the scale for contract size adjustment specified under section 6 of the RCG 2023 Guidance notes. The currency ERC rates are set at £4m (Four Million Pounds) @ 1st April 2021 (AVD) for the RCG 2023 Publication. | Cost is per metre above ground level and includes fixings to structure. | Request copies of plans and annual mandatory inspection reports. Ascertain presence and height of access ladders including presence of access platforms. Photograph access ladders and any associated platforms. | Refer to Rating Manual Part 5 Plant and Machinery and Practice note 1 Plant and Machinery | Refer to Rating Manual Part 5 Plant and Machinery and Practice note 1 Plant and Machinery | - | - | - | photo missing | photo missing | - |  | Each | Each | 3 - INDUSTRIAL | David Grace | James Allen | #N/A | Option 2 | ERROR | 0% | 8560 | 5957.9184 | 0% | 0% | 5957.9184 | 0% | ERC Over-ridden | Ian Walker | VOA_GPN_GOV_UK\7231506 | 2021-01-21 | Low | Blue | Medium | This ERC is at medium risk. Low value rateable element. No evidence available, therefore indexed from previous RCG 2017 due to lack of FORs, BCIS, SPONS price book data. Industrial chimney flue stack manufacturers tend to include cost of access ladders and platforms within total price of new chimneys. In terms of Rateable and Non-Rateable elements I have referenced the valuer back to the relevant section of the Rating Manual for further guidance. Determining whether or not an element is rateable is a matter of law and the valuer should be able to apply their own specialist knowledge of Rating to current legislation to determine if an element is rateable or not. This is beyond the scope of the Cost Guide. | - | Copied to latest DCS. Ian had compounded the indexing by putting it through the Price Book sheet. I've added a simple index into the ERC over-ride. | NA | SPONS Civils | 1.56 | (BEAMS Note 2) The ERC for this item should be added to all other rateable items on the hereditament (except land). Therefore the total of the ERC of the other Building Items and the P&M ERC (where applicable) to enable the correct contract size adjustment to be made. ERC of Building Component + ERC of P&M = Total ERC to which contract size adjustment should be applied. The appropriate % adjustment should be made in accordance with the scale for contract size adjustment specified under section 6 of the RCG 2021 Guidance notes. The currency ERC rates are set at £4m (Four Million Pounds) @ 1st April 2019 (AVD) for the RCG 2021 Publication. | photo missing | photo missing | 2 | TRUE
567 | 32F15S3 | 9681 | 32F15S3 | Chimneys | Accessory | Access Ladder | 60m | - | Metal access ladders used for sampling and maintenance | Location Adjustment Applicable (See Guidance Notes) - ERC = UK mean of 1.00 | (BEAMS Note 2) The ERC for this item should be added to all other rateable items on the hereditament (except land). Therefore the total of the ERC of the other Building Items and the P&M ERC (where applicable) to enable the correct contract size adjustment to be made. ERC of Building Component + ERC of P&M = Total ERC to which contract size adjustment should be applied. The appropriate % adjustment should be made in accordance with the scale for contract size adjustment specified under section 6 of the RCG 2023 Guidance notes. The currency ERC rates are set at £4m (Four Million Pounds) @ 1st April 2021 (AVD) for the RCG 2023 Publication. | Cost is per metre above ground level and includes fixings to structure. | Request copies of plans and annual mandatory inspection reports. Ascertain presence and height of access ladders including presence of access platforms. Photograph access ladders and any associated platforms. | Refer to Rating Manual Part 5 Plant and Machinery and Practice note 1 Plant and Machinery | Refer to Rating Manual Part 5 Plant and Machinery and Practice note 1 Plant and Machinery | - | - | - | photo missing | photo missing | - |  | Each | Each | 3 - INDUSTRIAL | David Grace | James Allen | #N/A | Option 2 | ERROR | 0% | 17119 | 11915.1408 | 0% | 0% | 11915.1408 | 0% | ERC Over-ridden | Ian Walker | VOA_GPN_GOV_UK\7231506 | 2021-01-21 | Low | Blue | Medium | This ERC is at medium risk. Low value rateable element. No evidence available, therefore indexed from previous RCG 2017 due to lack of FORs, BCIS, SPONS price book data. Industrial chimney flue stack manufacturers tend to include cost of access ladders and platforms within total price of new chimneys. In terms of Rateable and Non-Rateable elements I have referenced the valuer back to the relevant section of the Rating Manual for further guidance. Determining whether or not an element is rateable is a matter of law and the valuer should be able to apply their own specialist knowledge of Rating to current legislation to determine if an element is rateable or not. This is beyond the scope of the Cost Guide. | - | Copied to latest DCS. Ian had compounded the indexing by putting it through the Price Book sheet. I've added a simple index into the ERC over-ride. | NA | SPONS Civils | 1.56 | (BEAMS Note 2) The ERC for this item should be added to all other rateable items on the hereditament (except land). Therefore the total of the ERC of the other Building Items and the P&M ERC (where applicable) to enable the correct contract size adjustment to be made. ERC of Building Component + ERC of P&M = Total ERC to which contract size adjustment should be applied. The appropriate % adjustment should be made in accordance with the scale for contract size adjustment specified under section 6 of the RCG 2021 Guidance notes. The currency ERC rates are set at £4m (Four Million Pounds) @ 1st April 2019 (AVD) for the RCG 2021 Publication. | photo missing | photo missing | 2 | TRUE
569 | 32F15S4 | 9682 | 32F15S4 | Chimneys | Accessory | Platform | 2m Diameter Stack | - | Metal access platform used for sampling and maintenance | Location Adjustment Applicable (See Guidance Notes) - ERC = UK mean of 1.00 | (BEAMS Note 2) The ERC for this item should be added to all other rateable items on the hereditament (except land). Therefore the total of the ERC of the other Building Items and the P&M ERC (where applicable) to enable the correct contract size adjustment to be made. ERC of Building Component + ERC of P&M = Total ERC to which contract size adjustment should be applied. The appropriate % adjustment should be made in accordance with the scale for contract size adjustment specified under section 6 of the RCG 2023 Guidance notes. The currency ERC rates are set at £4m (Four Million Pounds) @ 1st April 2021 (AVD) for the RCG 2023 Publication. | Cost is per platform, ladders priced sperately see RCG Category Codes 32F15S2 (30m) and 32F15S3 (60m) | Request copies of plans and annual mandatory inspection reports. Ascertain presence of platforms and associated access ladders and photograph associated platforms and any access ladders. | Refer to Rating Manual Part 5 Plant and Machinery and Practice note 1 Plant and Machinery | Refer to Rating Manual Part 5 Plant and Machinery and Practice note 1 Plant and Machinery | - | - | - | photo missing | photo missing | - |  | Each | Each | 3 - INDUSTRIAL | David Grace | James Allen | #N/A | Option 2 | ERROR | 0% | 13695 | 9531.9734 | 0% | 0% | 9531.9734 | 0% | ERC Over-ridden | Ian Walker | VOA_GPN_GOV_UK\7231506 | 2021-01-22 | Low | Blue | Medium | This ERC is at medium risk. Low value rateable element. No evidence available, therefore indexed from previous RCG 2017 due to lack of FORs, BCIS, SPONS price book data. Industrial chimney flue stack manufacturers tend to include cost of access ladders and platforms within total price of new chimneys. In terms of Rateable and Non-Rateable elements I have referenced the valuer back to the relevant section of the Rating Manual for further guidance. Determining whether or not an element is rateable is a matter of law and the valuer should be able to apply their own specialist knowledge of Rating to current legislation to determine if an element is rateable or not. This is beyond the scope of the Cost Guide. | - | Copied to latest DCS. Ian had compounded the indexing by putting it through the Price Book sheet. I've added a simple index into the ERC over-ride. | NA | SPONS Civils | 1.56 | (BEAMS Note 2) The ERC for this item should be added to all other rateable items on the hereditament (except land). Therefore the total of the ERC of the other Building Items and the P&M ERC (where applicable) to enable the correct contract size adjustment to be made. ERC of Building Component + ERC of P&M = Total ERC to which contract size adjustment should be applied. The appropriate % adjustment should be made in accordance with the scale for contract size adjustment specified under section 6 of the RCG 2021 Guidance notes. The currency ERC rates are set at £4m (Four Million Pounds) @ 1st April 2019 (AVD) for the RCG 2021 Publication. | photo missing | photo missing | 2 | TRUE
568 | 32F15S1 | 9679 | 32F15S1 | Chimneys | Accessory | Single LED Aircraft Warning Lights | >45 metres Above Ground Level | Medium Intensity Steady Red Safety Light | In the UK, the regulation of aviation safety is the responsibility of The Civil Aviation Authority (CAA) in accordance with The Air Navigation Order 2016 SI 2016 No. 765. Section 222 deals with lighting of en-route obstacles. (Correct as at October 2020) Below is an extract from Sections 1 and 8 of The Air Navigation Order 2016: (1) The person in charge of an en-route obstacle must ensure that it is fitted with medium intensity steady red lights positioned as close as possible to the top of the obstacle and at intermediate levels spaced so far as practicable equally between the top lights and ground level with an interval of not more than 52 metres. (8) In this article, an “en-route obstacle” means any building, structure or erection, the height of which is 150 metres or more above ground level, but it does not include a building, structure or erection: (a)which is in the vicinity of a national licensed aerodrome or an EASA certificated aerodrome; and (b)to which section 47 of the Civil Aviation Act 1982 (warning of presence of obstructions near licensed aerodromes) applies. Note to valuer, in some instances tall structures below 150 metres in height may also require aircraft warning lights in accordance with The Air Navigation Order 2016. Basically, Low intensity lights are required for structures below 45 metres in height, medium/high intensity lights (location dependent) required for structures above 45 metres in height. Cost can differ significantly due to site influences and location. | Location Adjustment Applicable (See Guidance Notes) - ERC = UK mean of 1.00 | (BEAMS Note 2) The ERC for this item should be added to all other rateable items on the hereditament (except land). Therefore the total of the ERC of the other Building Items and the P&M ERC (where applicable) to enable the correct contract size adjustment to be made. ERC of Building Component + ERC of P&M = Total ERC to which contract size adjustment should be applied. The appropriate % adjustment should be made in accordance with the scale for contract size adjustment specified under section 6 of the RCG 2023 Guidance notes. The currency ERC rates are set at £4m (Four Million Pounds) @ 1st April 2021 (AVD) for the RCG 2023 Publication. | Cost is for the complete installation of Aviation Warning Lights based on a structure exceeding 45 metres in height. | Request copies of plans and inspection reports. Identify presence and number of aviation warning lights. | Refer to Rating Manual Part 5 Plant and Machinery and Practice note 1 Plant and Machinery | Refer to Rating Manual Part 5 Plant and Machinery and Practice note 1 Plant and Machinery | - | - | - | WL77 Medium Intensity Steady Red Safety Light For Marking Towers, Cranes, Hoists, Chimneys and Buildings | (photo in evidence) Image taken from top of structure, used with permission of Delta Obstruction Lighting Ltd Aviation House Mellor St Rochdale Greater Manchester OL12 6AA | - |  | Each | Each | 3 - INDUSTRIAL | David Grace | James Allen | #N/A | Option 2 | ERROR | 0% | 22995 | 16004.9455 | 0% | 0% | 12579.8385 | 0% | Price Book Data | Ian Walker | VOA_GPN_GOV_UK\7231506 | 2022-04-08 | Low | Blue | Medium | This ERC is at low risk due to acceptable generic cost data provided by Delta Obstruction Lighting Ltd. Delta Obstruction Lighting advised each site has it's own specific requirements and the height of the chimney stack affects the type of installation. Delta Obstructions Ltd have consented that the information and photographs provided in emails dated 19/10/2020 can be used within the Rating Cost Guide. Acknowledgement required in the Rating Cost Guide. Delta Obstructions retain copyright of all information provided. In terms of Rateable and Non-Rateable elements I have referenced the valuer back to the relevant section of the Rating Manual for further guidance. Determining whether or not an element is rateable is a matter of law and the valuer should be able to apply their own specialist knowledge of Rating to current legislation to determine if an element is rateable or not. This is beyond the scope of the Cost Guide. | Risk considered due to large increase in ERC from 2021 | Copied to latest DCS. | NA | SPONS Civils | 1.56 | (BEAMS Note 2) The ERC for this item should be added to all other rateable items on the hereditament (except land). Therefore the total of the ERC of the other Building Items and the P&M ERC (where applicable) to enable the correct contract size adjustment to be made. ERC of Building Component + ERC of P&M = Total ERC to which contract size adjustment should be applied. The appropriate % adjustment should be made in accordance with the scale for contract size adjustment specified under section 6 of the RCG 2021 Guidance notes. The currency ERC rates are set at £4m (Four Million Pounds) @ 1st April 2019 (AVD) for the RCG 2021 Publication. | WL77 Medium Intensity Steady Red Safety Light For Marking Towers, Cranes, Hoists, Chimneys and Buildings | (photo in evidence) Image taken from top of structure, used with permission of Delta Obstruction Lighting Ltd Aviation House Mellor St Rochdale Greater Manchester OL12 6AA | 2 | TRUE
570 | 32F10A | 6688 | 32F10A | Chimneys | Brick | Circular on Plan | Height above GL | 20 metres | Brick built flue stacks are no longer constructed but may still be present and active on some industrial sites. Usually constructed from class B engineering brickwork built circular on plan with 50mm fireclay lining to internal face bonded to the chimney stack. | Location Adjustment Applicable (See Guidance Notes) - ERC = UK mean of 1.00 | (BEAMS Note 2) The ERC for this item should be added to all other rateable items on the hereditament (except land). Therefore the total of the ERC of the other Building Items and the P&M ERC (where applicable) to enable the correct contract size adjustment to be made. ERC of Building Component + ERC of P&M = Total ERC to which contract size adjustment should be applied. The appropriate % adjustment should be made in accordance with the scale for contract size adjustment specified under section 6 of the RCG 2023 Guidance notes. The currency ERC rates are set at £4m (Four Million Pounds) @ 1st April 2021 (AVD) for the RCG 2023 Publication. | Cost is per metre above ground level. Cost does not include foundation bases, Aviation Warning Lights, access ladders or platforms. Please refer to separate RCG Category for Foundation Bases Code 30001F >500cu.m. or 300045 50cu.m. - 250cu.m. For Aviation lights see Chimney Accessory RCG code 32F15S1. For Access ladders see Chimney Accessory RCG codes 32F15S2 30m high or 32F15S3 60m High. For Lightning conductors see Separate RCG Category for Lightning Conductors. | Request copies of plans and annual mandatory inspection reports. Ascertain base diameter and height. Identify presence of aviation warning lights, lightning conductors, obtain photograph of chimney stack and overall view of base. Note any adjacent and associated plant & machinery suchs as flues, ducts etc. Check if chimney stack listed or within the curtilage of a listed building. | Refer to Rating Manual Part 5 Plant and Machinery and Practice note 1 Plant and Machinery | Refer to Rating Manual Part 5 Plant and Machinery and Practice note 1 Plant and Machinery | Flues and Ducts | - | - | Photo 1 - Circular brick chimney. Photo 2 - Brick chimney. Photo 3 - Base of chimney during construction. | - | 10037 |  | m | height | 3 - INDUSTRIAL | David Grace | James Allen | 1969.235 | Option 2 | 2583.2787 | 31.18% | 3156 | 2196.6344 | 11.55% | -14.97% | 2196.6344 | 11.55% | ERC Over-ridden | Ian Walker | VOA_GPN_GOV_UK\7231506 | 2021-01-22 | Low | Blue | Medium | This ERC is at medium risk. Lack of evidence due to brick built chimneys no longer constructed. Consulted with James Allen, VP facilitator for industrial contractors test valuations, Industrial Crown and Commercial Team on 08/10/2020 with agreement to index this category due to no modern equivalent. In terms of Rateable and Non-Rateable elements I have referenced the valuer back to the relevant section of the Rating Manual for further guidance. Determining whether or not an element is rateable is a matter of law and the valuer should be able to apply their own specialist knowledge of Rating to current legislation to determine if an element is rateable or not. This is beyond the scope of the Cost Guide. | ERC figure set at TPI of 350 from RCG 2017 of 260 | Copied to latest DCS. Changed forecast TPI. Ian had also compounded the indexing by putting through the Price Book sheet. Not sure if unit is correct (£/m) and if so as the ave height increases I'd expect £/m to decrease (economies of scale). However, consistent with previous CG, and indexed so unlikely to change until detailed assessment can be carried out. | NA | SPONS Civils | 1.56 | (BEAMS Note 2) The ERC for this item should be added to all other rateable items on the hereditament (except land). Therefore the total of the ERC of the other Building Items and the P&M ERC (where applicable) to enable the correct contract size adjustment to be made. ERC of Building Component + ERC of P&M = Total ERC to which contract size adjustment should be applied. The appropriate % adjustment should be made in accordance with the scale for contract size adjustment specified under section 6 of the RCG 2021 Guidance notes. The currency ERC rates are set at £4m (Four Million Pounds) @ 1st April 2019 (AVD) for the RCG 2021 Publication. | Photo 1 - Circular brick chimney. Photo 2 - Brick chimney. Photo 3 - Base of chimney during construction. | - | 2 | TRUE
571 | 32F10F | 8551 | 32F10F | Chimneys | Brick | Circular on Plan | Height above GL | 25 metres | Brick built flue stacks are no longer constructed but may still be present and active on some industrial sites. Usually constructed from class B engineering brickwork built circular on plan with 50mm fireclay lining to internal face bonded to the chimney stack. | Location Adjustment Applicable (See Guidance Notes) - ERC = UK mean of 1.00 | (BEAMS Note 2) The ERC for this item should be added to all other rateable items on the hereditament (except land). Therefore the total of the ERC of the other Building Items and the P&M ERC (where applicable) to enable the correct contract size adjustment to be made. ERC of Building Component + ERC of P&M = Total ERC to which contract size adjustment should be applied. The appropriate % adjustment should be made in accordance with the scale for contract size adjustment specified under section 6 of the RCG 2023 Guidance notes. The currency ERC rates are set at £4m (Four Million Pounds) @ 1st April 2021 (AVD) for the RCG 2023 Publication. | Cost is per metre above ground level. Cost does not include foundation bases, Aviation Warning Lights, access ladders or platforms. Please refer to separate RCG Category for Foundation Bases Code 30001F >500cu.m. or 300045 50cu.m. - 250cu.m. For Aviation lights see Chimney Accessory RCG code 32F15S1. For Access ladders see Chimney Accessory RCG codes 32F15S2 30m high or 32F15S3 60m High. For Lightning conductors see Separate RCG Category for Lightning Conductors. | Request copies of plans and annual mandatory inspection reports. Ascertain base diameter and height. Identify presence of aviation warning lights, lightning conductors, obtain photograph of chimney stack and overall view of base. Note any adjacent and associated plant & machinery suchs as flues, ducts etc. Check if chimney stack listed or within the curtilage of a listed building. | Refer to Rating Manual Part 5 Plant and Machinery and Practice note 1 Plant and Machinery | Refer to Rating Manual Part 5 Plant and Machinery and Practice note 1 Plant and Machinery | Flues and Ducts | - | - | Photo 1 - Circular brick chimney. Photo 2 - Brick chimney. Photo 3 - Base of chimney during construction. | - | 10037 |  | m | height | 3 - INDUSTRIAL | David Grace | James Allen | 2414.4533 | Option 2 | 3167.3243 | 31.18% | 3869 | 2692.8956 | 11.53% | -14.98% | 2692.8956 | 11.53% | ERC Over-ridden | Ian Walker | VOA_GPN_GOV_UK\7231506 | 2021-01-22 | Low | Blue | Medium | This ERC is at medium risk. Lack of evidence due to brick built chimneys no longer constructed. Consulted with James Allen, VP facilitator for industrial contractors test valuations, Industrial Crown and Commercial Team on 08/10/2020 with agreement to index this category due to no modern equivalent. In terms of Rateable and Non-Rateable elements I have referenced the valuer back to the relevant section of the Rating Manual for further guidance. Determining whether or not an element is rateable is a matter of law and the valuer should be able to apply their own specialist knowledge of Rating to current legislation to determine if an element is rateable or not. This is therefore beyond the scope of the Cost Guide. | ERC figure set at TPI of 350 from RCG 2017 of 260 | Copied to latest DCS. Changed forecast TPI. Ian had also compounded the indexing by putting through the Price Book sheet. Not sure if unit is correct (£/m) and if so as the ave height increases I'd expect £/m to decrease (economies of scale). However, consistent with previous CG, and indexed so unlikely to change until detailed assessment can be carried out. | NA | SPONS Civils | 1.56 | (BEAMS Note 2) The ERC for this item should be added to all other rateable items on the hereditament (except land). Therefore the total of the ERC of the other Building Items and the P&M ERC (where applicable) to enable the correct contract size adjustment to be made. ERC of Building Component + ERC of P&M = Total ERC to which contract size adjustment should be applied. The appropriate % adjustment should be made in accordance with the scale for contract size adjustment specified under section 6 of the RCG 2021 Guidance notes. The currency ERC rates are set at £4m (Four Million Pounds) @ 1st April 2019 (AVD) for the RCG 2021 Publication. | Photo 1 - Circular brick chimney. Photo 2 - Brick chimney. Photo 3 - Base of chimney during construction. | - | 2 | TRUE
572 | 32F10K | 8552 | 32F10K | Chimneys | Brick | Circular on Plan | Height above GL | 34 metres | Brick built flue stacks are no longer constructed but may still be present and active on some industrial sites. Usually constructed from class B engineering brickwork built circular on plan with 50mm fireclay lining to internal face bonded to the chimney stack. | Location Adjustment Applicable (See Guidance Notes) - ERC = UK mean of 1.00 | (BEAMS Note 2) The ERC for this item should be added to all other rateable items on the hereditament (except land). Therefore the total of the ERC of the other Building Items and the P&M ERC (where applicable) to enable the correct contract size adjustment to be made. ERC of Building Component + ERC of P&M = Total ERC to which contract size adjustment should be applied. The appropriate % adjustment should be made in accordance with the scale for contract size adjustment specified under section 6 of the RCG 2023 Guidance notes. The currency ERC rates are set at £4m (Four Million Pounds) @ 1st April 2021 (AVD) for the RCG 2023 Publication. | Cost is per metre above ground level. Cost does not include foundation bases, Aviation Warning Lights, access ladders and platforms. Please refer to separate RCG Category for Foundation Bases Code 30001F >500cu.m. or 300045 50cu.m. - 250cu.m. For Aviation lights see Chimney Accessory RCG code 32F15S1. For Access ladders see Chimney Accessory RCG codes 32F15S2 30m high or 32F15S3 60m High. For Lightning conductors see Separate RCG Category Lightning Conductors. | Request copies of plans and inspection reports. Ascertain base diameter and height. Identify presence of aviation warning lights, lightning conductors, obtain photograph of chimney stack and overall view of base. Note any adjacent and associated plant & machinery suchs as flues, ducts etc. Check if chimney stack listed or within the curtilage of a listed building. | Refer to Rating Manual Part 5 Plant and Machinery and Practice note 1 Plant and Machinery | Refer to Rating Manual Part 5 Plant and Machinery and Practice note 1 Plant and Machinery | Flues and Ducts | - | - | Photo 1 - Circular brick chimney. Photo 2 - Brick chimney. Photo 3 - Base of chimney during construction. | - | 10037 |  | m | height | 3 - INDUSTRIAL | David Grace | James Allen | 2482.9484 | Option 2 | 3257.1775 | 31.18% | 3980 | 2770.1536 | 11.57% | -14.95% | 2770.1536 | 11.57% | ERC Over-ridden | Ian Walker | VOA_GPN_GOV_UK\7231506 | 2021-01-22 | Low | Blue | Medium | This ERC is at medium risk. Lack of evidence due to brick built chimneys no longer constructed. Consulted with James Allen, VP facilitator for industrial contractors test valuations, Industrial Crown and Commercial Team on 08/10/2020 with agreement to index this category due to no modern equivalent. In terms of Rateable and Non-Rateable elements I have referenced the valuer back to the relevant section of the Rating Manual for further guidance. Determining whether or not an element is rateable is a matter of law and the valuer should be able to apply their own specialist knowledge of Rating to current legislation to determine if an element is rateable or not. This is beyond the scope of the Cost Guide. | ERC figure set at TPI of 350 from RCG 2017 of 260 | Copied to latest DCS. Changed forecast TPI. Ian had also compounded the indexing by putting through the Price Book sheet. Not sure if unit is correct (£/m) and if so as the ave height increases I'd expect £/m to decrease (economies of scale). However, consistent with previous CG, and indexed so unlikely to change until detailed assessment can be carried out. | NA | SPONS Civils | 1.56 | (BEAMS Note 2) The ERC for this item should be added to all other rateable items on the hereditament (except land). Therefore the total of the ERC of the other Building Items and the P&M ERC (where applicable) to enable the correct contract size adjustment to be made. ERC of Building Component + ERC of P&M = Total ERC to which contract size adjustment should be applied. The appropriate % adjustment should be made in accordance with the scale for contract size adjustment specified under section 6 of the RCG 2021 Guidance notes. The currency ERC rates are set at £4m (Four Million Pounds) @ 1st April 2019 (AVD) for the RCG 2021 Publication. | Photo 1 - Circular brick chimney. Photo 2 - Brick chimney. Photo 3 - Base of chimney during construction. | - | 2 | TRUE
573 | 32F10P | 7300 | 32F10P | Chimneys | Brick | Circular on Plan | Height above GL | 50 metres | Brick built flue stacks are no longer constructed but may still be present and active on some industrial sites. Usually constructed from class B engineering brickwork built circular on plan with 50mm fireclay lining to internal face bonded to the chimney stack. | Location Adjustment Applicable (See Guidance Notes) - ERC = UK mean of 1.00 | (BEAMS Note 2) The ERC for this item should be added to all other rateable items on the hereditament (except land). Therefore the total of the ERC of the other Building Items and the P&M ERC (where applicable) to enable the correct contract size adjustment to be made. ERC of Building Component + ERC of P&M = Total ERC to which contract size adjustment should be applied. The appropriate % adjustment should be made in accordance with the scale for contract size adjustment specified under section 6 of the RCG 2023 Guidance notes. The currency ERC rates are set at £4m (Four Million Pounds) @ 1st April 2021 (AVD) for the RCG 2023 Publication. | Cost is per metre above ground level. Cost does not include foundation bases, Aviation Warning Lights, access ladders and platforms. Please refer to separate RCG Category for Foundation Bases Code 30001F >500cu.m. or 300045 50cu.m. - 250cu.m. For Aviation lights see Chimney Accessory RCG code 32F15S1. For Access ladders see Chimney Accessory RCG codes 32F15S2 30m high or 32F15S3 60m High. For Lightning conductors see Separate RCG Category Lightning Conductors. | Request copies of plans and inspection reports. Ascertain base diameter and height. Identify presence of aviation warning lights, lightning conductors, obtain photograph of chimney stack and overall view of base. Note any adjacent and associated plant & machinery suchs as flues, ducts etc. Check if chimney stack listed or within the curtilage of a listed building. | Refer to Rating Manual Part 5 Plant and Machinery and Practice note 1 Plant and Machinery | Refer to Rating Manual Part 5 Plant and Machinery and Practice note 1 Plant and Machinery | Flues and Ducts | - | - | Photo 1 - Circular brick chimney. Photo 2 - Brick chimney. Photo 3 - Base of chimney during construction. | - | 10037 |  | m | height | 3 - INDUSTRIAL | David Grace | James Allen | 2696.9957 | Option 2 | 3537.9687 | 31.18% | 4323 | 3008.888 | 11.56% | -14.95% | 3008.888 | 11.56% | ERC Over-ridden | Ian Walker | VOA_GPN_GOV_UK\7231506 | 2021-01-22 | Low | Blue | Medium | This ERC is at medium risk. Lack of evidence due to brick built chimneys no longer constructed. Consulted with James Allen, VP facilitator for industrial contractors test valuations, Industrial Crown and Commercial Team on 08/10/2020 with agreement to index this category due to no modern equivalent. In terms of Rateable and Non-Rateable elements I have referenced the valuer back to the relevant section of the Rating Manual for further guidance. Determining whether or not an element is rateable is a matter of law and the valuer should be able to apply their own specialist knowledge of Rating to current legislation to determine if an element is rateable or not. This is beyond the scope of the Cost Guide. | ERC figure set at TPI of 350 from RCG 2017 of 260 | Chimneys\Concrete\[32F12P – 140m.xlsm | NA | SPONS Civils | 1.56 | (BEAMS Note 2) The ERC for this item should be added to all other rateable items on the hereditament (except land). Therefore the total of the ERC of the other Building Items and the P&M ERC (where applicable) to enable the correct contract size adjustment to be made. ERC of Building Component + ERC of P&M = Total ERC to which contract size adjustment should be applied. The appropriate % adjustment should be made in accordance with the scale for contract size adjustment specified under section 6 of the RCG 2021 Guidance notes. The currency ERC rates are set at £4m (Four Million Pounds) @ 1st April 2019 (AVD) for the RCG 2021 Publication. | Photo 1 - Circular brick chimney. Photo 2 - Brick chimney. Photo 3 - Base of chimney during construction. | - | 2 | TRUE
574 | 32F10T | 7304 | 32F10T | Chimneys | Brick | Circular on Plan | Height above GL | 60 metres | Brick built flue stacks are no longer constructed but may still be present and active on some industrial sites. Usually constructed from class B engineering brickwork built circular on plan with 50mm fireclay lining to internal face bonded to the chimney stack. | Location Adjustment Applicable (See Guidance Notes) - ERC = UK mean of 1.00 | (BEAMS Note 2) The ERC for this item should be added to all other rateable items on the hereditament (except land). Therefore the total of the ERC of the other Building Items and the P&M ERC (where applicable) to enable the correct contract size adjustment to be made. ERC of Building Component + ERC of P&M = Total ERC to which contract size adjustment should be applied. The appropriate % adjustment should be made in accordance with the scale for contract size adjustment specified under section 6 of the RCG 2023 Guidance notes. The currency ERC rates are set at £4m (Four Million Pounds) @ 1st April 2021 (AVD) for the RCG 2023 Publication. | Cost is per metre above ground level. Cost does not include foundation bases, Aviation Warning Lights, access ladders and platforms. Please refer to separate RCG Category for Foundation Bases Code 30001F >500cu.m. or 300045 50cu.m. - 250cu.m. For Aviation lights see Chimney Accessory RCG code 32F15S1. For Access ladders see Chimney Accessory RCG codes 32F15S2 30m high or 32F15S3 60m High. For Lightning conductors see Separate RCG Category Lightning Conductors. | Request copies of plans and inspection reports. Ascertain base diameter and height. Identify presence of aviation warning lights, lightning conductors, obtain photograph of chimney stack and overall view of base. Note any adjacent and associated plant & machinery suchs as flues, ducts etc. Check if chimney stack listed or within the curtilage of a listed building. | Refer to Rating Manual Part 5 Plant and Machinery and Practice note 1 Plant and Machinery | Refer to Rating Manual Part 5 Plant and Machinery and Practice note 1 Plant and Machinery | Flues and Ducts | - | - | Photo 1 - Circular brick chimney. Photo 2 - Brick chimney. Photo 3 - Base of chimney during construction. | - | 10037 |  | m | height | 3 - INDUSTRIAL | David Grace | James Allen | 3116.5284 | Option 2 | 4088.3193 | 31.18% | 4995 | 3476.6124 | 11.55% | -14.96% | 3476.6124 | 11.55% | ERC Over-ridden | Ian Walker | VOA_GPN_GOV_UK\7231506 | 2021-01-22 | Low | Blue | Medium | This ERC is at medium risk. Lack of evidence due to brick built chimneys no longer constructed. Consulted with James Allen, VP facilitator for industrial contractors test valuations, Industrial Crown and Commercial Team on 08/10/2020 with agreement to index this category due to no modern equivalent. In terms of Rateable and Non-Rateable elements I have referenced the valuer back to the relevant section of the Rating Manual for further guidance. Determining whether or not an element is rateable is a matter of law and the valuer should be able to apply their own specialist knowledge of Rating to current legislation to determine if an element is rateable or not. This is beyond the scope of the Cost Guide. | ERC figure set at TPI of 350 from RCG 2017 of 260 | Copied to latest DCS. Changed forecast TPI. Ian had also compounded the indexing by putting through the Price Book sheet. Not sure if unit is correct (£/m) and if so as the ave height increases I'd expect £/m to decrease (economies of scale). However, consistent with previous CG, and indexed so unlikely to change until detailed assessment can be carried out. | NA | SPONS Civils | 1.56 | (BEAMS Note 2) The ERC for this item should be added to all other rateable items on the hereditament (except land). Therefore the total of the ERC of the other Building Items and the P&M ERC (where applicable) to enable the correct contract size adjustment to be made. ERC of Building Component + ERC of P&M = Total ERC to which contract size adjustment should be applied. The appropriate % adjustment should be made in accordance with the scale for contract size adjustment specified under section 6 of the RCG 2021 Guidance notes. The currency ERC rates are set at £4m (Four Million Pounds) @ 1st April 2019 (AVD) for the RCG 2021 Publication. | Photo 1 - Circular brick chimney. Photo 2 - Brick chimney. Photo 3 - Base of chimney during construction. | - | 2 | TRUE
575 | 32F12A | 8554 | 32F12A | Chimneys | Concrete | Circular on Plan | Height above GL | 75m | Single flue reinforced concrete stack usually lined with a 110mm refractory or engineering brick lining. Predominantly used for boilers/plant burning fossil fuels and fuels with a high sulphur content. Single flue reinforced concrete stacks began to replace the traditional solid brick stack from approx the 1940s. | Location Adjustment Applicable (See Guidance Notes) - ERC = UK mean of 1.00 | (BEAMS Note 2) The ERC for this item should be added to all other rateable items on the hereditament (except land). Therefore the total of the ERC of the other Building Items and the P&M ERC (where applicable) to enable the correct contract size adjustment to be made. ERC of Building Component + ERC of P&M = Total ERC to which contract size adjustment should be applied. The appropriate % adjustment should be made in accordance with the scale for contract size adjustment specified under section 6 of the RCG 2023 Guidance notes. The currency ERC rates are set at £4m (Four Million Pounds) @ 1st April 2021 (AVD) for the RCG 2023 Publication. | Cost is per metre above ground level. Cost does not include foundation bases, Aviation Warning Lights, access ladders or platforms. Please refer to separate RCG Category for Foundation Bases Code 30001F >500cu.m. or 300045 50cu.m. - 250cu.m. For Aviation lights see Chimney Accessory RCG code 32F15S1. For Access ladders see Chimney Accessory RCG codes 32F15S2 30m high or 32F15S3 60m High. For Lightning conductors see Separate RCG Category for Lightning Conductors. | Request copies of plans and annual mandatory inspection reports. Ascertain base diameter and height. Identify presence of aviation warning lights, lightning conductors, obtain photograph of chimney stack and overall view of base. Note any adjacent and associated plant & machinery suchs as flues, ducts etc | Refer to Rating Manual Part 5 Plant and Machinery and Practice note 1 Plant and Machinery | Refer to Rating Manual Part 5 Plant and Machinery and Practice note 1 Plant and Machinery | Flues and Ducts | Referencer to identify on site | - | Photo 1 - Circular concrete chimney | - | 10037 |  | m | m ht | 3 - INDUSTRIAL | David Grace | Jim Allen | 3750.1083 | Option 2 | 4919.4612 | 31.18% | 6010 | 4183.0712 | 11.55% | -14.97% | 4183.0712 | 11.55% | ERC Over-ridden | Ian Walker | VOA_GPN_GOV_UK\7231506 | 2021-01-28 | Low | Blue | High | This ERC is at medium risk due to forming part of a larger hereditament. Lack of evidence due to unable to source new evidence/cost information to support the review of the ERC. There are only a few UK based specialist industrial chimney manufacturers and installers with many UK based firms that once manufactured and supplied industrial chimneys now undertaking inspection and repairs only. The manufacturers/installers contacted have either not responded or when chased by telephone advised they will reply in a couple of days, but still no response. Emailed James Allen, VP facilitator for industrial contractors test valuations, Industrial Crown and Commercial Team confirming via email 05/11/2020 advising that due to lack of response from manufacturers/installers this category will have to be indexed. In terms of Rateable and Non-Rateable elements I have referenced the valuer back to the relevant section of the Rating Manual for further guidance. Determining whether or not an element is rateable is a matter of law and the valuer should be able to apply their own specialist knowledge of Rating to current legislation to determine if an element is rateable or not. This is beyond the scope of the Cost Guide. | Indexed from 322 to 350 | Changed TPI back to 322 in line with latest forecast, sheet will do further chnages from now. Ian had compounded indexing by putting it through the Price Book sheet, corrected. Increased risk in line with other items in this category. No evidence, hight risk. | NA | SPONS Civils | 1.56 | (BEAMS Note 2) The ERC for this item should be added to all other rateable items on the hereditament (except land). Therefore the total of the ERC of the other Building Items and the P&M ERC (where applicable) to enable the correct contract size adjustment to be made. ERC of Building Component + ERC of P&M = Total ERC to which contract size adjustment should be applied. The appropriate % adjustment should be made in accordance with the scale for contract size adjustment specified under section 6 of the RCG 2021 Guidance notes. The currency ERC rates are set at £4m (Four Million Pounds) @ 1st April 2019 (AVD) for the RCG 2021 Publication. | Photo 1 - Circular concrete chimney | - | 2 | TRUE
576 | 32F12F | 8555 | 32F12F | Chimneys | Concrete | Circular on Plan | Height above GL | 92m | Single flue reinforced concrete stack usually lined with a 110mm refractory or engineering brick lining. Predominantly used for boilers/plant burning fossil fuels and fuels with a high sulphur content. Single flue reinforced concrete stacks began to replace the traditional solid brick stack from approx the 1940s. | Location Adjustment Applicable (See Guidance Notes) - ERC = UK mean of 1.00 | (BEAMS Note 2) The ERC for this item should be added to all other rateable items on the hereditament (except land). Therefore the total of the ERC of the other Building Items and the P&M ERC (where applicable) to enable the correct contract size adjustment to be made. ERC of Building Component + ERC of P&M = Total ERC to which contract size adjustment should be applied. The appropriate % adjustment should be made in accordance with the scale for contract size adjustment specified under section 6 of the RCG 2023 Guidance notes. The currency ERC rates are set at £4m (Four Million Pounds) @ 1st April 2021 (AVD) for the RCG 2023 Publication. | Cost is per metre above ground level. Cost does not include foundation bases, Aviation Warning Lights, access ladders or platforms. Please refer to separate RCG Category for Foundation Bases Code 30001F >500cu.m. or 300045 50cu.m. - 250cu.m. For Aviation lights see Chimney Accessory RCG code 32F15S1. For Access ladders see Chimney Accessory RCG codes 32F15S2 30m high or 32F15S3 60m High. For Lightning conductors see Separate RCG Category for Lightning Conductors. | Request copies of plans and annual mandatory inspection reports. Ascertain base diameter and height. Identify presence of aviation warning lights, lightning conductors, obtain photograph of chimney stack and overall view of base. Note any adjacent and associated plant & machinery suchs as flues, ducts etc | Refer to Rating Manual Part 5 Plant and Machinery and Practice note 1 Plant and Machinery | Refer to Rating Manual Part 5 Plant and Machinery and Practice note 1 Plant and Machinery | Flues and Ducts | Referencer to identify on site | - | Photo 1 - Circular concrete chimney | - | 10037 |  | m | m ht | 3 - INDUSTRIAL | David Grace | Jim Allen | 4105.4268 | Option 2 | 5385.5745 | 31.18% | 6580 | 4579.8018 | 11.55% | -14.96% | 4579.8018 | 11.55% | ERC Over-ridden | Ian Walker | VOA_GPN_GOV_UK\7231506 | 2021-01-28 | Low | Blue | High | This ERC is at medium risk due to forming part of a larger hereditament. Lack of evidence due to unable to source new evidence/cost information to support the review of the ERC. There are only a few UK based specialist industrial chimney manufacturers and installers with many UK based firms that once manufactured and supplied industrial chimneys now undertaking inspection and repairs only. The manufacturers/installers contacted have either not responded or when chased by telephone advised they will reply in a couple of days, but still no response. Emailed James Allen, VP facilitator for industrial contractors test valuations, Industrial Crown and Commercial Team confirming via email 05/11/2020 advising that due to lack of response from manufacturers/installers this category will have to be indexed. In terms of Rateable and Non-Rateable elements I have referenced the valuer back to the relevant section of the Rating Manual for further guidance. Determining whether or not an element is rateable is a matter of law and the valuer should be able to apply their own specialist knowledge of Rating to current legislation to determine if an element is rateable or not. This is beyond the scope of the Cost Guide. | Indexed from 322 to 350 | Changed TPI back to 322 in line with latest forecast, sheet will do further chnages from now. Ian had compounded indexing by putting it through the Price Book sheet, corrected. Increased risk in line with other items in this category. No evidence, hight risk. | NA | SPONS Civils | 1.56 | (BEAMS Note 2) The ERC for this item should be added to all other rateable items on the hereditament (except land). Therefore the total of the ERC of the other Building Items and the P&M ERC (where applicable) to enable the correct contract size adjustment to be made. ERC of Building Component + ERC of P&M = Total ERC to which contract size adjustment should be applied. The appropriate % adjustment should be made in accordance with the scale for contract size adjustment specified under section 6 of the RCG 2021 Guidance notes. The currency ERC rates are set at £4m (Four Million Pounds) @ 1st April 2019 (AVD) for the RCG 2021 Publication. | Photo 1 - Circular concrete chimney | - | 2 | TRUE
577 | 32F12K | 7358 | 32F12K | Chimneys | Concrete | Circular on Plan | Height above GL | 125m | Single flue reinforced concrete stack usually lined with a 110mm refractory or engineering brick lining. Predominantly used for boilers/plant burning fossil fuels and fuels with a high sulphur content. Single flue reinforced concrete stacks began to replace the traditional solid brick stack from approx the 1940s. | Location Adjustment Applicable (See Guidance Notes) - ERC = UK mean of 1.00 | (BEAMS Note 2) The ERC for this item should be added to all other rateable items on the hereditament (except land). Therefore the total of the ERC of the other Building Items and the P&M ERC (where applicable) to enable the correct contract size adjustment to be made. ERC of Building Component + ERC of P&M = Total ERC to which contract size adjustment should be applied. The appropriate % adjustment should be made in accordance with the scale for contract size adjustment specified under section 6 of the RCG 2023 Guidance notes. The currency ERC rates are set at £4m (Four Million Pounds) @ 1st April 2021 (AVD) for the RCG 2023 Publication. | Cost is per metre above ground level. Cost does not include foundation bases, Aviation Warning Lights, access ladders or platforms. Please refer to separate RCG Category for Foundation Bases Code 30001F >500cu.m. or 300045 50cu.m. - 250cu.m. For Aviation lights see Chimney Accessory RCG code 32F15S1. For Access ladders see Chimney Accessory RCG codes 32F15S2 30m high or 32F15S3 60m High. For Lightning conductors see Separate RCG Category for Lightning Conductors. | Request copies of plans and annual mandatory inspection reports. Ascertain base diameter and height. Identify presence of aviation warning lights, lightning conductors, obtain photograph of chimney stack and overall view of base. Note any adjacent and associated plant & machinery suchs as flues, ducts etc | Refer to Rating Manual Part 5 Plant and Machinery and Practice note 1 Plant and Machinery | Refer to Rating Manual Part 5 Plant and Machinery and Practice note 1 Plant and Machinery | Flues and Ducts | Referencer to identify on site | - | Photo 1 - Circular concrete chimney | - | 10037 |  | m | m ht | 3 - INDUSTRIAL | David Grace | Jim Allen | 4580.6118 | Option 2 | 6008.9309 | 31.18% | 7341 | 5109.4718 | 11.55% | -14.97% | 5109.4718 | 11.55% | ERC Over-ridden | Ian Walker | VOA_GPN_GOV_UK\7231506 | 2021-01-28 | Low | Blue | High | This ERC is at medium risk due to forming part of a larger hereditament. Lack of evidence due to unable to source new evidence/cost information to support the review of the ERC. There are only a few UK based specialist industrial chimney manufacturers and installers with many UK based firms that once manufactured and supplied industrial chimneys now undertaking inspection and repairs only. The manufacturers/installers contacted have either not responded or when chased by telephone advised they will reply in a couple of days, but still no response. Emailed James Allen, VP facilitator for industrial contractors test valuations, Industrial Crown and Commercial Team confirming via email 05/11/2020 advising that due to lack of response from manufacturers/installers this category will have to be indexed. In terms of Rateable and Non-Rateable elements I have referenced the valuer back to the relevant section of the Rating Manual for further guidance. Determining whether or not an element is rateable is a matter of law and the valuer should be able to apply their own specialist knowledge of Rating to current legislation to determine if an element is rateable or not. This is beyond the scope of the Cost Guide. | Indexed from 322 to 350 | Changed TPI back to 322 in line with latest forecast, sheet will do further chnages from now. Ian had compounded indexing by putting it through the Price Book sheet, corrected. Increased risk in line with other items in this category. No evidence, hight risk. | NA | SPONS Civils | 1.56 | (BEAMS Note 2) The ERC for this item should be added to all other rateable items on the hereditament (except land). Therefore the total of the ERC of the other Building Items and the P&M ERC (where applicable) to enable the correct contract size adjustment to be made. ERC of Building Component + ERC of P&M = Total ERC to which contract size adjustment should be applied. The appropriate % adjustment should be made in accordance with the scale for contract size adjustment specified under section 6 of the RCG 2021 Guidance notes. The currency ERC rates are set at £4m (Four Million Pounds) @ 1st April 2019 (AVD) for the RCG 2021 Publication. | Photo 1 - Circular concrete chimney | - | 2 | TRUE
578 | 32F12P | 7359 | 32F12P | Chimneys | Concrete | Circular on Plan | Height above GL | 140m | Single flue reinforced concrete stack usually lined with a 110mm refractory or engineering brick lining. Predominantly used for boilers/plant burning fossil fuels and fuels with a high sulphur content. Single flue reinforced concrete stacks began to replace the traditional solid brick stack from approx the 1940s. | Location Adjustment Applicable (See Guidance Notes) - ERC = UK mean of 1.00 | (BEAMS Note 2) The ERC for this item should be added to all other rateable items on the hereditament (except land). Therefore the total of the ERC of the other Building Items and the P&M ERC (where applicable) to enable the correct contract size adjustment to be made. ERC of Building Component + ERC of P&M = Total ERC to which contract size adjustment should be applied. The appropriate % adjustment should be made in accordance with the scale for contract size adjustment specified under section 6 of the RCG 2023 Guidance notes. The currency ERC rates are set at £4m (Four Million Pounds) @ 1st April 2021 (AVD) for the RCG 2023 Publication. | Cost is per metre above ground level. Cost does not include foundation bases, Aviation Warning Lights, access ladders or platforms. Please refer to separate RCG Category for Foundation Bases Code 30001F >500cu.m. or 300045 50cu.m. - 250cu.m. For Aviation lights see Chimney Accessory RCG code 32F15S1. For Access ladders see Chimney Accessory RCG codes 32F15S2 30m high or 32F15S3 60m High. For Lightning conductors see Separate RCG Category for Lightning Conductors. | Request copies of plans and annual mandatory inspection reports. Ascertain base diameter and height. Identify presence of aviation warning lights, lightning conductors, obtain photograph of chimney stack and overall view of base. Note any adjacent and associated plant & machinery suchs as flues, ducts etc | Refer to Rating Manual Part 5 Plant and Machinery and Practice note 1 Plant and Machinery | Refer to Rating Manual Part 5 Plant and Machinery and Practice note 1 Plant and Machinery | Flues and Ducts | Referencer to identify on site | - | Photo 1 - Circular concrete chimney | - | 10037 |  | m | m ht | 3 - INDUSTRIAL | David Grace | Jim Allen | 9392.3946 | Option 2 | 12321.1162 | 31.18% | 15053 | 10477.1666 | 11.55% | -14.97% | 10477.1666 | 11.55% | ERC Over-ridden | Ian Walker | VOA_GPN_GOV_UK\7231506 | 2021-01-28 | Low | Blue | High | This ERC is at medium risk due to forming part of a larger hereditament. Lack of evidence due to unable to source new evidence/cost information to support the review of the ERC. There are only a few UK based specialist industrial chimney manufacturers and installers with many UK based firms that once manufactured and supplied industrial chimneys now undertaking inspection and repairs only. The manufacturers/installers contacted have either not responded or when chased by telephone advised they will reply in a couple of days, but still no response. Emailed James Allen, VP facilitator for industrial contractors test valuations, Industrial Crown and Commercial Team confirming via email 05/11/2020 advising that due to lack of response from manufacturers/installers this category will have to be indexed. In terms of Rateable and Non-Rateable elements I have referenced the valuer back to the relevant section of the Rating Manual for further guidance. Determining whether or not an element is rateable is a matter of law and the valuer should be able to apply their own specialist knowledge of Rating to current legislation to determine if an element is rateable or not. This is beyond the scope of the Cost Guide. | Indexed from 322 to 350 | Changed TPI back to 322 in line with latest forecast, sheet will do further chnages from now. Ian had compounded indexing by putting it through the Price Book sheet, corrected. Increased risk in line with other items in this category. No evidence, hight risk. | NA | SPONS Civils | 1.56 | (BEAMS Note 2) The ERC for this item should be added to all other rateable items on the hereditament (except land). Therefore the total of the ERC of the other Building Items and the P&M ERC (where applicable) to enable the correct contract size adjustment to be made. ERC of Building Component + ERC of P&M = Total ERC to which contract size adjustment should be applied. The appropriate % adjustment should be made in accordance with the scale for contract size adjustment specified under section 6 of the RCG 2021 Guidance notes. The currency ERC rates are set at £4m (Four Million Pounds) @ 1st April 2019 (AVD) for the RCG 2021 Publication. | Photo 1 - Circular concrete chimney | - | 2 | TRUE
579 | 32F16H | 6699 | 32F16H | Chimneys | Concrete windshield - outer shell | Windshield - ht above gl - 100m | Base diam - 5.2m | Top diam - 2.8m | Reinforced concrete windshields usually used with multi-flue stacks constructed from either sectional brickwork or metallic flues. Generally the air space around the flues is ventilated. Commonly known as "Multi-Flue Reinforced Concrete Stacks". | Location Adjustment Applicable (See Guidance Notes) - ERC = UK mean of 1.00 | (BEAMS Note 2) The ERC for this item should be added to all other rateable items on the hereditament (except land). Therefore the total of the ERC of the other Building Items and the P&M ERC (where applicable) to enable the correct contract size adjustment to be made. ERC of Building Component + ERC of P&M = Total ERC to which contract size adjustment should be applied. The appropriate % adjustment should be made in accordance with the scale for contract size adjustment specified under section 6 of the RCG 2023 Guidance notes. The currency ERC rates are set at £4m (Four Million Pounds) @ 1st April 2021 (AVD) for the RCG 2023 Publication. | Cost is per metre above ground level. Cost does not include foundation bases, Aviation Warning Lights, access ladders or platforms. Please refer to separate RCG Category for Foundation Bases Code 30001F >500cu.m. or 300045 50cu.m. - 250cu.m. For Aviation lights see Chimney Accessory RCG code 32F15S1. For Access ladders see Chimney Accessory RCG codes 32F15S2 30m high or 32F15S3 60m High. For Lightning conductors see Separate RCG Category for Lightning Conductors. | Request copies of plans and annual mandatory inspection reports. Ascertain base diameter and height. Identify presence of aviation warning lights, lightning conductors, obtain photograph of chimney stack and overall view of base. Note any adjacent and associated plant & machinery suchs as flues, ducts etc | Refer to Rating Manual Part 5 Plant and Machinery and Practice note 1 Plant and Machinery | Refer to Rating Manual Part 5 Plant and Machinery and Practice note 1 Plant and Machinery | Flues and Ducts | Referencer to identify on site | - | Photo 1 - Steel flues(at least 2) within outer concrete casing - usually circular. May be ribbed to assist updraught | - | 10038 |  | m | m ht | 3 - INDUSTRIAL | David Grace | Jim Allen | 4238.1361 | Option 2 | 5559.665 | 31.18% | 6793 | 4728.0537 | 11.56% | -14.96% | 4728.0537 | 11.56% | ERC Over-ridden | Ian Walker | VOA_GPN_GOV_UK\7231506 | 2021-01-28 | Low | Blue | High | This ERC is at medium risk due to forming part of a larger hereditament. Lack of evidence due to unable to source new evidence/cost information to support the review of the ERC. There are only a few UK based specialist industrial chimney manufacturers and installers with many UK based firms that once manufactured and supplied industrial chimneys now undertaking inspection and repairs only. The manufacturers/installers contacted have either not responded or when chased by telephone advised they will reply in a couple of days, but still no response. Emailed James Allen, VP facilitator for industrial contractors test valuations, Industrial Crown and Commercial Team confirming via email 05/11/2020 advising that due to lack of response from manufacturers/installers this category will have to be indexed. In terms of Rateable and Non-Rateable elements I have referenced the valuer back to the relevant section of the Rating Manual for further guidance. Determining whether or not an element is rateable is a matter of law and the valuer should be able to apply their own specialist knowledge of Rating to current legislation to determine if an element is rateable or not. This is beyond the scope of the Cost Guide. | Indexed from 322 to 350 | Changed TPI back to 322 in line with latest forecast, sheet will do further chnages from now. Ian had compounded indexing by putting it through the Price Book sheet, corrected. Increased risk in line with other items in this category. No evidence, hight risk. | NA | SPONS Civils | 1.56 | (BEAMS Note 2) The ERC for this item should be added to all other rateable items on the hereditament (except land). Therefore the total of the ERC of the other Building Items and the P&M ERC (where applicable) to enable the correct contract size adjustment to be made. ERC of Building Component + ERC of P&M = Total ERC to which contract size adjustment should be applied. The appropriate % adjustment should be made in accordance with the scale for contract size adjustment specified under section 6 of the RCG 2021 Guidance notes. The currency ERC rates are set at £4m (Four Million Pounds) @ 1st April 2019 (AVD) for the RCG 2021 Publication. | Photo 1 - Steel flues(at least 2) within outer concrete casing - usually circular. May be ribbed to assist updraught | - | 2 | TRUE
580 | 32F16K | 6700 | 32F16K | Chimneys | Concrete windshield - outer shell | Windshield - ht above gl - 125m | Base diam - 6.5m | Top diam - 2.8m | Reinforced concrete windshields usually used with multi-flue stacks constructed from either sectional brickwork or metallic flues. Generally the air space around the flues is ventilated. Commonly known as "Multi-Flue Reinforced Concrete Stacks". | Location Adjustment Applicable (See Guidance Notes) - ERC = UK mean of 1.00 | (BEAMS Note 2) The ERC for this item should be added to all other rateable items on the hereditament (except land). Therefore the total of the ERC of the other Building Items and the P&M ERC (where applicable) to enable the correct contract size adjustment to be made. ERC of Building Component + ERC of P&M = Total ERC to which contract size adjustment should be applied. The appropriate % adjustment should be made in accordance with the scale for contract size adjustment specified under section 6 of the RCG 2023 Guidance notes. The currency ERC rates are set at £4m (Four Million Pounds) @ 1st April 2021 (AVD) for the RCG 2023 Publication. | Cost is per metre above ground level. Cost does not include foundation bases, Aviation Warning Lights, access ladders or platforms. Please refer to separate RCG Category for Foundation Bases Code 30001F >500cu.m. or 300045 50cu.m. - 250cu.m. For Aviation lights see Chimney Accessory RCG code 32F15S1. For Access ladders see Chimney Accessory RCG codes 32F15S2 30m high or 32F15S3 60m High. For Lightning conductors see Separate RCG Category for Lightning Conductors. | Request copies of plans and annual mandatory inspection reports. Ascertain base diameter and height. Identify presence of aviation warning lights, lightning conductors, obtain photograph of chimney stack and overall view of base. Note any adjacent and associated plant & machinery suchs as flues, ducts etc | Refer to Rating Manual Part 5 Plant and Machinery and Practice note 1 Plant and Machinery | Refer to Rating Manual Part 5 Plant and Machinery and Practice note 1 Plant and Machinery | Flues and Ducts | Referencer to identify on site | - | Photo 1 - Steel flues(at least 2) within outer concrete casing - usually circular. May be ribbed to assist updraught | - | 10038 |  | m | m ht | 3 - INDUSTRIAL | David Grace | Jim Allen | 4717.602 | Option 2 | 6188.6372 | 31.18% | 7561 | 5262.5959 | 11.55% | -14.96% | 5262.5959 | 11.55% | ERC Over-ridden | Ian Walker | VOA_GPN_GOV_UK\7231506 | 2021-01-28 | Low | Blue | High | This ERC is at medium risk due to forming part of a larger hereditament. Lack of evidence due to unable to source new evidence/cost information to support the review of the ERC. There are only a few UK based specialist industrial chimney manufacturers and installers with many UK based firms that once manufactured and supplied industrial chimneys now undertaking inspection and repairs only. The manufacturers/installers contacted have either not responded or when chased by telephone advised they will reply in a couple of days, but still no response. Emailed James Allen, VP facilitator for industrial contractors test valuations, Industrial Crown and Commercial Team confirming via email 05/11/2020 advising that due to lack of response from manufacturers/installers this category will have to be indexed. In terms of Rateable and Non-Rateable elements I have referenced the valuer back to the relevant section of the Rating Manual for further guidance. Determining whether or not an element is rateable is a matter of law and the valuer should be able to apply their own specialist knowledge of Rating to current legislation to determine if an element is rateable or not. This is beyond the scope of the Cost Guide. | Indexed from 322 to 350 | Changed TPI back to 322 in line with latest forecast, sheet will do further chnages from now. Ian had compounded indexing by putting it through the Price Book sheet, corrected. Increased risk in line with other items in this category. No evidence, hight risk. | NA | SPONS Civils | 1.56 | (BEAMS Note 2) The ERC for this item should be added to all other rateable items on the hereditament (except land). Therefore the total of the ERC of the other Building Items and the P&M ERC (where applicable) to enable the correct contract size adjustment to be made. ERC of Building Component + ERC of P&M = Total ERC to which contract size adjustment should be applied. The appropriate % adjustment should be made in accordance with the scale for contract size adjustment specified under section 6 of the RCG 2021 Guidance notes. The currency ERC rates are set at £4m (Four Million Pounds) @ 1st April 2019 (AVD) for the RCG 2021 Publication. | Photo 1 - Steel flues(at least 2) within outer concrete casing - usually circular. May be ribbed to assist updraught | - | 2 | TRUE
581 | 32F16P | 6701 | 32F16P | Chimneys | Concrete windshield - outer shell | Windshield - ht above gl - 140m | Base diam - 12m | Top diam - 5.6m | Reinforced concrete windshields usually used with multi-flue stacks constructed from either sectional brickwork or metallic flues. Generally the air space around the flues is ventilated. Commonly known as "Multi-Flue Reinforced Concrete Stacks". | Location Adjustment Applicable (See Guidance Notes) - ERC = UK mean of 1.00 | (BEAMS Note 2) The ERC for this item should be added to all other rateable items on the hereditament (except land). Therefore the total of the ERC of the other Building Items and the P&M ERC (where applicable) to enable the correct contract size adjustment to be made. ERC of Building Component + ERC of P&M = Total ERC to which contract size adjustment should be applied. The appropriate % adjustment should be made in accordance with the scale for contract size adjustment specified under section 6 of the RCG 2023 Guidance notes. The currency ERC rates are set at £4m (Four Million Pounds) @ 1st April 2021 (AVD) for the RCG 2023 Publication. | Cost is per metre above ground level. Cost does not include foundation bases, Aviation Warning Lights, access ladders or platforms. Please refer to separate RCG Category for Foundation Bases Code 30001F >500cu.m. or 300045 50cu.m. - 250cu.m. For Aviation lights see Chimney Accessory RCG code 32F15S1. For Access ladders see Chimney Accessory RCG codes 32F15S2 30m high or 32F15S3 60m High. For Lightning conductors see Separate RCG Category for Lightning Conductors. | Request copies of plans and annual mandatory inspection reports. Ascertain base diameter and height. Identify presence of aviation warning lights, lightning conductors, obtain photograph of chimney stack and overall view of base. Note any adjacent and associated plant & machinery suchs as flues, ducts etc | Refer to Rating Manual Part 5 Plant and Machinery and Practice note 1 Plant and Machinery | Refer to Rating Manual Part 5 Plant and Machinery and Practice note 1 Plant and Machinery | Flues and Ducts | Referencer to identify on site | - | Photo 1 - Steel flues(at least 2) within outer concrete casing - usually circular. May be ribbed to assist updraught | - | 10038 |  | m | m ht | 3 - INDUSTRIAL | David Grace | Jim Allen | 9623.5656 | Option 2 | 12624.3707 | 31.18% | 15424 | 10735.3894 | 11.55% | -14.96% | 10735.3894 | 11.55% | ERC Over-ridden | Ian Walker | VOA_GPN_GOV_UK\7231506 | 2021-01-28 | Low | Blue | High | This ERC is at medium risk due to forming part of a larger hereditament. Lack of evidence due to unable to source new evidence/cost information to support the review of the ERC. There are only a few UK based specialist industrial chimney manufacturers and installers with many UK based firms that once manufactured and supplied industrial chimneys now undertaking inspection and repairs only. The manufacturers/installers contacted have either not responded or when chased by telephone advised they will reply in a couple of days, but still no response. Emailed James Allen, VP facilitator for industrial contractors test valuations, Industrial Crown and Commercial Team confirming via email 05/11/2020 advising that due to lack of response from manufacturers/installers this category will have to be indexed. In terms of Rateable and Non-Rateable elements I have referenced the valuer back to the relevant section of the Rating Manual for further guidance. Determining whether or not an element is rateable is a matter of law and the valuer should be able to apply their own specialist knowledge of Rating to current legislation to determine if an element is rateable or not. This is beyond the scope of the Cost Guide. | Indexed from 322 to 350 | Changed TPI back to 322 in line with latest forecast, sheet will do further chnages from now. Ian had compounded indexing by putting it through the Price Book sheet, corrected. Increased risk in line with other items in this category. No evidence, hight risk. | NA | SPONS Civils | 1.56 | (BEAMS Note 2) The ERC for this item should be added to all other rateable items on the hereditament (except land). Therefore the total of the ERC of the other Building Items and the P&M ERC (where applicable) to enable the correct contract size adjustment to be made. ERC of Building Component + ERC of P&M = Total ERC to which contract size adjustment should be applied. The appropriate % adjustment should be made in accordance with the scale for contract size adjustment specified under section 6 of the RCG 2021 Guidance notes. The currency ERC rates are set at £4m (Four Million Pounds) @ 1st April 2019 (AVD) for the RCG 2021 Publication. | Photo 1 - Steel flues(at least 2) within outer concrete casing - usually circular. May be ribbed to assist updraught | - | 2 | TRUE
582 | 32F16R | 6705 | 32F16R | Chimneys | Concrete windshield - outer shell | Windshield - ht above gl - 160m | Base diam - 15m | Top diam - 7m | Reinforced concrete windshields usually used with multi-flue stacks constructed from either sectional brickwork or metallic flues. Generally the air space around the flues is ventilated. Commonly known as "Multi-Flue Reinforced Concrete Stacks". | Location Adjustment Applicable (See Guidance Notes) - ERC = UK mean of 1.00 | (BEAMS Note 2) The ERC for this item should be added to all other rateable items on the hereditament (except land). Therefore the total of the ERC of the other Building Items and the P&M ERC (where applicable) to enable the correct contract size adjustment to be made. ERC of Building Component + ERC of P&M = Total ERC to which contract size adjustment should be applied. The appropriate % adjustment should be made in accordance with the scale for contract size adjustment specified under section 6 of the RCG 2023 Guidance notes. The currency ERC rates are set at £4m (Four Million Pounds) @ 1st April 2021 (AVD) for the RCG 2023 Publication. | Cost is per metre above ground level. Cost does not include foundation bases, Aviation Warning Lights, access ladders or platforms. Please refer to separate RCG Category for Foundation Bases Code 30001F >500cu.m. or 300045 50cu.m. - 250cu.m. For Aviation lights see Chimney Accessory RCG code 32F15S1. For Access ladders see Chimney Accessory RCG codes 32F15S2 30m high or 32F15S3 60m High. For Lightning conductors see Separate RCG Category for Lightning Conductors. | Request copies of plans and annual mandatory inspection reports. Ascertain base diameter and height. Identify presence of aviation warning lights, lightning conductors, obtain photograph of chimney stack and overall view of base. Note any adjacent and associated plant & machinery suchs as flues, ducts etc | Refer to Rating Manual Part 5 Plant and Machinery and Practice note 1 Plant and Machinery | Refer to Rating Manual Part 5 Plant and Machinery and Practice note 1 Plant and Machinery | Flues and Ducts | Referencer to identify on site | - | Photo 1 - Steel flues(at least 2) within outer concrete casing - usually circular. May be ribbed to assist updraught | - | 10038 |  | m | m ht | 3 - INDUSTRIAL | David Grace | Jim Allen | 9987.446 | Option 2 | 13101.7157 | 31.18% | 16007 | 11141.1682 | 11.55% | -14.96% | 11141.1682 | 11.55% | ERC Over-ridden | Ian Walker | VOA_GPN_GOV_UK\7231506 | 2021-01-28 | Low | Blue | High | This ERC is at medium risk due to forming part of a larger hereditament. Lack of evidence due to unable to source new evidence/cost information to support the review of the ERC. There are only a few UK based specialist industrial chimney manufacturers and installers with many UK based firms that once manufactured and supplied industrial chimneys now undertaking inspection and repairs only. The manufacturers/installers contacted have either not responded or when chased by telephone advised they will reply in a couple of days, but still no response. Emailed James Allen, VP facilitator for industrial contractors test valuations, Industrial Crown and Commercial Team confirming via email 05/11/2020 advising that due to lack of response from manufacturers/installers this category will have to be indexed. In terms of Rateable and Non-Rateable elements I have referenced the valuer back to the relevant section of the Rating Manual for further guidance. Determining whether or not an element is rateable is a matter of law and the valuer should be able to apply their own specialist knowledge of Rating to current legislation to determine if an element is rateable or not. This is beyond the scope of the Cost Guide. | Indexed from 322 to 350 | Changed TPI back to 322 in line with latest forecast, sheet will do further chnages from now. Ian had compounded indexing by putting it through the Price Book sheet, corrected. Increased risk in line with other items in this category. No evidence, hight risk. | NA | SPONS Civils | 1.56 | (BEAMS Note 2) The ERC for this item should be added to all other rateable items on the hereditament (except land). Therefore the total of the ERC of the other Building Items and the P&M ERC (where applicable) to enable the correct contract size adjustment to be made. ERC of Building Component + ERC of P&M = Total ERC to which contract size adjustment should be applied. The appropriate % adjustment should be made in accordance with the scale for contract size adjustment specified under section 6 of the RCG 2021 Guidance notes. The currency ERC rates are set at £4m (Four Million Pounds) @ 1st April 2019 (AVD) for the RCG 2021 Publication. | Photo 1 - Steel flues(at least 2) within outer concrete casing - usually circular. May be ribbed to assist updraught | - | 2 | TRUE
583 | 32F16T | 6706 | 32F16T | Chimneys | Concrete windshield - outer shell | Windshield - ht above gl - 165m | Base diam - 10.6m | Top diam - 9.3m | Reinforced concrete windshields usually used with multi-flue stacks constructed from either sectional brickwork or metallic flues. Generally the air space around the flues is ventilated. Commonly known as "Multi-Flue Reinforced Concrete Stacks". | Location Adjustment Applicable (See Guidance Notes) - ERC = UK mean of 1.00 | (BEAMS Note 2) The ERC for this item should be added to all other rateable items on the hereditament (except land). Therefore the total of the ERC of the other Building Items and the P&M ERC (where applicable) to enable the correct contract size adjustment to be made. ERC of Building Component + ERC of P&M = Total ERC to which contract size adjustment should be applied. The appropriate % adjustment should be made in accordance with the scale for contract size adjustment specified under section 6 of the RCG 2023 Guidance notes. The currency ERC rates are set at £4m (Four Million Pounds) @ 1st April 2021 (AVD) for the RCG 2023 Publication. | Cost is per metre above ground level. Cost does not include foundation bases, Aviation Warning Lights, access ladders or platforms. Please refer to separate RCG Category for Foundation Bases Code 30001F >500cu.m. or 300045 50cu.m. - 250cu.m. For Aviation lights see Chimney Accessory RCG code 32F15S1. For Access ladders see Chimney Accessory RCG codes 32F15S2 30m high or 32F15S3 60m High. For Lightning conductors see Separate RCG Category for Lightning Conductors. | Request copies of plans and annual mandatory inspection reports. Ascertain base diameter and height. Identify presence of aviation warning lights, lightning conductors, obtain photograph of chimney stack and overall view of base. Note any adjacent and associated plant & machinery suchs as flues, ducts etc | Refer to Rating Manual Part 5 Plant and Machinery and Practice note 1 Plant and Machinery | Refer to Rating Manual Part 5 Plant and Machinery and Practice note 1 Plant and Machinery | Flues and Ducts | Referencer to identify on site | - | Photo 1 - Steel flues(at least 2) within outer concrete casing - usually circular. May be ribbed to assist updraught | - | 10038 |  | m | m ht | 3 - INDUSTRIAL | David Grace | Jim Allen | 12731.5321 | Option 2 | 16701.4584 | 31.18% | 20405 | 14202.2576 | 11.55% | -14.96% | 14202.2576 | 11.55% | ERC Over-ridden | Ian Walker | VOA_GPN_GOV_UK\7231506 | 2021-01-28 | Low | Blue | High | This ERC is at medium risk due to forming part of a larger hereditament. Lack of evidence due to unable to source new evidence/cost information to support the review of the ERC. There are only a few UK based specialist industrial chimney manufacturers and installers with many UK based firms that once manufactured and supplied industrial chimneys now undertaking inspection and repairs only. The manufacturers/installers contacted have either not responded or when chased by telephone advised they will reply in a couple of days, but still no response. Emailed James Allen, VP facilitator for industrial contractors test valuations, Industrial Crown and Commercial Team confirming via email 05/11/2020 advising that due to lack of response from manufacturers/installers this category will have to be indexed. In terms of Rateable and Non-Rateable elements I have referenced the valuer back to the relevant section of the Rating Manual for further guidance. Determining whether or not an element is rateable is a matter of law and the valuer should be able to apply their own specialist knowledge of Rating to current legislation to determine if an element is rateable or not. This is beyond the scope of the Cost Guide. | Indexed from 322 to 350 | Changed TPI back to 322 in line with latest forecast, sheet will do further chnages from now. Ian had compounded indexing by putting it through the Price Book sheet, corrected. Increased risk in line with other items in this category. No evidence, hight risk. | NA | SPONS Civils | 1.56 | (BEAMS Note 2) The ERC for this item should be added to all other rateable items on the hereditament (except land). Therefore the total of the ERC of the other Building Items and the P&M ERC (where applicable) to enable the correct contract size adjustment to be made. ERC of Building Component + ERC of P&M = Total ERC to which contract size adjustment should be applied. The appropriate % adjustment should be made in accordance with the scale for contract size adjustment specified under section 6 of the RCG 2021 Guidance notes. The currency ERC rates are set at £4m (Four Million Pounds) @ 1st April 2019 (AVD) for the RCG 2021 Publication. | Photo 1 - Steel flues(at least 2) within outer concrete casing - usually circular. May be ribbed to assist updraught | - | 2 | TRUE
584 | 32F16A | 6937 | 32F16A | Chimneys | Concrete windshield - outer shell | Windshield - ht above gl - 35m | Base diam - 4.5m | Top diam - 2.65m | Reinforced concrete windshields usually used with multi-flue stacks constructed from either sectional brickwork or metallic flues. Generally the air space around the flues is ventilated. Commonly known as "Multi-Flue Reinforced Concrete Stacks". | Location Adjustment Applicable (See Guidance Notes) - ERC = UK mean of 1.00 | (BEAMS Note 2) The ERC for this item should be added to all other rateable items on the hereditament (except land). Therefore the total of the ERC of the other Building Items and the P&M ERC (where applicable) to enable the correct contract size adjustment to be made. ERC of Building Component + ERC of P&M = Total ERC to which contract size adjustment should be applied. The appropriate % adjustment should be made in accordance with the scale for contract size adjustment specified under section 6 of the RCG 2023 Guidance notes. The currency ERC rates are set at £4m (Four Million Pounds) @ 1st April 2021 (AVD) for the RCG 2023 Publication. | Cost is per metre above ground level. Cost does not include foundation bases, Aviation Warning Lights, access ladders or platforms. Please refer to separate RCG Category for Foundation Bases Code 30001F >500cu.m. or 300045 50cu.m. - 250cu.m. For Aviation lights see Chimney Accessory RCG code 32F15S1. For Access ladders see Chimney Accessory RCG codes 32F15S2 30m high or 32F15S3 60m High. For Lightning conductors see Separate RCG Category for Lightning Conductors. | Request copies of plans and annual mandatory inspection reports. Ascertain base diameter and height. Identify presence of aviation warning lights, lightning conductors, obtain photograph of chimney stack and overall view of base. Note any adjacent and associated plant & machinery suchs as flues, ducts etc | Refer to Rating Manual Part 5 Plant and Machinery and Practice note 1 Plant and Machinery | Refer to Rating Manual Part 5 Plant and Machinery and Practice note 1 Plant and Machinery | Flues and Ducts | Referencer to identify on site | - | Photo 1 - Steel flues(at least 2) within outer concrete casing - usually circular. May be ribbed to assist updraught | - | 10038 |  | m | m ht | 3 - INDUSTRIAL | David Grace | Jim Allen | 3934.189 | Option 2 | 5160.9416 | 31.18% | 6305 | 4388.3967 | 11.55% | -14.97% | 4388.3967 | 11.55% | ERC Over-ridden | Ian Walker | VOA_GPN_GOV_UK\7231506 | 2021-01-28 | Low | Blue | High | This ERC is at medium risk due to forming part of a larger hereditament. Lack of evidence due to unable to source new evidence/cost information to support the review of the ERC. There are only a few UK based specialist industrial chimney manufacturers and installers with many UK based firms that once manufactured and supplied industrial chimneys now undertaking inspection and repairs only. The manufacturers/installers contacted have either not responded or when chased by telephone advised they will reply in a couple of days, but still no response. Emailed James Allen, VP facilitator for industrial contractors test valuations, Industrial Crown and Commercial Team confirming via email 05/11/2020 advising that due to lack of response from manufacturers/installers this category will have to be indexed. In terms of Rateable and Non-Rateable elements I have referenced the valuer back to the relevant section of the Rating Manual for further guidance. Determining whether or not an element is rateable is a matter of law and the valuer should be able to apply their own specialist knowledge of Rating to current legislation to determine if an element is rateable or not. This is beyond the scope of the Cost Guide. | Indexed from 322 to 350 | Changed TPI back to 322 in line with latest forecast, sheet will do further chnages from now. Ian had compounded indexing by putting it through the Price Book sheet, corrected. Increased risk in line with other items in this category. No evidence, hight risk. | NA | SPONS Civils | 1.56 | (BEAMS Note 2) The ERC for this item should be added to all other rateable items on the hereditament (except land). Therefore the total of the ERC of the other Building Items and the P&M ERC (where applicable) to enable the correct contract size adjustment to be made. ERC of Building Component + ERC of P&M = Total ERC to which contract size adjustment should be applied. The appropriate % adjustment should be made in accordance with the scale for contract size adjustment specified under section 6 of the RCG 2021 Guidance notes. The currency ERC rates are set at £4m (Four Million Pounds) @ 1st April 2019 (AVD) for the RCG 2021 Publication. | Photo 1 - Steel flues(at least 2) within outer concrete casing - usually circular. May be ribbed to assist updraught | - | 2 | TRUE
585 | 32F16C | 6697 | 32F16C | Chimneys | Concrete windshield - outer shell | Windshield - ht above gl - 50m | Base diam - 4.7m | Top diam - 2.65m | Reinforced concrete windshields usually used with multi-flue stacks constructed from either sectional brickwork or metallic flues. Generally the air space around the flues is ventilated. Commonly known as "Multi-Flue Reinforced Concrete Stacks". | Location Adjustment Applicable (See Guidance Notes) - ERC = UK mean of 1.00 | (BEAMS Note 2) The ERC for this item should be added to all other rateable items on the hereditament (except land). Therefore the total of the ERC of the other Building Items and the P&M ERC (where applicable) to enable the correct contract size adjustment to be made. ERC of Building Component + ERC of P&M = Total ERC to which contract size adjustment should be applied. The appropriate % adjustment should be made in accordance with the scale for contract size adjustment specified under section 6 of the RCG 2023 Guidance notes. The currency ERC rates are set at £4m (Four Million Pounds) @ 1st April 2021 (AVD) for the RCG 2023 Publication. | Cost is per metre above ground level. Cost does not include foundation bases, Aviation Warning Lights, access ladders or platforms. Please refer to separate RCG Category for Foundation Bases Code 30001F >500cu.m. or 300045 50cu.m. - 250cu.m. For Aviation lights see Chimney Accessory RCG code 32F15S1. For Access ladders see Chimney Accessory RCG codes 32F15S2 30m high or 32F15S3 60m High. For Lightning conductors see Separate RCG Category for Lightning Conductors. | Request copies of plans and annual mandatory inspection reports. Ascertain base diameter and height. Identify presence of aviation warning lights, lightning conductors, obtain photograph of chimney stack and overall view of base. Note any adjacent and associated plant & machinery suchs as flues, ducts etc | Refer to Rating Manual Part 5 Plant and Machinery and Practice note 1 Plant and Machinery | Refer to Rating Manual Part 5 Plant and Machinery and Practice note 1 Plant and Machinery | Flues and Ducts | Referencer to identify on site | - | Photo 1 - Steel flues(at least 2) within outer concrete casing - usually circular. May be ribbed to assist updraught | - | 10038 |  | m | m ht | 3 - INDUSTRIAL | David Grace | Jim Allen | 3929.908 | Option 2 | 5155.3258 | 31.18% | 6298 | 4383.5245 | 11.54% | -14.97% | 4383.5245 | 11.54% | ERC Over-ridden | Ian Walker | VOA_GPN_GOV_UK\7231506 | 2021-01-28 | Low | Blue | High | This ERC is at medium risk due to forming part of a larger hereditament. Lack of evidence due to unable to source new evidence/cost information to support the review of the ERC. There are only a few UK based specialist industrial chimney manufacturers and installers with many UK based firms that once manufactured and supplied industrial chimneys now undertaking inspection and repairs only. The manufacturers/installers contacted have either not responded or when chased by telephone advised they will reply in a couple of days, but still no response. Emailed James Allen, VP facilitator for industrial contractors test valuations, Industrial Crown and Commercial Team confirming via email 05/11/2020 advising that due to lack of response from manufacturers/installers this category will have to be indexed. In terms of Rateable and Non-Rateable elements I have referenced the valuer back to the relevant section of the Rating Manual for further guidance. Determining whether or not an element is rateable is a matter of law and the valuer should be able to apply their own specialist knowledge of Rating to current legislation to determine if an element is rateable or not. This is beyond the scope of the Cost Guide. | Indexed from 322 to 350 | Changed TPI back to 322 in line with latest forecast, sheet will do further chnages from now. Ian had compounded indexing by putting it through the Price Book sheet, corrected. Increased risk in line with other items in this category. No evidence, hight risk. | NA | SPONS Civils | 1.56 | (BEAMS Note 2) The ERC for this item should be added to all other rateable items on the hereditament (except land). Therefore the total of the ERC of the other Building Items and the P&M ERC (where applicable) to enable the correct contract size adjustment to be made. ERC of Building Component + ERC of P&M = Total ERC to which contract size adjustment should be applied. The appropriate % adjustment should be made in accordance with the scale for contract size adjustment specified under section 6 of the RCG 2021 Guidance notes. The currency ERC rates are set at £4m (Four Million Pounds) @ 1st April 2019 (AVD) for the RCG 2021 Publication. | Photo 1 - Steel flues(at least 2) within outer concrete casing - usually circular. May be ribbed to assist updraught | - | 2 | TRUE
586 | 32F16F | 6698 | 32F16F | Chimneys | Concrete windshield - outer shell | Windshield - ht above gl - 75m | Base diam - 4.8m | Top diam - 2.65m | Reinforced concrete windshields usually used with multi-flue stacks constructed from either sectional brickwork or metallic flues. Generally the air space around the flues is ventilated. Commonly known as "Multi-Flue Reinforced Concrete Stacks". | Location Adjustment Applicable (See Guidance Notes) - ERC = UK mean of 1.00 | (BEAMS Note 2) The ERC for this item should be added to all other rateable items on the hereditament (except land). Therefore the total of the ERC of the other Building Items and the P&M ERC (where applicable) to enable the correct contract size adjustment to be made. ERC of Building Component + ERC of P&M = Total ERC to which contract size adjustment should be applied. The appropriate % adjustment should be made in accordance with the scale for contract size adjustment specified under section 6 of the RCG 2023 Guidance notes. The currency ERC rates are set at £4m (Four Million Pounds) @ 1st April 2021 (AVD) for the RCG 2023 Publication. | Cost is per metre above ground level. Cost does not include foundation bases, Aviation Warning Lights, access ladders or platforms. Please refer to separate RCG Category for Foundation Bases Code 30001F >500cu.m. or 300045 50cu.m. - 250cu.m. For Aviation lights see Chimney Accessory RCG code 32F15S1. For Access ladders see Chimney Accessory RCG codes 32F15S2 30m high or 32F15S3 60m High. For Lightning conductors see Separate RCG Category for Lightning Conductors. | Request copies of plans and annual mandatory inspection reports. Ascertain base diameter and height. Identify presence of aviation warning lights, lightning conductors, obtain photograph of chimney stack and overall view of base. Note any adjacent and associated plant & machinery suchs as flues, ducts etc | Refer to Rating Manual Part 5 Plant and Machinery and Practice note 1 Plant and Machinery | Refer to Rating Manual Part 5 Plant and Machinery and Practice note 1 Plant and Machinery | Flues and Ducts | Referencer to identify on site | - | Photo 1 - Steel flues(at least 2) within outer concrete casing - usually circular. May be ribbed to assist updraught | - | 10038 |  | m | m ht | 3 - INDUSTRIAL | David Grace | Jim Allen | 3775.794 | Option 2 | 4953.1561 | 31.18% | 6052 | 4212.304 | 11.56% | -14.96% | 4212.304 | 11.56% | ERC Over-ridden | Ian Walker | VOA_GPN_GOV_UK\7231506 | 2021-01-28 | Low | Blue | High | This ERC is at medium risk due to forming part of a larger hereditament. Lack of evidence due to unable to source new evidence/cost information to support the review of the ERC. There are only a few UK based specialist industrial chimney manufacturers and installers with many UK based firms that once manufactured and supplied industrial chimneys now undertaking inspection and repairs only. The manufacturers/installers contacted have either not responded or when chased by telephone advised they will reply in a couple of days, but still no response. Emailed James Allen, VP facilitator for industrial contractors test valuations, Industrial Crown and Commercial Team confirming via email 05/11/2020 advising that due to lack of response from manufacturers/installers this category will have to be indexed. In terms of Rateable and Non-Rateable elements I have referenced the valuer back to the relevant section of the Rating Manual for further guidance. Determining whether or not an element is rateable is a matter of law and the valuer should be able to apply their own specialist knowledge of Rating to current legislation to determine if an element is rateable or not. This is beyond the scope of the Cost Guide. | Indexed from 322 to 350 | Changed TPI back to 322 in line with latest forecast, sheet will do further chnages from now. Ian had compounded indexing by putting it through the Price Book sheet, corrected. Increased risk in line with other items in this category. No evidence, hight risk. | NA | SPONS Civils | 1.56 | (BEAMS Note 2) The ERC for this item should be added to all other rateable items on the hereditament (except land). Therefore the total of the ERC of the other Building Items and the P&M ERC (where applicable) to enable the correct contract size adjustment to be made. ERC of Building Component + ERC of P&M = Total ERC to which contract size adjustment should be applied. The appropriate % adjustment should be made in accordance with the scale for contract size adjustment specified under section 6 of the RCG 2021 Guidance notes. The currency ERC rates are set at £4m (Four Million Pounds) @ 1st April 2019 (AVD) for the RCG 2021 Publication. | Photo 1 - Steel flues(at least 2) within outer concrete casing - usually circular. May be ribbed to assist updraught | - | 2 | TRUE
587 | 32F17A | 6707 | 32F17A | Chimneys | Flue Liner | Steel | 6mm plate | Flue Diameter - 1m | Mild steel flue liners used in conjunction with reinforced concrete windshields usually forming multi-flue stacks. Generally the air space around the flues is ventilated. Consists of steel base plates bolted down into reinforced concrete foundation slab, sheet steel rolled plates welded at seams, flanges at section joints approx 6.00 to 10.00m long according to access in windshield, cranage and transport available suitable for the height. The ususal thickness of steel plate flues under 50m long is 6.00mm, from 50 to 100m is 8.00mm, for 100 to 150m is 10.00mm and above this height 12.00mm (Note: thickest section at base). | Location Adjustment Applicable (See Guidance Notes) - ERC = UK mean of 1.00 | (BEAMS Note 1) The ERC for this item should be added to the total of the ERC of the other P&M items on the site and the Buildings ERC (where applicable) to enable the correct contract size adjustment to be made. ERC of P&M Items + ERC of Building Component’s = Total ERC (net figure rateable items only) to which contract size adjustment should be applied The 2023 Generic Contractors Test Spreadsheet has this facility built into the programme - it is recommended you undertake all contractors test valuations using this spreadsheet. (Details on the application of contract size adjustments can be found in the RCG 2023 Guidance notes). Where RV is calculated using the comparative method (rental method) the contract size adjustment should be made as follows: Select - SCAT code box ""P and M as an addition” within the 2023 Generic Contractors Test Spreadsheet facility. Or Where the spreadsheet is not used take the: Reciprocal of statutory de-capitalisation rate (i.e. 5% reciprocal = 20) multiply by rateable value of the buildings (before any overall end allowances are made and after making a notional deduction for the land value) and add to the ERC of P&M. Use resultant figure to calculate contract size adjustment. (Guidance Notes - Section 6) | Cost is per metre above ground level. Cost does not include foundation bases, Aviation Warning Lights, access ladders or platforms. Please refer to separate RCG Category for Foundation Bases Code 30001F >500cu.m. or 300045 50cu.m. - 250cu.m. For Aviation lights see Chimney Accessory RCG code 32F15S1. For Access ladders see Chimney Accessory RCG codes 32F15S2 30m high or 32F15S3 60m High. For Lightning conductors see Separate RCG Category for Lightning Conductors. | Request copies of plans and annual mandatory inspection reports. Ascertain base diameter and height. Identify presence of aviation warning lights, lightning conductors, obtain photograph of chimney stack and overall view of base. Note any adjacent and associated plant & machinery suchs as flues, ducts etc | Refer to Rating Manual Part 5 Plant and Machinery and Practice note 1 Plant and Machinery | Refer to Rating Manual Part 5 Plant and Machinery and Practice note 1 Plant and Machinery | Flues and Ducts | Referencer to identify on site | - | photo missing | photo missing | 10041 |  | m | m ht | 3 - INDUSTRIAL | David Grace | Jim Allen | 650.7037 | Option 2 | 706.9672 | 8.647% | 991 | 993.2148 | 52.64% | 40.49% | 993.2148 | 52.64% | ERC Over-ridden | Ian Walker | VOA_GPN_GOV_UK\7231506 | 2021-01-28 | Low | Blue | High | This ERC is at medium risk due to forming part of a larger hereditament. Lack of evidence due to unable to source new evidence/cost information to support the review of the ERC. There are only a few UK based specialist industrial chimney manufacturers and installers with many UK based firms that once manufactured and supplied industrial chimneys now undertaking inspection and repairs only. The manufacturers/installers contacted have either not responded or when chased by telephone advised they will reply in a couple of days, but still no response. Emailed James Allen, VP facilitator for industrial contractors test valuations, Industrial Crown and Commercial Team confirming via email 05/11/2020 advising that due to lack of response from manufacturers/installers this category will have to be indexed. In terms of Rateable and Non-Rateable elements I have referenced the valuer back to the relevant section of the Rating Manual for further guidance. Determining whether or not an element is rateable is a matter of law and the valuer should be able to apply their own specialist knowledge of Rating to current legislation to determine if an element is rateable or not. This is beyond the scope of the Cost Guide. | TPI adjusted to 322 on ERC | Incorrect CSA note, and not sure why unit size was changed. Reverted to 2017 text as this seemed to be the most logical. | NA | Steel | 1.56 | (BEAMS Note 1) The ERC for this item should be added to the total of the ERC of the other P&M items on the site and the Buildings ERC (where applicable) to enable the correct contract size adjustment to be made. ERC of P&M Items + ERC of Building Component’s = Total ERC (net figure rateable items only) to which contract size adjustment should be applied The 2021 Generic Contractors Test Spreadsheet has this facility built into the programme - it is recommended you undertake all contractors test valuations using this spreadsheet. (Details on the application of contract size adjustments can be found in the RCG 2021 Guidance notes). Where RV is calculated using the comparative method (rental method) the contract size adjustment should be made as follows: Select - SCAT code box "P and M as an addition” within the 2021 Generic Contractors Test Spreadsheet facility. Or Where the spreadsheet is not used take the: Reciprocal of statutory de-capitalisation rate (i.e. 5% reciprocal = 20) multiply by rateable value of the buildings (before any overall end allowances are made and after making a notional deduction for the land value) and add to the ERC of P&M. Use resultant figure to calculate contract size adjustment. (Guidance Notes - Section 6) | photo missing | photo missing | 1 | TRUE
588 | 32F17C | 6708 | 32F17C | Chimneys | Flue Liner | Steel | 6mm plate | Flue Diameter - 1.25m | Mild steel flue liners used in conjunction with reinforced concrete windshields usually forming multi-flue stacks. Generally the air space around the flues is ventilated. Consists of steel base plates bolted down into reinforced concrete foundation slab, sheet steel rolled plates welded at seams, flanges at section joints approx 6.00 to 10.00m long according to access in windshield, cranage and transport available suitable for the height. The ususal thickness of steel plate flues under 50m long is 6.00mm, from 50 to 100m is 8.00mm, for 100 to 150m is 10.00mm and above this height 12.00mm (Note: thickest section at base). | Location Adjustment Applicable (See Guidance Notes) - ERC = UK mean of 1.00 | (BEAMS Note 1) The ERC for this item should be added to the total of the ERC of the other P&M items on the site and the Buildings ERC (where applicable) to enable the correct contract size adjustment to be made. ERC of P&M Items + ERC of Building Component’s = Total ERC (net figure rateable items only) to which contract size adjustment should be applied The 2023 Generic Contractors Test Spreadsheet has this facility built into the programme - it is recommended you undertake all contractors test valuations using this spreadsheet. (Details on the application of contract size adjustments can be found in the RCG 2023 Guidance notes). Where RV is calculated using the comparative method (rental method) the contract size adjustment should be made as follows: Select - SCAT code box ""P and M as an addition” within the 2023 Generic Contractors Test Spreadsheet facility. Or Where the spreadsheet is not used take the: Reciprocal of statutory de-capitalisation rate (i.e. 5% reciprocal = 20) multiply by rateable value of the buildings (before any overall end allowances are made and after making a notional deduction for the land value) and add to the ERC of P&M. Use resultant figure to calculate contract size adjustment. (Guidance Notes - Section 6) | Cost is per metre above ground level. Cost does not include foundation bases, Aviation Warning Lights, access ladders or platforms. Please refer to separate RCG Category for Foundation Bases Code 30001F >500cu.m. or 300045 50cu.m. - 250cu.m. For Aviation lights see Chimney Accessory RCG code 32F15S1. For Access ladders see Chimney Accessory RCG codes 32F15S2 30m high or 32F15S3 60m High. For Lightning conductors see Separate RCG Category for Lightning Conductors. | Request copies of plans and annual mandatory inspection reports. Ascertain base diameter and height. Identify presence of aviation warning lights, lightning conductors, obtain photograph of chimney stack and overall view of base. Note any adjacent and associated plant & machinery suchs as flues, ducts etc | Refer to Rating Manual Part 5 Plant and Machinery and Practice note 1 Plant and Machinery | Refer to Rating Manual Part 5 Plant and Machinery and Practice note 1 Plant and Machinery | Flues and Ducts | Referencer to identify on site | - | photo missing | photo missing | 10041 |  | m | m ht | 3 - INDUSTRIAL | David Grace | Jim Allen | 804.8178 | Option 2 | 874.4068 | 8.647% | 1225 | 1227.7378 | 52.55% | 40.41% | 1227.7378 | 52.55% | ERC Over-ridden | Ian Walker | VOA_GPN_GOV_UK\7231506 | 2021-01-28 | Low | Blue | High | This ERC is at medium risk due to forming part of a larger hereditament. Lack of evidence due to unable to source new evidence/cost information to support the review of the ERC. There are only a few UK based specialist industrial chimney manufacturers and installers with many UK based firms that once manufactured and supplied industrial chimneys now undertaking inspection and repairs only. The manufacturers/installers contacted have either not responded or when chased by telephone advised they will reply in a couple of days, but still no response. Emailed James Allen, VP facilitator for industrial contractors test valuations, Industrial Crown and Commercial Team confirming via email 05/11/2020 advising that due to lack of response from manufacturers/installers this category will have to be indexed. In terms of Rateable and Non-Rateable elements I have referenced the valuer back to the relevant section of the Rating Manual for further guidance. Determining whether or not an element is rateable is a matter of law and the valuer should be able to apply their own specialist knowledge of Rating to current legislation to determine if an element is rateable or not. This is beyond the scope of the Cost Guide. | TPI adjusted to 322 on ERC | Incorrect CSA note, and not sure why unit size was changed. Reverted to 2017 text as this seemed to be the most logical. | NA | Steel | 1.56 | (BEAMS Note 1) The ERC for this item should be added to the total of the ERC of the other P&M items on the site and the Buildings ERC (where applicable) to enable the correct contract size adjustment to be made. ERC of P&M Items + ERC of Building Component’s = Total ERC (net figure rateable items only) to which contract size adjustment should be applied The 2021 Generic Contractors Test Spreadsheet has this facility built into the programme - it is recommended you undertake all contractors test valuations using this spreadsheet. (Details on the application of contract size adjustments can be found in the RCG 2021 Guidance notes). Where RV is calculated using the comparative method (rental method) the contract size adjustment should be made as follows: Select - SCAT code box "P and M as an addition” within the 2021 Generic Contractors Test Spreadsheet facility. Or Where the spreadsheet is not used take the: Reciprocal of statutory de-capitalisation rate (i.e. 5% reciprocal = 20) multiply by rateable value of the buildings (before any overall end allowances are made and after making a notional deduction for the land value) and add to the ERC of P&M. Use resultant figure to calculate contract size adjustment. (Guidance Notes - Section 6) | photo missing | photo missing | 1 | TRUE
589 | 32F17E | 6709 | 32F17E | Chimneys | Flue Liner | Steel | 6mm plate | Flue Diameter - 1.5m | Mild steel flue liners used in conjunction with reinforced concrete windshields usually forming multi-flue stacks. Generally the air space around the flues is ventilated. Consists of steel base plates bolted down into reinforced concrete foundation slab, sheet steel rolled plates welded at seams, flanges at section joints approx 6.00 to 10.00m long according to access in windshield, cranage and transport available suitable for the height. The ususal thickness of steel plate flues under 50m long is 6.00mm, from 50 to 100m is 8.00mm, for 100 to 150m is 10.00mm and above this height 12.00mm (Note: thickest section at base). | Location Adjustment Applicable (See Guidance Notes) - ERC = UK mean of 1.00 | (BEAMS Note 1) The ERC for this item should be added to the total of the ERC of the other P&M items on the site and the Buildings ERC (where applicable) to enable the correct contract size adjustment to be made. ERC of P&M Items + ERC of Building Component’s = Total ERC (net figure rateable items only) to which contract size adjustment should be applied The 2023 Generic Contractors Test Spreadsheet has this facility built into the programme - it is recommended you undertake all contractors test valuations using this spreadsheet. (Details on the application of contract size adjustments can be found in the RCG 2023 Guidance notes). Where RV is calculated using the comparative method (rental method) the contract size adjustment should be made as follows: Select - SCAT code box ""P and M as an addition” within the 2023 Generic Contractors Test Spreadsheet facility. Or Where the spreadsheet is not used take the: Reciprocal of statutory de-capitalisation rate (i.e. 5% reciprocal = 20) multiply by rateable value of the buildings (before any overall end allowances are made and after making a notional deduction for the land value) and add to the ERC of P&M. Use resultant figure to calculate contract size adjustment. (Guidance Notes - Section 6) | Cost is per metre above ground level. Cost does not include foundation bases, Aviation Warning Lights, access ladders or platforms. Please refer to separate RCG Category for Foundation Bases Code 30001F >500cu.m. or 300045 50cu.m. - 250cu.m. For Aviation lights see Chimney Accessory RCG code 32F15S1. For Access ladders see Chimney Accessory RCG codes 32F15S2 30m high or 32F15S3 60m High. For Lightning conductors see Separate RCG Category for Lightning Conductors. | Request copies of plans and annual mandatory inspection reports. Ascertain base diameter and height. Identify presence of aviation warning lights, lightning conductors, obtain photograph of chimney stack and overall view of base. Note any adjacent and associated plant & machinery suchs as flues, ducts etc | Refer to Rating Manual Part 5 Plant and Machinery and Practice note 1 Plant and Machinery | Refer to Rating Manual Part 5 Plant and Machinery and Practice note 1 Plant and Machinery | Flues and Ducts | Referencer to identify on site | - | photo missing | photo missing | 10041 |  | m | m ht | 3 - INDUSTRIAL | David Grace | Jim Allen | 967.4937 | Option 2 | 1051.1486 | 8.647% | 1473 | 1476.2921 | 52.59% | 40.45% | 1476.2921 | 52.59% | ERC Over-ridden | Ian Walker | VOA_GPN_GOV_UK\7231506 | 2021-01-28 | Low | Blue | High | This ERC is at medium risk due to forming part of a larger hereditament. Lack of evidence due to unable to source new evidence/cost information to support the review of the ERC. There are only a few UK based specialist industrial chimney manufacturers and installers with many UK based firms that once manufactured and supplied industrial chimneys now undertaking inspection and repairs only. The manufacturers/installers contacted have either not responded or when chased by telephone advised they will reply in a couple of days, but still no response. Emailed James Allen, VP facilitator for industrial contractors test valuations, Industrial Crown and Commercial Team confirming via email 05/11/2020 advising that due to lack of response from manufacturers/installers this category will have to be indexed. In terms of Rateable and Non-Rateable elements I have referenced the valuer back to the relevant section of the Rating Manual for further guidance. Determining whether or not an element is rateable is a matter of law and the valuer should be able to apply their own specialist knowledge of Rating to current legislation to determine if an element is rateable or not. This is beyond the scope of the Cost Guide. | TPI adjusted to 322 on ERC | Incorrect CSA note, and not sure why unit size was changed. Reverted to 2017 text as this seemed to be the most logical. | NA | Steel | 1.56 | (BEAMS Note 1) The ERC for this item should be added to the total of the ERC of the other P&M items on the site and the Buildings ERC (where applicable) to enable the correct contract size adjustment to be made. ERC of P&M Items + ERC of Building Component’s = Total ERC (net figure rateable items only) to which contract size adjustment should be applied The 2021 Generic Contractors Test Spreadsheet has this facility built into the programme - it is recommended you undertake all contractors test valuations using this spreadsheet. (Details on the application of contract size adjustments can be found in the RCG 2021 Guidance notes). Where RV is calculated using the comparative method (rental method) the contract size adjustment should be made as follows: Select - SCAT code box "P and M as an addition” within the 2021 Generic Contractors Test Spreadsheet facility. Or Where the spreadsheet is not used take the: Reciprocal of statutory de-capitalisation rate (i.e. 5% reciprocal = 20) multiply by rateable value of the buildings (before any overall end allowances are made and after making a notional deduction for the land value) and add to the ERC of P&M. Use resultant figure to calculate contract size adjustment. (Guidance Notes - Section 6) | photo missing | photo missing | 1 | TRUE
590 | 32F17F | 6710 | 32F17F | Chimneys | Flue Liner | Steel | 6mm plate | Flue Diameter - 1.75m | Mild steel flue liners used in conjunction with reinforced concrete windshields usually forming multi-flue stacks. Generally the air space around the flues is ventilated. Consists of steel base plates bolted down into reinforced concrete foundation slab, sheet steel rolled plates welded at seams, flanges at section joints approx 6.00 to 10.00m long according to access in windshield, cranage and transport available suitable for the height. The ususal thickness of steel plate flues under 50m long is 6.00mm, from 50 to 100m is 8.00mm, for 100 to 150m is 10.00mm and above this height 12.00mm (Note: thickest section at base). | Location Adjustment Applicable (See Guidance Notes) - ERC = UK mean of 1.00 | (BEAMS Note 1) The ERC for this item should be added to the total of the ERC of the other P&M items on the site and the Buildings ERC (where applicable) to enable the correct contract size adjustment to be made. ERC of P&M Items + ERC of Building Component’s = Total ERC (net figure rateable items only) to which contract size adjustment should be applied The 2023 Generic Contractors Test Spreadsheet has this facility built into the programme - it is recommended you undertake all contractors test valuations using this spreadsheet. (Details on the application of contract size adjustments can be found in the RCG 2023 Guidance notes). Where RV is calculated using the comparative method (rental method) the contract size adjustment should be made as follows: Select - SCAT code box ""P and M as an addition” within the 2023 Generic Contractors Test Spreadsheet facility. Or Where the spreadsheet is not used take the: Reciprocal of statutory de-capitalisation rate (i.e. 5% reciprocal = 20) multiply by rateable value of the buildings (before any overall end allowances are made and after making a notional deduction for the land value) and add to the ERC of P&M. Use resultant figure to calculate contract size adjustment. (Guidance Notes - Section 6) | Cost is per metre above ground level. Cost does not include foundation bases, Aviation Warning Lights, access ladders or platforms. Please refer to separate RCG Category for Foundation Bases Code 30001F >500cu.m. or 300045 50cu.m. - 250cu.m. For Aviation lights see Chimney Accessory RCG code 32F15S1. For Access ladders see Chimney Accessory RCG codes 32F15S2 30m high or 32F15S3 60m High. For Lightning conductors see Separate RCG Category for Lightning Conductors. | Request copies of plans and annual mandatory inspection reports. Ascertain base diameter and height. Identify presence of aviation warning lights, lightning conductors, obtain photograph of chimney stack and overall view of base. Note any adjacent and associated plant & machinery suchs as flues, ducts etc | Refer to Rating Manual Part 5 Plant and Machinery and Practice note 1 Plant and Machinery | Refer to Rating Manual Part 5 Plant and Machinery and Practice note 1 Plant and Machinery | Flues and Ducts | Referencer to identify on site | - | photo missing | photo missing | 10041 |  | m | m ht | 3 - INDUSTRIAL | David Grace | Jim Allen | 1130.1696 | Option 2 | 1227.8904 | 8.647% | 1721 | 1724.8464 | 52.62% | 40.47% | 1724.8464 | 52.62% | ERC Over-ridden | Ian Walker | VOA_GPN_GOV_UK\7231506 | 2021-01-28 | Low | Blue | High | This ERC is at medium risk due to forming part of a larger hereditament. Lack of evidence due to unable to source new evidence/cost information to support the review of the ERC. There are only a few UK based specialist industrial chimney manufacturers and installers with many UK based firms that once manufactured and supplied industrial chimneys now undertaking inspection and repairs only. The manufacturers/installers contacted have either not responded or when chased by telephone advised they will reply in a couple of days, but still no response. Emailed James Allen, VP facilitator for industrial contractors test valuations, Industrial Crown and Commercial Team confirming via email 05/11/2020 advising that due to lack of response from manufacturers/installers this category will have to be indexed. In terms of Rateable and Non-Rateable elements I have referenced the valuer back to the relevant section of the Rating Manual for further guidance. Determining whether or not an element is rateable is a matter of law and the valuer should be able to apply their own specialist knowledge of Rating to current legislation to determine if an element is rateable or not. This is beyond the scope of the Cost Guide. | TPI adjusted to 322 on ERC | Incorrect CSA note, and not sure why unit size was changed. Reverted to 2017 text as this seemed to be the most logical. | NA | Steel | 1.56 | (BEAMS Note 1) The ERC for this item should be added to the total of the ERC of the other P&M items on the site and the Buildings ERC (where applicable) to enable the correct contract size adjustment to be made. ERC of P&M Items + ERC of Building Component’s = Total ERC (net figure rateable items only) to which contract size adjustment should be applied The 2021 Generic Contractors Test Spreadsheet has this facility built into the programme - it is recommended you undertake all contractors test valuations using this spreadsheet. (Details on the application of contract size adjustments can be found in the RCG 2021 Guidance notes). Where RV is calculated using the comparative method (rental method) the contract size adjustment should be made as follows: Select - SCAT code box "P and M as an addition” within the 2021 Generic Contractors Test Spreadsheet facility. Or Where the spreadsheet is not used take the: Reciprocal of statutory de-capitalisation rate (i.e. 5% reciprocal = 20) multiply by rateable value of the buildings (before any overall end allowances are made and after making a notional deduction for the land value) and add to the ERC of P&M. Use resultant figure to calculate contract size adjustment. (Guidance Notes - Section 6) | photo missing | photo missing | 1 | TRUE
591 | 32F17G | 6711 | 32F17G | Chimneys | Flue Liner | Steel | 6mm plate | Flue Diameter - 2m | Mild steel flue liners used in conjunction with reinforced concrete windshields usually forming multi-flue stacks. Generally the air space around the flues is ventilated. Consists of steel base plates bolted down into reinforced concrete foundation slab, sheet steel rolled plates welded at seams, flanges at section joints approx 6.00 to 10.00m long according to access in windshield, cranage and transport available suitable for the height. The ususal thickness of steel plate flues under 50m long is 6.00mm, from 50 to 100m is 8.00mm, for 100 to 150m is 10.00mm and above this height 12.00mm (Note: thickest section at base). | Location Adjustment Applicable (See Guidance Notes) - ERC = UK mean of 1.00 | (BEAMS Note 1) The ERC for this item should be added to the total of the ERC of the other P&M items on the site and the Buildings ERC (where applicable) to enable the correct contract size adjustment to be made. ERC of P&M Items + ERC of Building Component’s = Total ERC (net figure rateable items only) to which contract size adjustment should be applied The 2023 Generic Contractors Test Spreadsheet has this facility built into the programme - it is recommended you undertake all contractors test valuations using this spreadsheet. (Details on the application of contract size adjustments can be found in the RCG 2023 Guidance notes). Where RV is calculated using the comparative method (rental method) the contract size adjustment should be made as follows: Select - SCAT code box ""P and M as an addition” within the 2023 Generic Contractors Test Spreadsheet facility. Or Where the spreadsheet is not used take the: Reciprocal of statutory de-capitalisation rate (i.e. 5% reciprocal = 20) multiply by rateable value of the buildings (before any overall end allowances are made and after making a notional deduction for the land value) and add to the ERC of P&M. Use resultant figure to calculate contract size adjustment. (Guidance Notes - Section 6) | Cost is per metre above ground level. Cost does not include foundation bases, Aviation Warning Lights, access ladders or platforms. Please refer to separate RCG Category for Foundation Bases Code 30001F >500cu.m. or 300045 50cu.m. - 250cu.m. For Aviation lights see Chimney Accessory RCG code 32F15S1. For Access ladders see Chimney Accessory RCG codes 32F15S2 30m high or 32F15S3 60m High. For Lightning conductors see Separate RCG Category for Lightning Conductors. | Request copies of plans and annual mandatory inspection reports. Ascertain base diameter and height. Identify presence of aviation warning lights, lightning conductors, obtain photograph of chimney stack and overall view of base. Note any adjacent and associated plant & machinery suchs as flues, ducts etc | Refer to Rating Manual Part 5 Plant and Machinery and Practice note 1 Plant and Machinery | Refer to Rating Manual Part 5 Plant and Machinery and Practice note 1 Plant and Machinery | Flues and Ducts | Referencer to identify on site | - | photo missing | photo missing | 10041 |  | m | m ht | 3 - INDUSTRIAL | David Grace | Jim Allen | 1297.1265 | Option 2 | 1409.2833 | 8.647% | 1975 | 1979.414 | 52.6% | 40.46% | 1979.414 | 52.6% | ERC Over-ridden | Ian Walker | VOA_GPN_GOV_UK\7231506 | 2021-01-28 | Low | Blue | High | This ERC is at medium risk due to forming part of a larger hereditament. Lack of evidence due to unable to source new evidence/cost information to support the review of the ERC. There are only a few UK based specialist industrial chimney manufacturers and installers with many UK based firms that once manufactured and supplied industrial chimneys now undertaking inspection and repairs only. The manufacturers/installers contacted have either not responded or when chased by telephone advised they will reply in a couple of days, but still no response. Emailed James Allen, VP facilitator for industrial contractors test valuations, Industrial Crown and Commercial Team confirming via email 05/11/2020 advising that due to lack of response from manufacturers/installers this category will have to be indexed. In terms of Rateable and Non-Rateable elements I have referenced the valuer back to the relevant section of the Rating Manual for further guidance. Determining whether or not an element is rateable is a matter of law and the valuer should be able to apply their own specialist knowledge of Rating to current legislation to determine if an element is rateable or not. This is beyond the scope of the Cost Guide. | TPI adjusted to 322 on ERC | Incorrect CSA note, and not sure why unit size was changed. Reverted to 2017 text as this seemed to be the most logical. | NA | Steel | 1.56 | (BEAMS Note 1) The ERC for this item should be added to the total of the ERC of the other P&M items on the site and the Buildings ERC (where applicable) to enable the correct contract size adjustment to be made. ERC of P&M Items + ERC of Building Component’s = Total ERC (net figure rateable items only) to which contract size adjustment should be applied The 2021 Generic Contractors Test Spreadsheet has this facility built into the programme - it is recommended you undertake all contractors test valuations using this spreadsheet. (Details on the application of contract size adjustments can be found in the RCG 2021 Guidance notes). Where RV is calculated using the comparative method (rental method) the contract size adjustment should be made as follows: Select - SCAT code box "P and M as an addition” within the 2021 Generic Contractors Test Spreadsheet facility. Or Where the spreadsheet is not used take the: Reciprocal of statutory de-capitalisation rate (i.e. 5% reciprocal = 20) multiply by rateable value of the buildings (before any overall end allowances are made and after making a notional deduction for the land value) and add to the ERC of P&M. Use resultant figure to calculate contract size adjustment. (Guidance Notes - Section 6) | photo missing | photo missing | 1 | TRUE
592 | 32F17K | 6712 | 32F17K | Chimneys | Flue Liner | Steel | 6mm plate | Flue Diameter - 2.25m | Mild steel flue liners used in conjunction with reinforced concrete windshields usually forming multi-flue stacks. Generally the air space around the flues is ventilated. Consists of steel base plates bolted down into reinforced concrete foundation slab, sheet steel rolled plates welded at seams, flanges at section joints approx 6.00 to 10.00m long according to access in windshield, cranage and transport available suitable for the height. The ususal thickness of steel plate flues under 50m long is 6.00mm, from 50 to 100m is 8.00mm, for 100 to 150m is 10.00mm and above this height 12.00mm (Note: thickest section at base). | Location Adjustment Applicable (See Guidance Notes) - ERC = UK mean of 1.00 | (BEAMS Note 1) The ERC for this item should be added to the total of the ERC of the other P&M items on the site and the Buildings ERC (where applicable) to enable the correct contract size adjustment to be made. ERC of P&M Items + ERC of Building Component’s = Total ERC (net figure rateable items only) to which contract size adjustment should be applied The 2023 Generic Contractors Test Spreadsheet has this facility built into the programme - it is recommended you undertake all contractors test valuations using this spreadsheet. (Details on the application of contract size adjustments can be found in the RCG 2023 Guidance notes). Where RV is calculated using the comparative method (rental method) the contract size adjustment should be made as follows: Select - SCAT code box ""P and M as an addition” within the 2023 Generic Contractors Test Spreadsheet facility. Or Where the spreadsheet is not used take the: Reciprocal of statutory de-capitalisation rate (i.e. 5% reciprocal = 20) multiply by rateable value of the buildings (before any overall end allowances are made and after making a notional deduction for the land value) and add to the ERC of P&M. Use resultant figure to calculate contract size adjustment. (Guidance Notes - Section 6) | Cost is per metre above ground level. Cost does not include foundation bases, Aviation Warning Lights, access ladders or platforms. Please refer to separate RCG Category for Foundation Bases Code 30001F >500cu.m. or 300045 50cu.m. - 250cu.m. For Aviation lights see Chimney Accessory RCG code 32F15S1. For Access ladders see Chimney Accessory RCG codes 32F15S2 30m high or 32F15S3 60m High. For Lightning conductors see Separate RCG Category for Lightning Conductors. | Request copies of plans and annual mandatory inspection reports. Ascertain base diameter and height. Identify presence of aviation warning lights, lightning conductors, obtain photograph of chimney stack and overall view of base. Note any adjacent and associated plant & machinery suchs as flues, ducts etc | Refer to Rating Manual Part 5 Plant and Machinery and Practice note 1 Plant and Machinery | Refer to Rating Manual Part 5 Plant and Machinery and Practice note 1 Plant and Machinery | Flues and Ducts | Referencer to identify on site | - | photo missing | photo missing | 10041 |  | m | m ht | 3 - INDUSTRIAL | David Grace | Jim Allen | 1455.5215 | Option 2 | 1581.374 | 8.647% | 2216 | 2220.9527 | 52.59% | 40.44% | 2220.9527 | 52.59% | ERC Over-ridden | Ian Walker | VOA_GPN_GOV_UK\7231506 | 2021-01-28 | Low | Blue | High | This ERC is at medium risk due to forming part of a larger hereditament. Lack of evidence due to unable to source new evidence/cost information to support the review of the ERC. There are only a few UK based specialist industrial chimney manufacturers and installers with many UK based firms that once manufactured and supplied industrial chimneys now undertaking inspection and repairs only. The manufacturers/installers contacted have either not responded or when chased by telephone advised they will reply in a couple of days, but still no response. Emailed James Allen, VP facilitator for industrial contractors test valuations, Industrial Crown and Commercial Team confirming via email 05/11/2020 advising that due to lack of response from manufacturers/installers this category will have to be indexed. In terms of Rateable and Non-Rateable elements I have referenced the valuer back to the relevant section of the Rating Manual for further guidance. Determining whether or not an element is rateable is a matter of law and the valuer should be able to apply their own specialist knowledge of Rating to current legislation to determine if an element is rateable or not. This is beyond the scope of the Cost Guide. | TPI adjusted to 322 on ERC | Incorrect CSA note, and not sure why unit size was changed. Reverted to 2017 text as this seemed to be the most logical. | NA | Steel | 1.56 | (BEAMS Note 1) The ERC for this item should be added to the total of the ERC of the other P&M items on the site and the Buildings ERC (where applicable) to enable the correct contract size adjustment to be made. ERC of P&M Items + ERC of Building Component’s = Total ERC (net figure rateable items only) to which contract size adjustment should be applied The 2021 Generic Contractors Test Spreadsheet has this facility built into the programme - it is recommended you undertake all contractors test valuations using this spreadsheet. (Details on the application of contract size adjustments can be found in the RCG 2021 Guidance notes). Where RV is calculated using the comparative method (rental method) the contract size adjustment should be made as follows: Select - SCAT code box "P and M as an addition” within the 2021 Generic Contractors Test Spreadsheet facility. Or Where the spreadsheet is not used take the: Reciprocal of statutory de-capitalisation rate (i.e. 5% reciprocal = 20) multiply by rateable value of the buildings (before any overall end allowances are made and after making a notional deduction for the land value) and add to the ERC of P&M. Use resultant figure to calculate contract size adjustment. (Guidance Notes - Section 6) | photo missing | photo missing | 1 | TRUE
593 | 32F17M | 6713 | 32F17M | Chimneys | Flue Liner | Steel | 6mm plate | Flue Diameter - 2.5m | Mild steel flue liners used in conjunction with reinforced concrete windshields usually forming multi-flue stacks. Generally the air space around the flues is ventilated. Consists of steel base plates bolted down into reinforced concrete foundation slab, sheet steel rolled plates welded at seams, flanges at section joints approx 6.00 to 10.00m long according to access in windshield, cranage and transport available suitable for the height. The ususal thickness of steel plate flues under 50m long is 6.00mm, from 50 to 100m is 8.00mm, for 100 to 150m is 10.00mm and above this height 12.00mm (Note: thickest section at base). | Location Adjustment Applicable (See Guidance Notes) - ERC = UK mean of 1.00 | (BEAMS Note 1) The ERC for this item should be added to the total of the ERC of the other P&M items on the site and the Buildings ERC (where applicable) to enable the correct contract size adjustment to be made. ERC of P&M Items + ERC of Building Component’s = Total ERC (net figure rateable items only) to which contract size adjustment should be applied The 2023 Generic Contractors Test Spreadsheet has this facility built into the programme - it is recommended you undertake all contractors test valuations using this spreadsheet. (Details on the application of contract size adjustments can be found in the RCG 2023 Guidance notes). Where RV is calculated using the comparative method (rental method) the contract size adjustment should be made as follows: Select - SCAT code box ""P and M as an addition” within the 2023 Generic Contractors Test Spreadsheet facility. Or Where the spreadsheet is not used take the: Reciprocal of statutory de-capitalisation rate (i.e. 5% reciprocal = 20) multiply by rateable value of the buildings (before any overall end allowances are made and after making a notional deduction for the land value) and add to the ERC of P&M. Use resultant figure to calculate contract size adjustment. (Guidance Notes - Section 6) | Cost is per metre above ground level. Cost does not include foundation bases, Aviation Warning Lights, access ladders or platforms. Please refer to separate RCG Category for Foundation Bases Code 30001F >500cu.m. or 300045 50cu.m. - 250cu.m. For Aviation lights see Chimney Accessory RCG code 32F15S1. For Access ladders see Chimney Accessory RCG codes 32F15S2 30m high or 32F15S3 60m High. For Lightning conductors see Separate RCG Category for Lightning Conductors. | Request copies of plans and annual mandatory inspection reports. Ascertain base diameter and height. Identify presence of aviation warning lights, lightning conductors, obtain photograph of chimney stack and overall view of base. Note any adjacent and associated plant & machinery suchs as flues, ducts etc | Refer to Rating Manual Part 5 Plant and Machinery and Practice note 1 Plant and Machinery | Refer to Rating Manual Part 5 Plant and Machinery and Practice note 1 Plant and Machinery | Flues and Ducts | Referencer to identify on site | - | photo missing | photo missing | 10041 |  | m | m ht | 3 - INDUSTRIAL | David Grace | Jim Allen | 1618.1974 | Option 2 | 1758.1158 | 8.647% | 2463 | 2468.5047 | 52.55% | 40.41% | 2468.5047 | 52.55% | ERC Over-ridden | Ian Walker | VOA_GPN_GOV_UK\7231506 | 2021-01-28 | Low | Blue | High | This ERC is at medium risk due to forming part of a larger hereditament. Lack of evidence due to unable to source new evidence/cost information to support the review of the ERC. There are only a few UK based specialist industrial chimney manufacturers and installers with many UK based firms that once manufactured and supplied industrial chimneys now undertaking inspection and repairs only. The manufacturers/installers contacted have either not responded or when chased by telephone advised they will reply in a couple of days, but still no response. Emailed James Allen, VP facilitator for industrial contractors test valuations, Industrial Crown and Commercial Team confirming via email 05/11/2020 advising that due to lack of response from manufacturers/installers this category will have to be indexed. In terms of Rateable and Non-Rateable elements I have referenced the valuer back to the relevant section of the Rating Manual for further guidance. Determining whether or not an element is rateable is a matter of law and the valuer should be able to apply their own specialist knowledge of Rating to current legislation to determine if an element is rateable or not. This is beyond the scope of the Cost Guide. | TPI adjusted to 322 on ERC | Incorrect CSA note, and not sure why unit size was changed. Reverted to 2017 text as this seemed to be the most logical. | NA | Steel | 1.56 | (BEAMS Note 1) The ERC for this item should be added to the total of the ERC of the other P&M items on the site and the Buildings ERC (where applicable) to enable the correct contract size adjustment to be made. ERC of P&M Items + ERC of Building Component’s = Total ERC (net figure rateable items only) to which contract size adjustment should be applied The 2021 Generic Contractors Test Spreadsheet has this facility built into the programme - it is recommended you undertake all contractors test valuations using this spreadsheet. (Details on the application of contract size adjustments can be found in the RCG 2021 Guidance notes). Where RV is calculated using the comparative method (rental method) the contract size adjustment should be made as follows: Select - SCAT code box "P and M as an addition” within the 2021 Generic Contractors Test Spreadsheet facility. Or Where the spreadsheet is not used take the: Reciprocal of statutory de-capitalisation rate (i.e. 5% reciprocal = 20) multiply by rateable value of the buildings (before any overall end allowances are made and after making a notional deduction for the land value) and add to the ERC of P&M. Use resultant figure to calculate contract size adjustment. (Guidance Notes - Section 6) | photo missing | photo missing | 1 | TRUE
594 | 32F17P | 6714 | 32F17P | Chimneys | Flue Liner | Steel | 6mm plate | Flue Diameter - 2.75m | Mild steel flue liners used in conjunction with reinforced concrete windshields usually forming multi-flue stacks. Generally the air space around the flues is ventilated. Consists of steel base plates bolted down into reinforced concrete foundation slab, sheet steel rolled plates welded at seams, flanges at section joints approx 6.00 to 10.00m long according to access in windshield, cranage and transport available suitable for the height. The ususal thickness of steel plate flues under 50m long is 6.00mm, from 50 to 100m is 8.00mm, for 100 to 150m is 10.00mm and above this height 12.00mm (Note: thickest section at base). | Location Adjustment Applicable (See Guidance Notes) - ERC = UK mean of 1.00 | (BEAMS Note 1) The ERC for this item should be added to the total of the ERC of the other P&M items on the site and the Buildings ERC (where applicable) to enable the correct contract size adjustment to be made. ERC of P&M Items + ERC of Building Component’s = Total ERC (net figure rateable items only) to which contract size adjustment should be applied The 2023 Generic Contractors Test Spreadsheet has this facility built into the programme - it is recommended you undertake all contractors test valuations using this spreadsheet. (Details on the application of contract size adjustments can be found in the RCG 2023 Guidance notes). Where RV is calculated using the comparative method (rental method) the contract size adjustment should be made as follows: Select - SCAT code box ""P and M as an addition” within the 2023 Generic Contractors Test Spreadsheet facility. Or Where the spreadsheet is not used take the: Reciprocal of statutory de-capitalisation rate (i.e. 5% reciprocal = 20) multiply by rateable value of the buildings (before any overall end allowances are made and after making a notional deduction for the land value) and add to the ERC of P&M. Use resultant figure to calculate contract size adjustment. (Guidance Notes - Section 6) | Cost is per metre above ground level. Cost does not include foundation bases, Aviation Warning Lights, access ladders or platforms. Please refer to separate RCG Category for Foundation Bases Code 30001F >500cu.m. or 300045 50cu.m. - 250cu.m. For Aviation lights see Chimney Accessory RCG code 32F15S1. For Access ladders see Chimney Accessory RCG codes 32F15S2 30m high or 32F15S3 60m High. For Lightning conductors see Separate RCG Category for Lightning Conductors. | Request copies of plans and annual mandatory inspection reports. Ascertain base diameter and height. Identify presence of aviation warning lights, lightning conductors, obtain photograph of chimney stack and overall view of base. Note any adjacent and associated plant & machinery suchs as flues, ducts etc | Refer to Rating Manual Part 5 Plant and Machinery and Practice note 1 Plant and Machinery | Refer to Rating Manual Part 5 Plant and Machinery and Practice note 1 Plant and Machinery | Flues and Ducts | Referencer to identify on site | - | photo missing | photo missing | 10041 |  | m | m ht | 3 - INDUSTRIAL | David Grace | Jim Allen | 1780.8734 | Option 2 | 1934.8576 | 8.647% | 2712 | 2718.0612 | 52.63% | 40.48% | 2718.0612 | 52.63% | ERC Over-ridden | Ian Walker | VOA_GPN_GOV_UK\7231506 | 2021-01-28 | Low | Blue | High | This ERC is at medium risk due to forming part of a larger hereditament. Lack of evidence due to unable to source new evidence/cost information to support the review of the ERC. There are only a few UK based specialist industrial chimney manufacturers and installers with many UK based firms that once manufactured and supplied industrial chimneys now undertaking inspection and repairs only. The manufacturers/installers contacted have either not responded or when chased by telephone advised they will reply in a couple of days, but still no response. Emailed James Allen, VP facilitator for industrial contractors test valuations, Industrial Crown and Commercial Team confirming via email 05/11/2020 advising that due to lack of response from manufacturers/installers this category will have to be indexed. In terms of Rateable and Non-Rateable elements I have referenced the valuer back to the relevant section of the Rating Manual for further guidance. Determining whether or not an element is rateable is a matter of law and the valuer should be able to apply their own specialist knowledge of Rating to current legislation to determine if an element is rateable or not. This is beyond the scope of the Cost Guide. | TPI adjusted to 322 on ERC | Incorrect CSA note, and not sure why unit size was changed. Reverted to 2017 text as this seemed to be the most logical. | NA | Steel | 1.56 | (BEAMS Note 1) The ERC for this item should be added to the total of the ERC of the other P&M items on the site and the Buildings ERC (where applicable) to enable the correct contract size adjustment to be made. ERC of P&M Items + ERC of Building Component’s = Total ERC (net figure rateable items only) to which contract size adjustment should be applied The 2021 Generic Contractors Test Spreadsheet has this facility built into the programme - it is recommended you undertake all contractors test valuations using this spreadsheet. (Details on the application of contract size adjustments can be found in the RCG 2021 Guidance notes). Where RV is calculated using the comparative method (rental method) the contract size adjustment should be made as follows: Select - SCAT code box "P and M as an addition” within the 2021 Generic Contractors Test Spreadsheet facility. Or Where the spreadsheet is not used take the: Reciprocal of statutory de-capitalisation rate (i.e. 5% reciprocal = 20) multiply by rateable value of the buildings (before any overall end allowances are made and after making a notional deduction for the land value) and add to the ERC of P&M. Use resultant figure to calculate contract size adjustment. (Guidance Notes - Section 6) | photo missing | photo missing | 1 | TRUE
595 | 32F17R | 6715 | 32F17R | Chimneys | Flue Liner | Steel | 6mm plate | Flue Diameter - 3m | Mild steel flue liners used in conjunction with reinforced concrete windshields usually forming multi-flue stacks. Generally the air space around the flues is ventilated. Consists of steel base plates bolted down into reinforced concrete foundation slab, sheet steel rolled plates welded at seams, flanges at section joints approx 6.00 to 10.00m long according to access in windshield, cranage and transport available suitable for the height. The ususal thickness of steel plate flues under 50m long is 6.00mm, from 50 to 100m is 8.00mm, for 100 to 150m is 10.00mm and above this height 12.00mm (Note: thickest section at base). | Location Adjustment Applicable (See Guidance Notes) - ERC = UK mean of 1.00 | (BEAMS Note 1) The ERC for this item should be added to the total of the ERC of the other P&M items on the site and the Buildings ERC (where applicable) to enable the correct contract size adjustment to be made. ERC of P&M Items + ERC of Building Component’s = Total ERC (net figure rateable items only) to which contract size adjustment should be applied The 2023 Generic Contractors Test Spreadsheet has this facility built into the programme - it is recommended you undertake all contractors test valuations using this spreadsheet. (Details on the application of contract size adjustments can be found in the RCG 2023 Guidance notes). Where RV is calculated using the comparative method (rental method) the contract size adjustment should be made as follows: Select - SCAT code box ""P and M as an addition” within the 2023 Generic Contractors Test Spreadsheet facility. Or Where the spreadsheet is not used take the: Reciprocal of statutory de-capitalisation rate (i.e. 5% reciprocal = 20) multiply by rateable value of the buildings (before any overall end allowances are made and after making a notional deduction for the land value) and add to the ERC of P&M. Use resultant figure to calculate contract size adjustment. (Guidance Notes - Section 6) | Cost is per metre above ground level. Cost does not include foundation bases, Aviation Warning Lights, access ladders or platforms. Please refer to separate RCG Category for Foundation Bases Code 30001F >500cu.m. or 300045 50cu.m. - 250cu.m. For Aviation lights see Chimney Accessory RCG code 32F15S1. For Access ladders see Chimney Accessory RCG codes 32F15S2 30m high or 32F15S3 60m High. For Lightning conductors see Separate RCG Category for Lightning Conductors. | Request copies of plans and annual mandatory inspection reports. Ascertain base diameter and height. Identify presence of aviation warning lights, lightning conductors, obtain photograph of chimney stack and overall view of base. Note any adjacent and associated plant & machinery suchs as flues, ducts etc | Refer to Rating Manual Part 5 Plant and Machinery and Practice note 1 Plant and Machinery | Refer to Rating Manual Part 5 Plant and Machinery and Practice note 1 Plant and Machinery | Flues and Ducts | Referencer to identify on site | - | photo missing | photo missing | 10041 |  | m | m ht | 3 - INDUSTRIAL | David Grace | Jim Allen | 1939.2683 | Option 2 | 2106.9483 | 8.647% | 2953 | 2959.5998 | 52.61% | 40.47% | 2959.5998 | 52.61% | ERC Over-ridden | Ian Walker | VOA_GPN_GOV_UK\7231506 | 2021-01-28 | Low | Blue | High | This ERC is at medium risk due to forming part of a larger hereditament. Lack of evidence due to unable to source new evidence/cost information to support the review of the ERC. There are only a few UK based specialist industrial chimney manufacturers and installers with many UK based firms that once manufactured and supplied industrial chimneys now undertaking inspection and repairs only. The manufacturers/installers contacted have either not responded or when chased by telephone advised they will reply in a couple of days, but still no response. Emailed James Allen, VP facilitator for industrial contractors test valuations, Industrial Crown and Commercial Team confirming via email 05/11/2020 advising that due to lack of response from manufacturers/installers this category will have to be indexed. In terms of Rateable and Non-Rateable elements I have referenced the valuer back to the relevant section of the Rating Manual for further guidance. Determining whether or not an element is rateable is a matter of law and the valuer should be able to apply their own specialist knowledge of Rating to current legislation to determine if an element is rateable or not. This is beyond the scope of the Cost Guide. | Tpi adjusted to 322 on ERC | Incorrect CSA note, and not sure why unit size was changed. Reverted to 2017 text as this seemed to be the most logical. | NA | Steel | 1.56 | (BEAMS Note 1) The ERC for this item should be added to the total of the ERC of the other P&M items on the site and the Buildings ERC (where applicable) to enable the correct contract size adjustment to be made. ERC of P&M Items + ERC of Building Component’s = Total ERC (net figure rateable items only) to which contract size adjustment should be applied The 2021 Generic Contractors Test Spreadsheet has this facility built into the programme - it is recommended you undertake all contractors test valuations using this spreadsheet. (Details on the application of contract size adjustments can be found in the RCG 2021 Guidance notes). Where RV is calculated using the comparative method (rental method) the contract size adjustment should be made as follows: Select - SCAT code box "P and M as an addition” within the 2021 Generic Contractors Test Spreadsheet facility. Or Where the spreadsheet is not used take the: Reciprocal of statutory de-capitalisation rate (i.e. 5% reciprocal = 20) multiply by rateable value of the buildings (before any overall end allowances are made and after making a notional deduction for the land value) and add to the ERC of P&M. Use resultant figure to calculate contract size adjustment. (Guidance Notes - Section 6) | photo missing | photo missing | 1 | TRUE
596 | 32F17T | 6716 | 32F17T | Chimneys | Flue Liner | Steel | 6mm plate | Flue Diameter - 3.25m | Mild steel flue liners used in conjunction with reinforced concrete windshields usually forming multi-flue stacks. Generally the air space around the flues is ventilated. Consists of steel base plates bolted down into reinforced concrete foundation slab, sheet steel rolled plates welded at seams, flanges at section joints approx 6.00 to 10.00m long according to access in windshield, cranage and transport available suitable for the height. The ususal thickness of steel plate flues under 50m long is 6.00mm, from 50 to 100m is 8.00mm, for 100 to 150m is 10.00mm and above this height 12.00mm (Note: thickest section at base). | Location Adjustment Applicable (See Guidance Notes) - ERC = UK mean of 1.00 | (BEAMS Note 1) The ERC for this item should be added to the total of the ERC of the other P&M items on the site and the Buildings ERC (where applicable) to enable the correct contract size adjustment to be made. ERC of P&M Items + ERC of Building Component’s = Total ERC (net figure rateable items only) to which contract size adjustment should be applied The 2023 Generic Contractors Test Spreadsheet has this facility built into the programme - it is recommended you undertake all contractors test valuations using this spreadsheet. (Details on the application of contract size adjustments can be found in the RCG 2023 Guidance notes). Where RV is calculated using the comparative method (rental method) the contract size adjustment should be made as follows: Select - SCAT code box ""P and M as an addition” within the 2023 Generic Contractors Test Spreadsheet facility. Or Where the spreadsheet is not used take the: Reciprocal of statutory de-capitalisation rate (i.e. 5% reciprocal = 20) multiply by rateable value of the buildings (before any overall end allowances are made and after making a notional deduction for the land value) and add to the ERC of P&M. Use resultant figure to calculate contract size adjustment. (Guidance Notes - Section 6) | Cost is per metre above ground level. Cost does not include foundation bases, Aviation Warning Lights, access ladders or platforms. Please refer to separate RCG Category for Foundation Bases Code 30001F >500cu.m. or 300045 50cu.m. - 250cu.m. For Aviation lights see Chimney Accessory RCG code 32F15S1. For Access ladders see Chimney Accessory RCG codes 32F15S2 30m high or 32F15S3 60m High. For Lightning conductors see Separate RCG Category for Lightning Conductors. | Request copies of plans and annual mandatory inspection reports. Ascertain base diameter and height. Identify presence of aviation warning lights, lightning conductors, obtain photograph of chimney stack and overall view of base. Note any adjacent and associated plant & machinery suchs as flues, ducts etc | Refer to Rating Manual Part 5 Plant and Machinery and Practice note 1 Plant and Machinery | Refer to Rating Manual Part 5 Plant and Machinery and Practice note 1 Plant and Machinery | Flues and Ducts | Referencer to identify on site | - | photo missing | photo missing | 10041 |  | m | m ht | 3 - INDUSTRIAL | David Grace | Jim Allen | 2106.2252 | Option 2 | 2288.3412 | 8.647% | 3207 | 3214.1675 | 52.6% | 40.46% | 3214.1675 | 52.6% | ERC Over-ridden | Ian Walker | VOA_GPN_GOV_UK\7231506 | 2021-01-28 | Low | Blue | High | This ERC is at medium risk due to forming part of a larger hereditament. Lack of evidence due to unable to source new evidence/cost information to support the review of the ERC. There are only a few UK based specialist industrial chimney manufacturers and installers with many UK based firms that once manufactured and supplied industrial chimneys now undertaking inspection and repairs only. The manufacturers/installers contacted have either not responded or when chased by telephone advised they will reply in a couple of days, but still no response. Emailed James Allen, VP facilitator for industrial contractors test valuations, Industrial Crown and Commercial Team confirming via email 05/11/2020 advising that due to lack of response from manufacturers/installers this category will have to be indexed. In terms of Rateable and Non-Rateable elements I have referenced the valuer back to the relevant section of the Rating Manual for further guidance. Determining whether or not an element is rateable is a matter of law and the valuer should be able to apply their own specialist knowledge of Rating to current legislation to determine if an element is rateable or not. This is beyond the scope of the Cost Guide. | TPI adjusted to 322 on ERC | Incorrect CSA note, and not sure why unit size was changed. Reverted to 2017 text as this seemed to be the most logical. | NA | Steel | 1.56 | (BEAMS Note 1) The ERC for this item should be added to the total of the ERC of the other P&M items on the site and the Buildings ERC (where applicable) to enable the correct contract size adjustment to be made. ERC of P&M Items + ERC of Building Component’s = Total ERC (net figure rateable items only) to which contract size adjustment should be applied The 2021 Generic Contractors Test Spreadsheet has this facility built into the programme - it is recommended you undertake all contractors test valuations using this spreadsheet. (Details on the application of contract size adjustments can be found in the RCG 2021 Guidance notes). Where RV is calculated using the comparative method (rental method) the contract size adjustment should be made as follows: Select - SCAT code box "P and M as an addition” within the 2021 Generic Contractors Test Spreadsheet facility. Or Where the spreadsheet is not used take the: Reciprocal of statutory de-capitalisation rate (i.e. 5% reciprocal = 20) multiply by rateable value of the buildings (before any overall end allowances are made and after making a notional deduction for the land value) and add to the ERC of P&M. Use resultant figure to calculate contract size adjustment. (Guidance Notes - Section 6) | photo missing | photo missing | 1 | TRUE
597 | 32F17V | 6717 | 32F17V | Chimneys | Flue Liner | Steel | 6mm plate | Flue Diameter - 3.5m | Mild steel flue liners used in conjunction with reinforced concrete windshields usually forming multi-flue stacks. Generally the air space around the flues is ventilated. Consists of steel base plates bolted down into reinforced concrete foundation slab, sheet steel rolled plates welded at seams, flanges at section joints approx 6.00 to 10.00m long according to access in windshield, cranage and transport available suitable for the height. The ususal thickness of steel plate flues under 50m long is 6.00mm, from 50 to 100m is 8.00mm, for 100 to 150m is 10.00mm and above this height 12.00mm (Note: thickest section at base). | Location Adjustment Applicable (See Guidance Notes) - ERC = UK mean of 1.00 | (BEAMS Note 1) The ERC for this item should be added to the total of the ERC of the other P&M items on the site and the Buildings ERC (where applicable) to enable the correct contract size adjustment to be made. ERC of P&M Items + ERC of Building Component’s = Total ERC (net figure rateable items only) to which contract size adjustment should be applied The 2023 Generic Contractors Test Spreadsheet has this facility built into the programme - it is recommended you undertake all contractors test valuations using this spreadsheet. (Details on the application of contract size adjustments can be found in the RCG 2023 Guidance notes). Where RV is calculated using the comparative method (rental method) the contract size adjustment should be made as follows: Select - SCAT code box ""P and M as an addition” within the 2023 Generic Contractors Test Spreadsheet facility. Or Where the spreadsheet is not used take the: Reciprocal of statutory de-capitalisation rate (i.e. 5% reciprocal = 20) multiply by rateable value of the buildings (before any overall end allowances are made and after making a notional deduction for the land value) and add to the ERC of P&M. Use resultant figure to calculate contract size adjustment. (Guidance Notes - Section 6) | Cost is per metre above ground level. Cost does not include foundation bases, Aviation Warning Lights, access ladders or platforms. Please refer to separate RCG Category for Foundation Bases Code 30001F >500cu.m. or 300045 50cu.m. - 250cu.m. For Aviation lights see Chimney Accessory RCG code 32F15S1. For Access ladders see Chimney Accessory RCG codes 32F15S2 30m high or 32F15S3 60m High. For Lightning conductors see Separate RCG Category for Lightning Conductors. | Request copies of plans and annual mandatory inspection reports. Ascertain base diameter and height. Identify presence of aviation warning lights, lightning conductors, obtain photograph of chimney stack and overall view of base. Note any adjacent and associated plant & machinery suchs as flues, ducts etc | Refer to Rating Manual Part 5 Plant and Machinery and Practice note 1 Plant and Machinery | Refer to Rating Manual Part 5 Plant and Machinery and Practice note 1 Plant and Machinery | Flues and Ducts | Referencer to identify on site | - | photo missing | photo missing | 10041 |  | m | m ht | 3 - INDUSTRIAL | David Grace | Jim Allen | 2264.6202 | Option 2 | 2460.4319 | 8.647% | 3448 | 3455.7061 | 52.6% | 40.45% | 3455.7061 | 52.6% | ERC Over-ridden | Ian Walker | VOA_GPN_GOV_UK\7231506 | 2021-01-28 | Low | Blue | High | This ERC is at medium risk due to forming part of a larger hereditament. Lack of evidence due to unable to source new evidence/cost information to support the review of the ERC. There are only a few UK based specialist industrial chimney manufacturers and installers with many UK based firms that once manufactured and supplied industrial chimneys now undertaking inspection and repairs only. The manufacturers/installers contacted have either not responded or when chased by telephone advised they will reply in a couple of days, but still no response. Emailed James Allen, VP facilitator for industrial contractors test valuations, Industrial Crown and Commercial Team confirming via email 05/11/2020 advising that due to lack of response from manufacturers/installers this category will have to be indexed. In terms of Rateable and Non-Rateable elements I have referenced the valuer back to the relevant section of the Rating Manual for further guidance. Determining whether or not an element is rateable is a matter of law and the valuer should be able to apply their own specialist knowledge of Rating to current legislation to determine if an element is rateable or not. This is beyond the scope of the Cost Guide. | TPI adjusted to 322 on ERC | Incorrect CSA note, and not sure why unit size was changed. Reverted to 2017 text as this seemed to be the most logical. | NA | Steel | 1.56 | (BEAMS Note 1) The ERC for this item should be added to the total of the ERC of the other P&M items on the site and the Buildings ERC (where applicable) to enable the correct contract size adjustment to be made. ERC of P&M Items + ERC of Building Component’s = Total ERC (net figure rateable items only) to which contract size adjustment should be applied The 2021 Generic Contractors Test Spreadsheet has this facility built into the programme - it is recommended you undertake all contractors test valuations using this spreadsheet. (Details on the application of contract size adjustments can be found in the RCG 2021 Guidance notes). Where RV is calculated using the comparative method (rental method) the contract size adjustment should be made as follows: Select - SCAT code box "P and M as an addition” within the 2021 Generic Contractors Test Spreadsheet facility. Or Where the spreadsheet is not used take the: Reciprocal of statutory de-capitalisation rate (i.e. 5% reciprocal = 20) multiply by rateable value of the buildings (before any overall end allowances are made and after making a notional deduction for the land value) and add to the ERC of P&M. Use resultant figure to calculate contract size adjustment. (Guidance Notes - Section 6) | photo missing | photo missing | 1 | TRUE
598 | 32F18A | 6718 | 32F18A | Chimneys | Flue Liner | Steel | 8mm plate | Flue Diameter - 1m | Mild steel flue liners used in conjunction with reinforced concrete windshields usually forming multi-flue stacks. Generally the air space around the flues is ventilated. Consists of steel base plates bolted down into reinforced concrete foundation slab, sheet steel rolled plates welded at seams, flanges at section joints approx 6.00 to 10.00m long according to access in windshield, cranage and transport available suitable for the height. The ususal thickness of steel plate flues under 50m long is 6.00mm, from 50 to 100m is 8.00mm, for 100 to 150m is 10.00mm and above this height 12.00mm (Note: thickest section at base). | Location Adjustment Applicable (See Guidance Notes) - ERC = UK mean of 1.00 | (BEAMS Note 1) The ERC for this item should be added to the total of the ERC of the other P&M items on the site and the Buildings ERC (where applicable) to enable the correct contract size adjustment to be made. ERC of P&M Items + ERC of Building Component’s = Total ERC (net figure rateable items only) to which contract size adjustment should be applied The 2023 Generic Contractors Test Spreadsheet has this facility built into the programme - it is recommended you undertake all contractors test valuations using this spreadsheet. (Details on the application of contract size adjustments can be found in the RCG 2023 Guidance notes). Where RV is calculated using the comparative method (rental method) the contract size adjustment should be made as follows: Select - SCAT code box ""P and M as an addition” within the 2023 Generic Contractors Test Spreadsheet facility. Or Where the spreadsheet is not used take the: Reciprocal of statutory de-capitalisation rate (i.e. 5% reciprocal = 20) multiply by rateable value of the buildings (before any overall end allowances are made and after making a notional deduction for the land value) and add to the ERC of P&M. Use resultant figure to calculate contract size adjustment. (Guidance Notes - Section 6) | Cost is per metre above ground level. Cost does not include foundation bases, Aviation Warning Lights, access ladders or platforms. Please refer to separate RCG Category for Foundation Bases Code 30001F >500cu.m. or 300045 50cu.m. - 250cu.m. For Aviation lights see Chimney Accessory RCG code 32F15S1. For Access ladders see Chimney Accessory RCG codes 32F15S2 30m high or 32F15S3 60m High. For Lightning conductors see Separate RCG Category for Lightning Conductors. | Request copies of plans and annual mandatory inspection reports. Ascertain base diameter and height. Identify presence of aviation warning lights, lightning conductors, obtain photograph of chimney stack and overall view of base. Note any adjacent and associated plant & machinery suchs as flues, ducts etc | Refer to Rating Manual Part 5 Plant and Machinery and Practice note 1 Plant and Machinery | Refer to Rating Manual Part 5 Plant and Machinery and Practice note 1 Plant and Machinery | Flues and Ducts | Referencer to identify on site | - | photo missing | photo missing | 10041 |  | m | m ht | 3 - INDUSTRIAL | David Grace | Jim Allen | 839.0653 | Option 2 | 911.6156 | 8.647% | 1277 | 1279.854 | 52.53% | 40.39% | 1279.854 | 52.53% | ERC Over-ridden | Ian Walker | VOA_GPN_GOV_UK\7231506 | 2021-01-28 | Low | Blue | High | This ERC is at medium risk due to forming part of a larger hereditament. Lack of evidence due to unable to source new evidence/cost information to support the review of the ERC. There are only a few UK based specialist industrial chimney manufacturers and installers with many UK based firms that once manufactured and supplied industrial chimneys now undertaking inspection and repairs only. The manufacturers/installers contacted have either not responded or when chased by telephone advised they will reply in a couple of days, but still no response. Emailed James Allen, VP facilitator for industrial contractors test valuations, Industrial Crown and Commercial Team confirming via email 05/11/2020 advising that due to lack of response from manufacturers/installers this category will have to be indexed. In terms of Rateable and Non-Rateable elements I have referenced the valuer back to the relevant section of the Rating Manual for further guidance. Determining whether or not an element is rateable is a matter of law and the valuer should be able to apply their own specialist knowledge of Rating to current legislation to determine if an element is rateable or not. This is beyond the scope of the Cost Guide. | TPI adjusted to 322 on ERC | Incorrect CSA note, and not sure why unit size was changed. Reverted to 2017 text as this seemed to be the most logical. | NA | Steel | 1.56 | (BEAMS Note 1) The ERC for this item should be added to the total of the ERC of the other P&M items on the site and the Buildings ERC (where applicable) to enable the correct contract size adjustment to be made. ERC of P&M Items + ERC of Building Component’s = Total ERC (net figure rateable items only) to which contract size adjustment should be applied The 2021 Generic Contractors Test Spreadsheet has this facility built into the programme - it is recommended you undertake all contractors test valuations using this spreadsheet. (Details on the application of contract size adjustments can be found in the RCG 2021 Guidance notes). Where RV is calculated using the comparative method (rental method) the contract size adjustment should be made as follows: Select - SCAT code box "P and M as an addition” within the 2021 Generic Contractors Test Spreadsheet facility. Or Where the spreadsheet is not used take the: Reciprocal of statutory de-capitalisation rate (i.e. 5% reciprocal = 20) multiply by rateable value of the buildings (before any overall end allowances are made and after making a notional deduction for the land value) and add to the ERC of P&M. Use resultant figure to calculate contract size adjustment. (Guidance Notes - Section 6) | photo missing | photo missing | 1 | TRUE
599 | 32F18C | 6719 | 32F18C | Chimneys | Flue Liner | Steel | 8mm plate | Flue Diameter - 1.25m | Mild steel flue liners used in conjunction with reinforced concrete windshields usually forming multi-flue stacks. Generally the air space around the flues is ventilated. Consists of steel base plates bolted down into reinforced concrete foundation slab, sheet steel rolled plates welded at seams, flanges at section joints approx 6.00 to 10.00m long according to access in windshield, cranage and transport available suitable for the height. The ususal thickness of steel plate flues under 50m long is 6.00mm, from 50 to 100m is 8.00mm, for 100 to 150m is 10.00mm and above this height 12.00mm (Note: thickest section at base). | Location Adjustment Applicable (See Guidance Notes) - ERC = UK mean of 1.00 | (BEAMS Note 1) The ERC for this item should be added to the total of the ERC of the other P&M items on the site and the Buildings ERC (where applicable) to enable the correct contract size adjustment to be made. ERC of P&M Items + ERC of Building Component’s = Total ERC (net figure rateable items only) to which contract size adjustment should be applied The 2023 Generic Contractors Test Spreadsheet has this facility built into the programme - it is recommended you undertake all contractors test valuations using this spreadsheet. (Details on the application of contract size adjustments can be found in the RCG 2023 Guidance notes). Where RV is calculated using the comparative method (rental method) the contract size adjustment should be made as follows: Select - SCAT code box ""P and M as an addition” within the 2023 Generic Contractors Test Spreadsheet facility. Or Where the spreadsheet is not used take the: Reciprocal of statutory de-capitalisation rate (i.e. 5% reciprocal = 20) multiply by rateable value of the buildings (before any overall end allowances are made and after making a notional deduction for the land value) and add to the ERC of P&M. Use resultant figure to calculate contract size adjustment. (Guidance Notes - Section 6) | Cost is per metre above ground level. Cost does not include foundation bases, Aviation Warning Lights, access ladders or platforms. Please refer to separate RCG Category for Foundation Bases Code 30001F >500cu.m. or 300045 50cu.m. - 250cu.m. For Aviation lights see Chimney Accessory RCG code 32F15S1. For Access ladders see Chimney Accessory RCG codes 32F15S2 30m high or 32F15S3 60m High. For Lightning conductors see Separate RCG Category for Lightning Conductors. | Request copies of plans and annual mandatory inspection reports. Ascertain base diameter and height. Identify presence of aviation warning lights, lightning conductors, obtain photograph of chimney stack and overall view of base. Note any adjacent and associated plant & machinery suchs as flues, ducts etc | Refer to Rating Manual Part 5 Plant and Machinery and Practice note 1 Plant and Machinery | Refer to Rating Manual Part 5 Plant and Machinery and Practice note 1 Plant and Machinery | Flues and Ducts | Referencer to identify on site | - | photo missing | photo missing | 10041 |  | m | m ht | 3 - INDUSTRIAL | David Grace | Jim Allen | 1057.3936 | Option 2 | 1148.8217 | 8.647% | 1610 | 1613.5983 | 52.6% | 40.46% | 1613.5983 | 52.6% | ERC Over-ridden | Ian Walker | VOA_GPN_GOV_UK\7231506 | 2021-01-28 | Low | Blue | High | This ERC is at medium risk due to forming part of a larger hereditament. Lack of evidence due to unable to source new evidence/cost information to support the review of the ERC. There are only a few UK based specialist industrial chimney manufacturers and installers with many UK based firms that once manufactured and supplied industrial chimneys now undertaking inspection and repairs only. The manufacturers/installers contacted have either not responded or when chased by telephone advised they will reply in a couple of days, but still no response. Emailed James Allen, VP facilitator for industrial contractors test valuations, Industrial Crown and Commercial Team confirming via email 05/11/2020 advising that due to lack of response from manufacturers/installers this category will have to be indexed. In terms of Rateable and Non-Rateable elements I have referenced the valuer back to the relevant section of the Rating Manual for further guidance. Determining whether or not an element is rateable is a matter of law and the valuer should be able to apply their own specialist knowledge of Rating to current legislation to determine if an element is rateable or not. This is beyond the scope of the Cost Guide. | TPI adjusted to 322 on ERC | Incorrect CSA note, and not sure why unit size was changed. Reverted to 2017 text as this seemed to be the most logical. | NA | Steel | 1.56 | (BEAMS Note 1) The ERC for this item should be added to the total of the ERC of the other P&M items on the site and the Buildings ERC (where applicable) to enable the correct contract size adjustment to be made. ERC of P&M Items + ERC of Building Component’s = Total ERC (net figure rateable items only) to which contract size adjustment should be applied The 2021 Generic Contractors Test Spreadsheet has this facility built into the programme - it is recommended you undertake all contractors test valuations using this spreadsheet. (Details on the application of contract size adjustments can be found in the RCG 2021 Guidance notes). Where RV is calculated using the comparative method (rental method) the contract size adjustment should be made as follows: Select - SCAT code box "P and M as an addition” within the 2021 Generic Contractors Test Spreadsheet facility. Or Where the spreadsheet is not used take the: Reciprocal of statutory de-capitalisation rate (i.e. 5% reciprocal = 20) multiply by rateable value of the buildings (before any overall end allowances are made and after making a notional deduction for the land value) and add to the ERC of P&M. Use resultant figure to calculate contract size adjustment. (Guidance Notes - Section 6) | photo missing | photo missing | 1 | TRUE
600 | 32F18E | 6725 | 32F18E | Chimneys | Flue Liner | Steel | 8mm plate | Flue Diameter - 1.5m | Mild steel flue liners used in conjunction with reinforced concrete windshields usually forming multi-flue stacks. Generally the air space around the flues is ventilated. Consists of steel base plates bolted down into reinforced concrete foundation slab, sheet steel rolled plates welded at seams, flanges at section joints approx 6.00 to 10.00m long according to access in windshield, cranage and transport available suitable for the height. The ususal thickness of steel plate flues under 50m long is 6.00mm, from 50 to 100m is 8.00mm, for 100 to 150m is 10.00mm and above this height 12.00mm (Note: thickest section at base). | Location Adjustment Applicable (See Guidance Notes) - ERC = UK mean of 1.00 | (BEAMS Note 1) The ERC for this item should be added to the total of the ERC of the other P&M items on the site and the Buildings ERC (where applicable) to enable the correct contract size adjustment to be made. ERC of P&M Items + ERC of Building Component’s = Total ERC (net figure rateable items only) to which contract size adjustment should be applied The 2023 Generic Contractors Test Spreadsheet has this facility built into the programme - it is recommended you undertake all contractors test valuations using this spreadsheet. (Details on the application of contract size adjustments can be found in the RCG 2023 Guidance notes). Where RV is calculated using the comparative method (rental method) the contract size adjustment should be made as follows: Select - SCAT code box ""P and M as an addition” within the 2023 Generic Contractors Test Spreadsheet facility. Or Where the spreadsheet is not used take the: Reciprocal of statutory de-capitalisation rate (i.e. 5% reciprocal = 20) multiply by rateable value of the buildings (before any overall end allowances are made and after making a notional deduction for the land value) and add to the ERC of P&M. Use resultant figure to calculate contract size adjustment. (Guidance Notes - Section 6) | Cost is per metre above ground level. Cost does not include foundation bases, Aviation Warning Lights, access ladders or platforms. Please refer to separate RCG Category for Foundation Bases Code 30001F >500cu.m. or 300045 50cu.m. - 250cu.m. For Aviation lights see Chimney Accessory RCG code 32F15S1. For Access ladders see Chimney Accessory RCG codes 32F15S2 30m high or 32F15S3 60m High. For Lightning conductors see Separate RCG Category for Lightning Conductors. | Request copies of plans and annual mandatory inspection reports. Ascertain base diameter and height. Identify presence of aviation warning lights, lightning conductors, obtain photograph of chimney stack and overall view of base. Note any adjacent and associated plant & machinery suchs as flues, ducts etc | Refer to Rating Manual Part 5 Plant and Machinery and Practice note 1 Plant and Machinery | Refer to Rating Manual Part 5 Plant and Machinery and Practice note 1 Plant and Machinery | Flues and Ducts | Referencer to identify on site | - | photo missing | photo missing | 10041 |  | m | m ht | 3 - INDUSTRIAL | David Grace | Jim Allen | 1267.1599 | Option 2 | 1376.7256 | 8.647% | 1929 | 1933.3112 | 52.57% | 40.43% | 1933.3112 | 52.57% | ERC Over-ridden | Ian Walker | VOA_GPN_GOV_UK\7231506 | 2021-01-28 | Low | Blue | High | This ERC is at medium risk due to forming part of a larger hereditament. Lack of evidence due to unable to source new evidence/cost information to support the review of the ERC. There are only a few UK based specialist industrial chimney manufacturers and installers with many UK based firms that once manufactured and supplied industrial chimneys now undertaking inspection and repairs only. The manufacturers/installers contacted have either not responded or when chased by telephone advised they will reply in a couple of days, but still no response. Emailed James Allen, VP facilitator for industrial contractors test valuations, Industrial Crown and Commercial Team confirming via email 05/11/2020 advising that due to lack of response from manufacturers/installers this category will have to be indexed. In terms of Rateable and Non-Rateable elements I have referenced the valuer back to the relevant section of the Rating Manual for further guidance. Determining whether or not an element is rateable is a matter of law and the valuer should be able to apply their own specialist knowledge of Rating to current legislation to determine if an element is rateable or not. This is beyond the scope of the Cost Guide. | TPI adjusted to 322 on ERC | Incorrect CSA note, and not sure why unit size was changed. Reverted to 2017 text as this seemed to be the most logical. | NA | Steel | 1.56 | (BEAMS Note 1) The ERC for this item should be added to the total of the ERC of the other P&M items on the site and the Buildings ERC (where applicable) to enable the correct contract size adjustment to be made. ERC of P&M Items + ERC of Building Component’s = Total ERC (net figure rateable items only) to which contract size adjustment should be applied The 2021 Generic Contractors Test Spreadsheet has this facility built into the programme - it is recommended you undertake all contractors test valuations using this spreadsheet. (Details on the application of contract size adjustments can be found in the RCG 2021 Guidance notes). Where RV is calculated using the comparative method (rental method) the contract size adjustment should be made as follows: Select - SCAT code box "P and M as an addition” within the 2021 Generic Contractors Test Spreadsheet facility. Or Where the spreadsheet is not used take the: Reciprocal of statutory de-capitalisation rate (i.e. 5% reciprocal = 20) multiply by rateable value of the buildings (before any overall end allowances are made and after making a notional deduction for the land value) and add to the ERC of P&M. Use resultant figure to calculate contract size adjustment. (Guidance Notes - Section 6) | photo missing | photo missing | 1 | TRUE
601 | 32F18F | 6726 | 32F18F | Chimneys | Flue Liner | Steel | 8mm plate | Flue Diameter - 1.75m | Mild steel flue liners used in conjunction with reinforced concrete windshields usually forming multi-flue stacks. Generally the air space around the flues is ventilated. Consists of steel base plates bolted down into reinforced concrete foundation slab, sheet steel rolled plates welded at seams, flanges at section joints approx 6.00 to 10.00m long according to access in windshield, cranage and transport available suitable for the height. The ususal thickness of steel plate flues under 50m long is 6.00mm, from 50 to 100m is 8.00mm, for 100 to 150m is 10.00mm and above this height 12.00mm (Note: thickest section at base). | Location Adjustment Applicable (See Guidance Notes) - ERC = UK mean of 1.00 | (BEAMS Note 1) The ERC for this item should be added to the total of the ERC of the other P&M items on the site and the Buildings ERC (where applicable) to enable the correct contract size adjustment to be made. ERC of P&M Items + ERC of Building Component’s = Total ERC (net figure rateable items only) to which contract size adjustment should be applied The 2023 Generic Contractors Test Spreadsheet has this facility built into the programme - it is recommended you undertake all contractors test valuations using this spreadsheet. (Details on the application of contract size adjustments can be found in the RCG 2023 Guidance notes). Where RV is calculated using the comparative method (rental method) the contract size adjustment should be made as follows: Select - SCAT code box ""P and M as an addition” within the 2023 Generic Contractors Test Spreadsheet facility. Or Where the spreadsheet is not used take the: Reciprocal of statutory de-capitalisation rate (i.e. 5% reciprocal = 20) multiply by rateable value of the buildings (before any overall end allowances are made and after making a notional deduction for the land value) and add to the ERC of P&M. Use resultant figure to calculate contract size adjustment. (Guidance Notes - Section 6) | Cost is per metre above ground level. Cost does not include foundation bases, Aviation Warning Lights, access ladders or platforms. Please refer to separate RCG Category for Foundation Bases Code 30001F >500cu.m. or 300045 50cu.m. - 250cu.m. For Aviation lights see Chimney Accessory RCG code 32F15S1. For Access ladders see Chimney Accessory RCG codes 32F15S2 30m high or 32F15S3 60m High. For Lightning conductors see Separate RCG Category for Lightning Conductors. | Request copies of plans and annual mandatory inspection reports. Ascertain base diameter and height. Identify presence of aviation warning lights, lightning conductors, obtain photograph of chimney stack and overall view of base. Note any adjacent and associated plant & machinery suchs as flues, ducts etc | Refer to Rating Manual Part 5 Plant and Machinery and Practice note 1 Plant and Machinery | Refer to Rating Manual Part 5 Plant and Machinery and Practice note 1 Plant and Machinery | Flues and Ducts | Referencer to identify on site | - | photo missing | photo missing | 10041 |  | m | m ht | 3 - INDUSTRIAL | David Grace | Jim Allen | 1476.9262 | Option 2 | 1604.6295 | 8.647% | 2249 | 2254.0264 | 52.62% | 40.47% | 2254.0264 | 52.62% | ERC Over-ridden | Ian Walker | VOA_GPN_GOV_UK\7231506 | 2021-01-28 | Low | Blue | High | This ERC is at medium risk due to forming part of a larger hereditament. Lack of evidence due to unable to source new evidence/cost information to support the review of the ERC. There are only a few UK based specialist industrial chimney manufacturers and installers with many UK based firms that once manufactured and supplied industrial chimneys now undertaking inspection and repairs only. The manufacturers/installers contacted have either not responded or when chased by telephone advised they will reply in a couple of days, but still no response. Emailed James Allen, VP facilitator for industrial contractors test valuations, Industrial Crown and Commercial Team confirming via email 05/11/2020 advising that due to lack of response from manufacturers/installers this category will have to be indexed. In terms of Rateable and Non-Rateable elements I have referenced the valuer back to the relevant section of the Rating Manual for further guidance. Determining whether or not an element is rateable is a matter of law and the valuer should be able to apply their own specialist knowledge of Rating to current legislation to determine if an element is rateable or not. This is beyond the scope of the Cost Guide. | TPI adjusted to 322 on ERC | Incorrect CSA note, and not sure why unit size was changed. Reverted to 2017 text as this seemed to be the most logical. | NA | Steel | 1.56 | (BEAMS Note 1) The ERC for this item should be added to the total of the ERC of the other P&M items on the site and the Buildings ERC (where applicable) to enable the correct contract size adjustment to be made. ERC of P&M Items + ERC of Building Component’s = Total ERC (net figure rateable items only) to which contract size adjustment should be applied The 2021 Generic Contractors Test Spreadsheet has this facility built into the programme - it is recommended you undertake all contractors test valuations using this spreadsheet. (Details on the application of contract size adjustments can be found in the RCG 2021 Guidance notes). Where RV is calculated using the comparative method (rental method) the contract size adjustment should be made as follows: Select - SCAT code box "P and M as an addition” within the 2021 Generic Contractors Test Spreadsheet facility. Or Where the spreadsheet is not used take the: Reciprocal of statutory de-capitalisation rate (i.e. 5% reciprocal = 20) multiply by rateable value of the buildings (before any overall end allowances are made and after making a notional deduction for the land value) and add to the ERC of P&M. Use resultant figure to calculate contract size adjustment. (Guidance Notes - Section 6) | photo missing | photo missing | 1 | TRUE
602 | 32F18G | 6727 | 32F18G | Chimneys | Flue Liner | Steel | 8mm plate | Flue Diameter - 2m | Mild steel flue liners used in conjunction with reinforced concrete windshields usually forming multi-flue stacks. Generally the air space around the flues is ventilated. Consists of steel base plates bolted down into reinforced concrete foundation slab, sheet steel rolled plates welded at seams, flanges at section joints approx 6.00 to 10.00m long according to access in windshield, cranage and transport available suitable for the height. The ususal thickness of steel plate flues under 50m long is 6.00mm, from 50 to 100m is 8.00mm, for 100 to 150m is 10.00mm and above this height 12.00mm (Note: thickest section at base). | Location Adjustment Applicable (See Guidance Notes) - ERC = UK mean of 1.00 | (BEAMS Note 1) The ERC for this item should be added to the total of the ERC of the other P&M items on the site and the Buildings ERC (where applicable) to enable the correct contract size adjustment to be made. ERC of P&M Items + ERC of Building Component’s = Total ERC (net figure rateable items only) to which contract size adjustment should be applied The 2023 Generic Contractors Test Spreadsheet has this facility built into the programme - it is recommended you undertake all contractors test valuations using this spreadsheet. (Details on the application of contract size adjustments can be found in the RCG 2023 Guidance notes). Where RV is calculated using the comparative method (rental method) the contract size adjustment should be made as follows: Select - SCAT code box ""P and M as an addition” within the 2023 Generic Contractors Test Spreadsheet facility. Or Where the spreadsheet is not used take the: Reciprocal of statutory de-capitalisation rate (i.e. 5% reciprocal = 20) multiply by rateable value of the buildings (before any overall end allowances are made and after making a notional deduction for the land value) and add to the ERC of P&M. Use resultant figure to calculate contract size adjustment. (Guidance Notes - Section 6) | Cost is per metre above ground level. Cost does not include foundation bases, Aviation Warning Lights, access ladders or platforms. Please refer to separate RCG Category for Foundation Bases Code 30001F >500cu.m. or 300045 50cu.m. - 250cu.m. For Aviation lights see Chimney Accessory RCG code 32F15S1. For Access ladders see Chimney Accessory RCG codes 32F15S2 30m high or 32F15S3 60m High. For Lightning conductors see Separate RCG Category for Lightning Conductors. | Request copies of plans and annual mandatory inspection reports. Ascertain base diameter and height. Identify presence of aviation warning lights, lightning conductors, obtain photograph of chimney stack and overall view of base. Note any adjacent and associated plant & machinery suchs as flues, ducts etc | Refer to Rating Manual Part 5 Plant and Machinery and Practice note 1 Plant and Machinery | Refer to Rating Manual Part 5 Plant and Machinery and Practice note 1 Plant and Machinery | Flues and Ducts | Referencer to identify on site | - | photo missing | photo missing | 10041 |  | m | m ht | 3 - INDUSTRIAL | David Grace | Jim Allen | 1686.6926 | Option 2 | 1832.5334 | 8.647% | 2568 | 2573.7394 | 52.59% | 40.45% | 2573.7394 | 52.59% | ERC Over-ridden | Ian Walker | VOA_GPN_GOV_UK\7231506 | 2021-01-28 | Low | Blue | High | This ERC is at medium risk due to forming part of a larger hereditament. Lack of evidence due to unable to source new evidence/cost information to support the review of the ERC. There are only a few UK based specialist industrial chimney manufacturers and installers with many UK based firms that once manufactured and supplied industrial chimneys now undertaking inspection and repairs only. The manufacturers/installers contacted have either not responded or when chased by telephone advised they will reply in a couple of days, but still no response. Emailed James Allen, VP facilitator for industrial contractors test valuations, Industrial Crown and Commercial Team confirming via email 05/11/2020 advising that due to lack of response from manufacturers/installers this category will have to be indexed. In terms of Rateable and Non-Rateable elements I have referenced the valuer back to the relevant section of the Rating Manual for further guidance. Determining whether or not an element is rateable is a matter of law and the valuer should be able to apply their own specialist knowledge of Rating to current legislation to determine if an element is rateable or not. This is beyond the scope of the Cost Guide. | TPI adjusted to 322 on ERC | Incorrect CSA note, and not sure why unit size was changed. Reverted to 2017 text as this seemed to be the most logical. | NA | Steel | 1.56 | (BEAMS Note 1) The ERC for this item should be added to the total of the ERC of the other P&M items on the site and the Buildings ERC (where applicable) to enable the correct contract size adjustment to be made. ERC of P&M Items + ERC of Building Component’s = Total ERC (net figure rateable items only) to which contract size adjustment should be applied The 2021 Generic Contractors Test Spreadsheet has this facility built into the programme - it is recommended you undertake all contractors test valuations using this spreadsheet. (Details on the application of contract size adjustments can be found in the RCG 2021 Guidance notes). Where RV is calculated using the comparative method (rental method) the contract size adjustment should be made as follows: Select - SCAT code box "P and M as an addition” within the 2021 Generic Contractors Test Spreadsheet facility. Or Where the spreadsheet is not used take the: Reciprocal of statutory de-capitalisation rate (i.e. 5% reciprocal = 20) multiply by rateable value of the buildings (before any overall end allowances are made and after making a notional deduction for the land value) and add to the ERC of P&M. Use resultant figure to calculate contract size adjustment. (Guidance Notes - Section 6) | photo missing | photo missing | 1 | TRUE
603 | 32F18K | 6728 | 32F18K | Chimneys | Flue Liner | Steel | 8mm plate | Flue Diameter - 2.25m | Mild steel flue liners used in conjunction with reinforced concrete windshields usually forming multi-flue stacks. Generally the air space around the flues is ventilated. Consists of steel base plates bolted down into reinforced concrete foundation slab, sheet steel rolled plates welded at seams, flanges at section joints approx 6.00 to 10.00m long according to access in windshield, cranage and transport available suitable for the height. The ususal thickness of steel plate flues under 50m long is 6.00mm, from 50 to 100m is 8.00mm, for 100 to 150m is 10.00mm and above this height 12.00mm (Note: thickest section at base). | Location Adjustment Applicable (See Guidance Notes) - ERC = UK mean of 1.00 | (BEAMS Note 1) The ERC for this item should be added to the total of the ERC of the other P&M items on the site and the Buildings ERC (where applicable) to enable the correct contract size adjustment to be made. ERC of P&M Items + ERC of Building Component’s = Total ERC (net figure rateable items only) to which contract size adjustment should be applied The 2023 Generic Contractors Test Spreadsheet has this facility built into the programme - it is recommended you undertake all contractors test valuations using this spreadsheet. (Details on the application of contract size adjustments can be found in the RCG 2023 Guidance notes). Where RV is calculated using the comparative method (rental method) the contract size adjustment should be made as follows: Select - SCAT code box ""P and M as an addition” within the 2023 Generic Contractors Test Spreadsheet facility. Or Where the spreadsheet is not used take the: Reciprocal of statutory de-capitalisation rate (i.e. 5% reciprocal = 20) multiply by rateable value of the buildings (before any overall end allowances are made and after making a notional deduction for the land value) and add to the ERC of P&M. Use resultant figure to calculate contract size adjustment. (Guidance Notes - Section 6) | Cost is per metre above ground level. Cost does not include foundation bases, Aviation Warning Lights, access ladders or platforms. Please refer to separate RCG Category for Foundation Bases Code 30001F >500cu.m. or 300045 50cu.m. - 250cu.m. For Aviation lights see Chimney Accessory RCG code 32F15S1. For Access ladders see Chimney Accessory RCG codes 32F15S2 30m high or 32F15S3 60m High. For Lightning conductors see Separate RCG Category for Lightning Conductors. | Request copies of plans and annual mandatory inspection reports. Ascertain base diameter and height. Identify presence of aviation warning lights, lightning conductors, obtain photograph of chimney stack and overall view of base. Note any adjacent and associated plant & machinery suchs as flues, ducts etc | Refer to Rating Manual Part 5 Plant and Machinery and Practice note 1 Plant and Machinery | Refer to Rating Manual Part 5 Plant and Machinery and Practice note 1 Plant and Machinery | Flues and Ducts | Referencer to identify on site | - | photo missing | photo missing | 10041 |  | m | m ht | 3 - INDUSTRIAL | David Grace | Jim Allen | 1892.1779 | Option 2 | 2055.7862 | 8.647% | 2881 | 2887.4389 | 52.6% | 40.45% | 2887.4389 | 52.6% | ERC Over-ridden | Ian Walker | VOA_GPN_GOV_UK\7231506 | 2021-01-28 | Low | Blue | High | This ERC is at medium risk due to forming part of a larger hereditament. Lack of evidence due to unable to source new evidence/cost information to support the review of the ERC. There are only a few UK based specialist industrial chimney manufacturers and installers with many UK based firms that once manufactured and supplied industrial chimneys now undertaking inspection and repairs only. The manufacturers/installers contacted have either not responded or when chased by telephone advised they will reply in a couple of days, but still no response. Emailed James Allen, VP facilitator for industrial contractors test valuations, Industrial Crown and Commercial Team confirming via email 05/11/2020 advising that due to lack of response from manufacturers/installers this category will have to be indexed. In terms of Rateable and Non-Rateable elements I have referenced the valuer back to the relevant section of the Rating Manual for further guidance. Determining whether or not an element is rateable is a matter of law and the valuer should be able to apply their own specialist knowledge of Rating to current legislation to determine if an element is rateable or not. This is beyond the scope of the Cost Guide. | TPI adjusted to 322 on ERC | Incorrect CSA note, and not sure why unit size was changed. Reverted to 2017 text as this seemed to be the most logical. | NA | Steel | 1.56 | (BEAMS Note 1) The ERC for this item should be added to the total of the ERC of the other P&M items on the site and the Buildings ERC (where applicable) to enable the correct contract size adjustment to be made. ERC of P&M Items + ERC of Building Component’s = Total ERC (net figure rateable items only) to which contract size adjustment should be applied The 2021 Generic Contractors Test Spreadsheet has this facility built into the programme - it is recommended you undertake all contractors test valuations using this spreadsheet. (Details on the application of contract size adjustments can be found in the RCG 2021 Guidance notes). Where RV is calculated using the comparative method (rental method) the contract size adjustment should be made as follows: Select - SCAT code box "P and M as an addition” within the 2021 Generic Contractors Test Spreadsheet facility. Or Where the spreadsheet is not used take the: Reciprocal of statutory de-capitalisation rate (i.e. 5% reciprocal = 20) multiply by rateable value of the buildings (before any overall end allowances are made and after making a notional deduction for the land value) and add to the ERC of P&M. Use resultant figure to calculate contract size adjustment. (Guidance Notes - Section 6) | photo missing | photo missing | 1 | TRUE
604 | 32F18M | 6729 | 32F18M | Chimneys | Flue Liner | Steel | 8mm plate | Flue Diameter - 2.5m | Mild steel flue liners used in conjunction with reinforced concrete windshields usually forming multi-flue stacks. Generally the air space around the flues is ventilated. Consists of steel base plates bolted down into reinforced concrete foundation slab, sheet steel rolled plates welded at seams, flanges at section joints approx 6.00 to 10.00m long according to access in windshield, cranage and transport available suitable for the height. The ususal thickness of steel plate flues under 50m long is 6.00mm, from 50 to 100m is 8.00mm, for 100 to 150m is 10.00mm and above this height 12.00mm (Note: thickest section at base). | Location Adjustment Applicable (See Guidance Notes) - ERC = UK mean of 1.00 | (BEAMS Note 1) The ERC for this item should be added to the total of the ERC of the other P&M items on the site and the Buildings ERC (where applicable) to enable the correct contract size adjustment to be made. ERC of P&M Items + ERC of Building Component’s = Total ERC (net figure rateable items only) to which contract size adjustment should be applied The 2023 Generic Contractors Test Spreadsheet has this facility built into the programme - it is recommended you undertake all contractors test valuations using this spreadsheet. (Details on the application of contract size adjustments can be found in the RCG 2023 Guidance notes). Where RV is calculated using the comparative method (rental method) the contract size adjustment should be made as follows: Select - SCAT code box ""P and M as an addition” within the 2023 Generic Contractors Test Spreadsheet facility. Or Where the spreadsheet is not used take the: Reciprocal of statutory de-capitalisation rate (i.e. 5% reciprocal = 20) multiply by rateable value of the buildings (before any overall end allowances are made and after making a notional deduction for the land value) and add to the ERC of P&M. Use resultant figure to calculate contract size adjustment. (Guidance Notes - Section 6) | Cost is per metre above ground level. Cost does not include foundation bases, Aviation Warning Lights, access ladders or platforms. Please refer to separate RCG Category for Foundation Bases Code 30001F >500cu.m. or 300045 50cu.m. - 250cu.m. For Aviation lights see Chimney Accessory RCG code 32F15S1. For Access ladders see Chimney Accessory RCG codes 32F15S2 30m high or 32F15S3 60m High. For Lightning conductors see Separate RCG Category for Lightning Conductors. | Request copies of plans and annual mandatory inspection reports. Ascertain base diameter and height. Identify presence of aviation warning lights, lightning conductors, obtain photograph of chimney stack and overall view of base. Note any adjacent and associated plant & machinery suchs as flues, ducts etc | Refer to Rating Manual Part 5 Plant and Machinery and Practice note 1 Plant and Machinery | Refer to Rating Manual Part 5 Plant and Machinery and Practice note 1 Plant and Machinery | Flues and Ducts | Referencer to identify on site | - | photo missing | photo missing | 10041 |  | m | m ht | 3 - INDUSTRIAL | David Grace | Jim Allen | 2106.2252 | Option 2 | 2288.3412 | 8.647% | 3207 | 3214.1675 | 52.6% | 40.46% | 3214.1675 | 52.6% | ERC Over-ridden | Ian Walker | VOA_GPN_GOV_UK\7231506 | 2021-01-28 | Low | Blue | High | This ERC is at medium risk due to forming part of a larger hereditament. Lack of evidence due to unable to source new evidence/cost information to support the review of the ERC. There are only a few UK based specialist industrial chimney manufacturers and installers with many UK based firms that once manufactured and supplied industrial chimneys now undertaking inspection and repairs only. The manufacturers/installers contacted have either not responded or when chased by telephone advised they will reply in a couple of days, but still no response. Emailed James Allen, VP facilitator for industrial contractors test valuations, Industrial Crown and Commercial Team confirming via email 05/11/2020 advising that due to lack of response from manufacturers/installers this category will have to be indexed. In terms of Rateable and Non-Rateable elements I have referenced the valuer back to the relevant section of the Rating Manual for further guidance. Determining whether or not an element is rateable is a matter of law and the valuer should be able to apply their own specialist knowledge of Rating to current legislation to determine if an element is rateable or not. This is beyond the scope of the Cost Guide. | TPI adjusted to 322 on ERC | Incorrect CSA note, and not sure why unit size was changed. Reverted to 2017 text as this seemed to be the most logical. | NA | Steel | 1.56 | (BEAMS Note 1) The ERC for this item should be added to the total of the ERC of the other P&M items on the site and the Buildings ERC (where applicable) to enable the correct contract size adjustment to be made. ERC of P&M Items + ERC of Building Component’s = Total ERC (net figure rateable items only) to which contract size adjustment should be applied The 2021 Generic Contractors Test Spreadsheet has this facility built into the programme - it is recommended you undertake all contractors test valuations using this spreadsheet. (Details on the application of contract size adjustments can be found in the RCG 2021 Guidance notes). Where RV is calculated using the comparative method (rental method) the contract size adjustment should be made as follows: Select - SCAT code box "P and M as an addition” within the 2021 Generic Contractors Test Spreadsheet facility. Or Where the spreadsheet is not used take the: Reciprocal of statutory de-capitalisation rate (i.e. 5% reciprocal = 20) multiply by rateable value of the buildings (before any overall end allowances are made and after making a notional deduction for the land value) and add to the ERC of P&M. Use resultant figure to calculate contract size adjustment. (Guidance Notes - Section 6) | photo missing | photo missing | 1 | TRUE
605 | 32F18P | 6938 | 32F18P | Chimneys | Flue Liner | Steel | 8mm plate | Flue Diameter - 2.75m | Mild steel flue liners used in conjunction with reinforced concrete windshields usually forming multi-flue stacks. Generally the air space around the flues is ventilated. Consists of steel base plates bolted down into reinforced concrete foundation slab, sheet steel rolled plates welded at seams, flanges at section joints approx 6.00 to 10.00m long according to access in windshield, cranage and transport available suitable for the height. The ususal thickness of steel plate flues under 50m long is 6.00mm, from 50 to 100m is 8.00mm, for 100 to 150m is 10.00mm and above this height 12.00mm (Note: thickest section at base). | Location Adjustment Applicable (See Guidance Notes) - ERC = UK mean of 1.00 | (BEAMS Note 1) The ERC for this item should be added to the total of the ERC of the other P&M items on the site and the Buildings ERC (where applicable) to enable the correct contract size adjustment to be made. ERC of P&M Items + ERC of Building Component’s = Total ERC (net figure rateable items only) to which contract size adjustment should be applied The 2023 Generic Contractors Test Spreadsheet has this facility built into the programme - it is recommended you undertake all contractors test valuations using this spreadsheet. (Details on the application of contract size adjustments can be found in the RCG 2023 Guidance notes). Where RV is calculated using the comparative method (rental method) the contract size adjustment should be made as follows: Select - SCAT code box ""P and M as an addition” within the 2023 Generic Contractors Test Spreadsheet facility. Or Where the spreadsheet is not used take the: Reciprocal of statutory de-capitalisation rate (i.e. 5% reciprocal = 20) multiply by rateable value of the buildings (before any overall end allowances are made and after making a notional deduction for the land value) and add to the ERC of P&M. Use resultant figure to calculate contract size adjustment. (Guidance Notes - Section 6) | Cost is per metre above ground level. Cost does not include foundation bases, Aviation Warning Lights, access ladders or platforms. Please refer to separate RCG Category for Foundation Bases Code 30001F >500cu.m. or 300045 50cu.m. - 250cu.m. For Aviation lights see Chimney Accessory RCG code 32F15S1. For Access ladders see Chimney Accessory RCG codes 32F15S2 30m high or 32F15S3 60m High. For Lightning conductors see Separate RCG Category for Lightning Conductors. | Request copies of plans and annual mandatory inspection reports. Ascertain base diameter and height. Identify presence of aviation warning lights, lightning conductors, obtain photograph of chimney stack and overall view of base. Note any adjacent and associated plant & machinery suchs as flues, ducts etc | Refer to Rating Manual Part 5 Plant and Machinery and Practice note 1 Plant and Machinery | Refer to Rating Manual Part 5 Plant and Machinery and Practice note 1 Plant and Machinery | Flues and Ducts | Referencer to identify on site | - | photo missing | photo missing | 10041 |  | m | m ht | 3 - INDUSTRIAL | David Grace | Jim Allen | 2315.9916 | Option 2 | 2516.2451 | 8.647% | 3526 | 3533.8805 | 52.59% | 40.44% | 3533.8805 | 52.59% | ERC Over-ridden | Ian Walker | VOA_GPN_GOV_UK\7231506 | 2021-01-28 | Low | Blue | High | This ERC is at medium risk due to forming part of a larger hereditament. Lack of evidence due to unable to source new evidence/cost information to support the review of the ERC. There are only a few UK based specialist industrial chimney manufacturers and installers with many UK based firms that once manufactured and supplied industrial chimneys now undertaking inspection and repairs only. The manufacturers/installers contacted have either not responded or when chased by telephone advised they will reply in a couple of days, but still no response. Emailed James Allen, VP facilitator for industrial contractors test valuations, Industrial Crown and Commercial Team confirming via email 05/11/2020 advising that due to lack of response from manufacturers/installers this category will have to be indexed. In terms of Rateable and Non-Rateable elements I have referenced the valuer back to the relevant section of the Rating Manual for further guidance. Determining whether or not an element is rateable is a matter of law and the valuer should be able to apply their own specialist knowledge of Rating to current legislation to determine if an element is rateable or not. This is beyond the scope of the Cost Guide. | TPI adjusted to 322 on ERC | Incorrect CSA note, and not sure why unit size was changed. Reverted to 2017 text as this seemed to be the most logical. | NA | Steel | 1.56 | (BEAMS Note 1) The ERC for this item should be added to the total of the ERC of the other P&M items on the site and the Buildings ERC (where applicable) to enable the correct contract size adjustment to be made. ERC of P&M Items + ERC of Building Component’s = Total ERC (net figure rateable items only) to which contract size adjustment should be applied The 2021 Generic Contractors Test Spreadsheet has this facility built into the programme - it is recommended you undertake all contractors test valuations using this spreadsheet. (Details on the application of contract size adjustments can be found in the RCG 2021 Guidance notes). Where RV is calculated using the comparative method (rental method) the contract size adjustment should be made as follows: Select - SCAT code box "P and M as an addition” within the 2021 Generic Contractors Test Spreadsheet facility. Or Where the spreadsheet is not used take the: Reciprocal of statutory de-capitalisation rate (i.e. 5% reciprocal = 20) multiply by rateable value of the buildings (before any overall end allowances are made and after making a notional deduction for the land value) and add to the ERC of P&M. Use resultant figure to calculate contract size adjustment. (Guidance Notes - Section 6) | photo missing | photo missing | 1 | TRUE
606 | 32F18R | 6940 | 32F18R | Chimneys | Flue Liner | Steel | 8mm plate | Flue Diameter - 3m | Mild steel flue liners used in conjunction with reinforced concrete windshields usually forming multi-flue stacks. Generally the air space around the flues is ventilated. Consists of steel base plates bolted down into reinforced concrete foundation slab, sheet steel rolled plates welded at seams, flanges at section joints approx 6.00 to 10.00m long according to access in windshield, cranage and transport available suitable for the height. The ususal thickness of steel plate flues under 50m long is 6.00mm, from 50 to 100m is 8.00mm, for 100 to 150m is 10.00mm and above this height 12.00mm (Note: thickest section at base). | Location Adjustment Applicable (See Guidance Notes) - ERC = UK mean of 1.00 | (BEAMS Note 1) The ERC for this item should be added to the total of the ERC of the other P&M items on the site and the Buildings ERC (where applicable) to enable the correct contract size adjustment to be made. ERC of P&M Items + ERC of Building Component’s = Total ERC (net figure rateable items only) to which contract size adjustment should be applied The 2023 Generic Contractors Test Spreadsheet has this facility built into the programme - it is recommended you undertake all contractors test valuations using this spreadsheet. (Details on the application of contract size adjustments can be found in the RCG 2023 Guidance notes). Where RV is calculated using the comparative method (rental method) the contract size adjustment should be made as follows: Select - SCAT code box ""P and M as an addition” within the 2023 Generic Contractors Test Spreadsheet facility. Or Where the spreadsheet is not used take the: Reciprocal of statutory de-capitalisation rate (i.e. 5% reciprocal = 20) multiply by rateable value of the buildings (before any overall end allowances are made and after making a notional deduction for the land value) and add to the ERC of P&M. Use resultant figure to calculate contract size adjustment. (Guidance Notes - Section 6) | Cost is per metre above ground level. Cost does not include foundation bases, Aviation Warning Lights, access ladders or platforms. Please refer to separate RCG Category for Foundation Bases Code 30001F >500cu.m. or 300045 50cu.m. - 250cu.m. For Aviation lights see Chimney Accessory RCG code 32F15S1. For Access ladders see Chimney Accessory RCG codes 32F15S2 30m high or 32F15S3 60m High. For Lightning conductors see Separate RCG Category for Lightning Conductors. | Request copies of plans and annual mandatory inspection reports. Ascertain base diameter and height. Identify presence of aviation warning lights, lightning conductors, obtain photograph of chimney stack and overall view of base. Note any adjacent and associated plant & machinery suchs as flues, ducts etc | Refer to Rating Manual Part 5 Plant and Machinery and Practice note 1 Plant and Machinery | Refer to Rating Manual Part 5 Plant and Machinery and Practice note 1 Plant and Machinery | Flues and Ducts | Referencer to identify on site | - | photo missing | photo missing | 10041 |  | m | m ht | 3 - INDUSTRIAL | David Grace | Jim Allen | 2521.4769 | Option 2 | 2739.4979 | 8.647% | 3839 | 3847.58 | 52.59% | 40.45% | 3847.58 | 52.59% | ERC Over-ridden | Ian Walker | VOA_GPN_GOV_UK\7231506 | 2021-01-28 | Low | Blue | High | This ERC is at medium risk due to forming part of a larger hereditament. Lack of evidence due to unable to source new evidence/cost information to support the review of the ERC. There are only a few UK based specialist industrial chimney manufacturers and installers with many UK based firms that once manufactured and supplied industrial chimneys now undertaking inspection and repairs only. The manufacturers/installers contacted have either not responded or when chased by telephone advised they will reply in a couple of days, but still no response. Emailed James Allen, VP facilitator for industrial contractors test valuations, Industrial Crown and Commercial Team confirming via email 05/11/2020 advising that due to lack of response from manufacturers/installers this category will have to be indexed. In terms of Rateable and Non-Rateable elements I have referenced the valuer back to the relevant section of the Rating Manual for further guidance. Determining whether or not an element is rateable is a matter of law and the valuer should be able to apply their own specialist knowledge of Rating to current legislation to determine if an element is rateable or not. This is beyond the scope of the Cost Guide. | TPI adjusted to 322 on ERC | Incorrect CSA note, and not sure why unit size was changed. Reverted to 2017 text as this seemed to be the most logical. | NA | Steel | 1.56 | (BEAMS Note 1) The ERC for this item should be added to the total of the ERC of the other P&M items on the site and the Buildings ERC (where applicable) to enable the correct contract size adjustment to be made. ERC of P&M Items + ERC of Building Component’s = Total ERC (net figure rateable items only) to which contract size adjustment should be applied The 2021 Generic Contractors Test Spreadsheet has this facility built into the programme - it is recommended you undertake all contractors test valuations using this spreadsheet. (Details on the application of contract size adjustments can be found in the RCG 2021 Guidance notes). Where RV is calculated using the comparative method (rental method) the contract size adjustment should be made as follows: Select - SCAT code box "P and M as an addition” within the 2021 Generic Contractors Test Spreadsheet facility. Or Where the spreadsheet is not used take the: Reciprocal of statutory de-capitalisation rate (i.e. 5% reciprocal = 20) multiply by rateable value of the buildings (before any overall end allowances are made and after making a notional deduction for the land value) and add to the ERC of P&M. Use resultant figure to calculate contract size adjustment. (Guidance Notes - Section 6) | photo missing | photo missing | 1 | TRUE
607 | 32F18T | 6730 | 32F18T | Chimneys | Flue Liner | Steel | 8mm plate | Flue Diameter - 3.25m | Mild steel flue liners used in conjunction with reinforced concrete windshields usually forming multi-flue stacks. Generally the air space around the flues is ventilated. Consists of steel base plates bolted down into reinforced concrete foundation slab, sheet steel rolled plates welded at seams, flanges at section joints approx 6.00 to 10.00m long according to access in windshield, cranage and transport available suitable for the height. The ususal thickness of steel plate flues under 50m long is 6.00mm, from 50 to 100m is 8.00mm, for 100 to 150m is 10.00mm and above this height 12.00mm (Note: thickest section at base). | Location Adjustment Applicable (See Guidance Notes) - ERC = UK mean of 1.00 | (BEAMS Note 1) The ERC for this item should be added to the total of the ERC of the other P&M items on the site and the Buildings ERC (where applicable) to enable the correct contract size adjustment to be made. ERC of P&M Items + ERC of Building Component’s = Total ERC (net figure rateable items only) to which contract size adjustment should be applied The 2023 Generic Contractors Test Spreadsheet has this facility built into the programme - it is recommended you undertake all contractors test valuations using this spreadsheet. (Details on the application of contract size adjustments can be found in the RCG 2023 Guidance notes). Where RV is calculated using the comparative method (rental method) the contract size adjustment should be made as follows: Select - SCAT code box ""P and M as an addition” within the 2023 Generic Contractors Test Spreadsheet facility. Or Where the spreadsheet is not used take the: Reciprocal of statutory de-capitalisation rate (i.e. 5% reciprocal = 20) multiply by rateable value of the buildings (before any overall end allowances are made and after making a notional deduction for the land value) and add to the ERC of P&M. Use resultant figure to calculate contract size adjustment. (Guidance Notes - Section 6) | Cost is per metre above ground level. Cost does not include foundation bases, Aviation Warning Lights, access ladders or platforms. Please refer to separate RCG Category for Foundation Bases Code 30001F >500cu.m. or 300045 50cu.m. - 250cu.m. For Aviation lights see Chimney Accessory RCG code 32F15S1. For Access ladders see Chimney Accessory RCG codes 32F15S2 30m high or 32F15S3 60m High. For Lightning conductors see Separate RCG Category for Lightning Conductors. | Request copies of plans and annual mandatory inspection reports. Ascertain base diameter and height. Identify presence of aviation warning lights, lightning conductors, obtain photograph of chimney stack and overall view of base. Note any adjacent and associated plant & machinery suchs as flues, ducts etc | Refer to Rating Manual Part 5 Plant and Machinery and Practice note 1 Plant and Machinery | Refer to Rating Manual Part 5 Plant and Machinery and Practice note 1 Plant and Machinery | Flues and Ducts | Referencer to identify on site | - | photo missing | photo missing | 10041 |  | m | m ht | 3 - INDUSTRIAL | David Grace | Jim Allen | 2731.2433 | Option 2 | 2967.4018 | 8.647% | 4158 | 4167.293 | 52.58% | 40.44% | 4167.293 | 52.58% | ERC Over-ridden | Ian Walker | VOA_GPN_GOV_UK\7231506 | 2021-01-28 | Low | Blue | High | This ERC is at medium risk due to forming part of a larger hereditament. Lack of evidence due to unable to source new evidence/cost information to support the review of the ERC. There are only a few UK based specialist industrial chimney manufacturers and installers with many UK based firms that once manufactured and supplied industrial chimneys now undertaking inspection and repairs only. The manufacturers/installers contacted have either not responded or when chased by telephone advised they will reply in a couple of days, but still no response. Emailed James Allen, VP facilitator for industrial contractors test valuations, Industrial Crown and Commercial Team confirming via email 05/11/2020 advising that due to lack of response from manufacturers/installers this category will have to be indexed. In terms of Rateable and Non-Rateable elements I have referenced the valuer back to the relevant section of the Rating Manual for further guidance. Determining whether or not an element is rateable is a matter of law and the valuer should be able to apply their own specialist knowledge of Rating to current legislation to determine if an element is rateable or not. This is beyond the scope of the Cost Guide. | TPI adjusted to 322 on Erc | Incorrect CSA note, and not sure why unit size was changed. Reverted to 2017 text as this seemed to be the most logical. | NA | Steel | 1.56 | (BEAMS Note 1) The ERC for this item should be added to the total of the ERC of the other P&M items on the site and the Buildings ERC (where applicable) to enable the correct contract size adjustment to be made. ERC of P&M Items + ERC of Building Component’s = Total ERC (net figure rateable items only) to which contract size adjustment should be applied The 2021 Generic Contractors Test Spreadsheet has this facility built into the programme - it is recommended you undertake all contractors test valuations using this spreadsheet. (Details on the application of contract size adjustments can be found in the RCG 2021 Guidance notes). Where RV is calculated using the comparative method (rental method) the contract size adjustment should be made as follows: Select - SCAT code box "P and M as an addition” within the 2021 Generic Contractors Test Spreadsheet facility. Or Where the spreadsheet is not used take the: Reciprocal of statutory de-capitalisation rate (i.e. 5% reciprocal = 20) multiply by rateable value of the buildings (before any overall end allowances are made and after making a notional deduction for the land value) and add to the ERC of P&M. Use resultant figure to calculate contract size adjustment. (Guidance Notes - Section 6) | photo missing | photo missing | 1 | TRUE
608 | 32F18V | 6731 | 32F18V | Chimneys | Flue Liner | Steel | 8mm plate | Flue Diameter - 3.5m | Mild steel flue liners used in conjunction with reinforced concrete windshields usually forming multi-flue stacks. Generally the air space around the flues is ventilated. Consists of steel base plates bolted down into reinforced concrete foundation slab, sheet steel rolled plates welded at seams, flanges at section joints approx 6.00 to 10.00m long according to access in windshield, cranage and transport available suitable for the height. The ususal thickness of steel plate flues under 50m long is 6.00mm, from 50 to 100m is 8.00mm, for 100 to 150m is 10.00mm and above this height 12.00mm (Note: thickest section at base). | Location Adjustment Applicable (See Guidance Notes) - ERC = UK mean of 1.00 | (BEAMS Note 1) The ERC for this item should be added to the total of the ERC of the other P&M items on the site and the Buildings ERC (where applicable) to enable the correct contract size adjustment to be made. ERC of P&M Items + ERC of Building Component’s = Total ERC (net figure rateable items only) to which contract size adjustment should be applied The 2023 Generic Contractors Test Spreadsheet has this facility built into the programme - it is recommended you undertake all contractors test valuations using this spreadsheet. (Details on the application of contract size adjustments can be found in the RCG 2023 Guidance notes). Where RV is calculated using the comparative method (rental method) the contract size adjustment should be made as follows: Select - SCAT code box ""P and M as an addition” within the 2023 Generic Contractors Test Spreadsheet facility. Or Where the spreadsheet is not used take the: Reciprocal of statutory de-capitalisation rate (i.e. 5% reciprocal = 20) multiply by rateable value of the buildings (before any overall end allowances are made and after making a notional deduction for the land value) and add to the ERC of P&M. Use resultant figure to calculate contract size adjustment. (Guidance Notes - Section 6) | Cost is per metre above ground level. Cost does not include foundation bases, Aviation Warning Lights, access ladders or platforms. Please refer to separate RCG Category for Foundation Bases Code 30001F >500cu.m. or 300045 50cu.m. - 250cu.m. For Aviation lights see Chimney Accessory RCG code 32F15S1. For Access ladders see Chimney Accessory RCG codes 32F15S2 30m high or 32F15S3 60m High. For Lightning conductors see Separate RCG Category for Lightning Conductors. | Request copies of plans and annual mandatory inspection reports. Ascertain base diameter and height. Identify presence of aviation warning lights, lightning conductors, obtain photograph of chimney stack and overall view of base. Note any adjacent and associated plant & machinery suchs as flues, ducts etc | Refer to Rating Manual Part 5 Plant and Machinery and Practice note 1 Plant and Machinery | Refer to Rating Manual Part 5 Plant and Machinery and Practice note 1 Plant and Machinery | Flues and Ducts | Referencer to identify on site | - | photo missing | photo missing | 10041 |  | m | m ht | 3 - INDUSTRIAL | David Grace | Jim Allen | 2953.8524 | Option 2 | 3209.259 | 8.647% | 4498 | 4508.0528 | 52.62% | 40.47% | 4508.0528 | 52.62% | ERC Over-ridden | Ian Walker | VOA_GPN_GOV_UK\7231506 | 2021-01-28 | Low | Blue | High | This ERC is at medium risk due to forming part of a larger hereditament. Lack of evidence due to unable to source new evidence/cost information to support the review of the ERC. There are only a few UK based specialist industrial chimney manufacturers and installers with many UK based firms that once manufactured and supplied industrial chimneys now undertaking inspection and repairs only. The manufacturers/installers contacted have either not responded or when chased by telephone advised they will reply in a couple of days, but still no response. Emailed James Allen, VP facilitator for industrial contractors test valuations, Industrial Crown and Commercial Team confirming via email 05/11/2020 advising that due to lack of response from manufacturers/installers this category will have to be indexed. In terms of Rateable and Non-Rateable elements I have referenced the valuer back to the relevant section of the Rating Manual for further guidance. Determining whether or not an element is rateable is a matter of law and the valuer should be able to apply their own specialist knowledge of Rating to current legislation to determine if an element is rateable or not. This is beyond the scope of the Cost Guide. | TPI adjusted to 322 on ERC | Incorrect CSA note, and not sure why unit size was changed. Reverted to 2017 text as this seemed to be the most logical. | NA | Steel | 1.56 | (BEAMS Note 1) The ERC for this item should be added to the total of the ERC of the other P&M items on the site and the Buildings ERC (where applicable) to enable the correct contract size adjustment to be made. ERC of P&M Items + ERC of Building Component’s = Total ERC (net figure rateable items only) to which contract size adjustment should be applied The 2021 Generic Contractors Test Spreadsheet has this facility built into the programme - it is recommended you undertake all contractors test valuations using this spreadsheet. (Details on the application of contract size adjustments can be found in the RCG 2021 Guidance notes). Where RV is calculated using the comparative method (rental method) the contract size adjustment should be made as follows: Select - SCAT code box "P and M as an addition” within the 2021 Generic Contractors Test Spreadsheet facility. Or Where the spreadsheet is not used take the: Reciprocal of statutory de-capitalisation rate (i.e. 5% reciprocal = 20) multiply by rateable value of the buildings (before any overall end allowances are made and after making a notional deduction for the land value) and add to the ERC of P&M. Use resultant figure to calculate contract size adjustment. (Guidance Notes - Section 6) | photo missing | photo missing | 1 | TRUE
609 | 32F19A | 6732 | 32F19A | Chimneys | Flue Liner | Steel | 10mm plate | Flue Diameter - 1m | Mild steel flue liners used in conjunction with reinforced concrete windshields usually forming multi-flue stacks. Generally the air space around the flues is ventilated. Consists of steel base plates bolted down into reinforced concrete foundation slab, sheet steel rolled plates welded at seams, flanges at section joints approx 6.00 to 10.00m long according to access in windshield, cranage and transport available suitable for the height. The ususal thickness of steel plate flues under 50m long is 6.00mm, from 50 to 100m is 8.00mm, for 100 to 150m is 10.00mm and above this height 12.00mm (Note: thickest section at base). | Location Adjustment Applicable (See Guidance Notes) - ERC = UK mean of 1.00 | (BEAMS Note 1) The ERC for this item should be added to the total of the ERC of the other P&M items on the site and the Buildings ERC (where applicable) to enable the correct contract size adjustment to be made. ERC of P&M Items + ERC of Building Component’s = Total ERC (net figure rateable items only) to which contract size adjustment should be applied The 2023 Generic Contractors Test Spreadsheet has this facility built into the programme - it is recommended you undertake all contractors test valuations using this spreadsheet. (Details on the application of contract size adjustments can be found in the RCG 2023 Guidance notes). Where RV is calculated using the comparative method (rental method) the contract size adjustment should be made as follows: Select - SCAT code box ""P and M as an addition” within the 2023 Generic Contractors Test Spreadsheet facility. Or Where the spreadsheet is not used take the: Reciprocal of statutory de-capitalisation rate (i.e. 5% reciprocal = 20) multiply by rateable value of the buildings (before any overall end allowances are made and after making a notional deduction for the land value) and add to the ERC of P&M. Use resultant figure to calculate contract size adjustment. (Guidance Notes - Section 6) | Cost is per metre above ground level. Cost does not include foundation bases, Aviation Warning Lights, access ladders or platforms. Please refer to separate RCG Category for Foundation Bases Code 30001F >500cu.m. or 300045 50cu.m. - 250cu.m. For Aviation lights see Chimney Accessory RCG code 32F15S1. For Access ladders see Chimney Accessory RCG codes 32F15S2 30m high or 32F15S3 60m High. For Lightning conductors see Separate RCG Category for Lightning Conductors. | Request copies of plans and annual mandatory inspection reports. Ascertain base diameter and height. Identify presence of aviation warning lights, lightning conductors, obtain photograph of chimney stack and overall view of base. Note any adjacent and associated plant & machinery suchs as flues, ducts etc | Refer to Rating Manual Part 5 Plant and Machinery and Practice note 1 Plant and Machinery | Refer to Rating Manual Part 5 Plant and Machinery and Practice note 1 Plant and Machinery | Flues and Ducts | Referencer to identify on site | - | photo missing | photo missing | 10041 |  | m | m ht | 3 - INDUSTRIAL | David Grace | Jim Allen | 1044.5507 | Option 2 | 1134.8684 | 8.647% | 1591 | 1594.5558 | 52.65% | 40.51% | 1594.5558 | 52.65% | ERC Over-ridden | Ian Walker | VOA_GPN_GOV_UK\7231506 | 2021-01-28 | Low | Blue | High | This ERC is at medium risk due to forming part of a larger hereditament. Lack of evidence due to unable to source new evidence/cost information to support the review of the ERC. There are only a few UK based specialist industrial chimney manufacturers and installers with many UK based firms that once manufactured and supplied industrial chimneys now undertaking inspection and repairs only. The manufacturers/installers contacted have either not responded or when chased by telephone advised they will reply in a couple of days, but still no response. Emailed James Allen, VP facilitator for industrial contractors test valuations, Industrial Crown and Commercial Team confirming via email 05/11/2020 advising that due to lack of response from manufacturers/installers this category will have to be indexed. In terms of Rateable and Non-Rateable elements I have referenced the valuer back to the relevant section of the Rating Manual for further guidance. Determining whether or not an element is rateable is a matter of law and the valuer should be able to apply their own specialist knowledge of Rating to current legislation to determine if an element is rateable or not. This is beyond the scope of the Cost Guide. | TPI adjusted to 322 on ERC | Incorrect CSA note, and not sure why unit size was changed. Reverted to 2017 text as this seemed to be the most logical. | NA | Steel | 1.56 | (BEAMS Note 1) The ERC for this item should be added to the total of the ERC of the other P&M items on the site and the Buildings ERC (where applicable) to enable the correct contract size adjustment to be made. ERC of P&M Items + ERC of Building Component’s = Total ERC (net figure rateable items only) to which contract size adjustment should be applied The 2021 Generic Contractors Test Spreadsheet has this facility built into the programme - it is recommended you undertake all contractors test valuations using this spreadsheet. (Details on the application of contract size adjustments can be found in the RCG 2021 Guidance notes). Where RV is calculated using the comparative method (rental method) the contract size adjustment should be made as follows: Select - SCAT code box "P and M as an addition” within the 2021 Generic Contractors Test Spreadsheet facility. Or Where the spreadsheet is not used take the: Reciprocal of statutory de-capitalisation rate (i.e. 5% reciprocal = 20) multiply by rateable value of the buildings (before any overall end allowances are made and after making a notional deduction for the land value) and add to the ERC of P&M. Use resultant figure to calculate contract size adjustment. (Guidance Notes - Section 6) | photo missing | photo missing | 1 | TRUE
610 | 32F19C | 6733 | 32F19C | Chimneys | Flue Liner | Steel | 10mm plate | Flue Diameter - 1.25m | Mild steel flue liners used in conjunction with reinforced concrete windshields usually forming multi-flue stacks. Generally the air space around the flues is ventilated. Consists of steel base plates bolted down into reinforced concrete foundation slab, sheet steel rolled plates welded at seams, flanges at section joints approx 6.00 to 10.00m long according to access in windshield, cranage and transport available suitable for the height. The ususal thickness of steel plate flues under 50m long is 6.00mm, from 50 to 100m is 8.00mm, for 100 to 150m is 10.00mm and above this height 12.00mm (Note: thickest section at base). | Location Adjustment Applicable (See Guidance Notes) - ERC = UK mean of 1.00 | (BEAMS Note 1) The ERC for this item should be added to the total of the ERC of the other P&M items on the site and the Buildings ERC (where applicable) to enable the correct contract size adjustment to be made. ERC of P&M Items + ERC of Building Component’s = Total ERC (net figure rateable items only) to which contract size adjustment should be applied The 2023 Generic Contractors Test Spreadsheet has this facility built into the programme - it is recommended you undertake all contractors test valuations using this spreadsheet. (Details on the application of contract size adjustments can be found in the RCG 2023 Guidance notes). Where RV is calculated using the comparative method (rental method) the contract size adjustment should be made as follows: Select - SCAT code box ""P and M as an addition” within the 2023 Generic Contractors Test Spreadsheet facility. Or Where the spreadsheet is not used take the: Reciprocal of statutory de-capitalisation rate (i.e. 5% reciprocal = 20) multiply by rateable value of the buildings (before any overall end allowances are made and after making a notional deduction for the land value) and add to the ERC of P&M. Use resultant figure to calculate contract size adjustment. (Guidance Notes - Section 6) | Cost is per metre above ground level. Cost does not include foundation bases, Aviation Warning Lights, access ladders or platforms. Please refer to separate RCG Category for Foundation Bases Code 30001F >500cu.m. or 300045 50cu.m. - 250cu.m. For Aviation lights see Chimney Accessory RCG code 32F15S1. For Access ladders see Chimney Accessory RCG codes 32F15S2 30m high or 32F15S3 60m High. For Lightning conductors see Separate RCG Category for Lightning Conductors. | Request copies of plans and annual mandatory inspection reports. Ascertain base diameter and height. Identify presence of aviation warning lights, lightning conductors, obtain photograph of chimney stack and overall view of base. Note any adjacent and associated plant & machinery suchs as flues, ducts etc | Refer to Rating Manual Part 5 Plant and Machinery and Practice note 1 Plant and Machinery | Refer to Rating Manual Part 5 Plant and Machinery and Practice note 1 Plant and Machinery | Flues and Ducts | Referencer to identify on site | - | photo missing | photo missing | 10041 |  | m | m ht | 3 - INDUSTRIAL | David Grace | Jim Allen | 1309.9693 | Option 2 | 1423.2366 | 8.647% | 1994 | 1998.4565 | 52.56% | 40.42% | 1998.4565 | 52.56% | ERC Over-ridden | Ian Walker | VOA_GPN_GOV_UK\7231506 | 2021-01-28 | Low | Blue | High | This ERC is at medium risk due to forming part of a larger hereditament. Lack of evidence due to unable to source new evidence/cost information to support the review of the ERC. There are only a few UK based specialist industrial chimney manufacturers and installers with many UK based firms that once manufactured and supplied industrial chimneys now undertaking inspection and repairs only. The manufacturers/installers contacted have either not responded or when chased by telephone advised they will reply in a couple of days, but still no response. Emailed James Allen, VP facilitator for industrial contractors test valuations, Industrial Crown and Commercial Team confirming via email 05/11/2020 advising that due to lack of response from manufacturers/installers this category will have to be indexed. In terms of Rateable and Non-Rateable elements I have referenced the valuer back to the relevant section of the Rating Manual for further guidance. Determining whether or not an element is rateable is a matter of law and the valuer should be able to apply their own specialist knowledge of Rating to current legislation to determine if an element is rateable or not. This is beyond the scope of the Cost Guide. | TPI adjusted to 322 on ERC | Incorrect CSA note, and not sure why unit size was changed. Reverted to 2017 text as this seemed to be the most logical. | NA | Steel | 1.56 | (BEAMS Note 1) The ERC for this item should be added to the total of the ERC of the other P&M items on the site and the Buildings ERC (where applicable) to enable the correct contract size adjustment to be made. ERC of P&M Items + ERC of Building Component’s = Total ERC (net figure rateable items only) to which contract size adjustment should be applied The 2021 Generic Contractors Test Spreadsheet has this facility built into the programme - it is recommended you undertake all contractors test valuations using this spreadsheet. (Details on the application of contract size adjustments can be found in the RCG 2021 Guidance notes). Where RV is calculated using the comparative method (rental method) the contract size adjustment should be made as follows: Select - SCAT code box "P and M as an addition” within the 2021 Generic Contractors Test Spreadsheet facility. Or Where the spreadsheet is not used take the: Reciprocal of statutory de-capitalisation rate (i.e. 5% reciprocal = 20) multiply by rateable value of the buildings (before any overall end allowances are made and after making a notional deduction for the land value) and add to the ERC of P&M. Use resultant figure to calculate contract size adjustment. (Guidance Notes - Section 6) | photo missing | photo missing | 1 | TRUE
611 | 32F19E | 6734 | 32F19E | Chimneys | Flue Liner | Steel | 10mm plate | Flue Diameter - 1.5m | Mild steel flue liners used in conjunction with reinforced concrete windshields usually forming multi-flue stacks. Generally the air space around the flues is ventilated. Consists of steel base plates bolted down into reinforced concrete foundation slab, sheet steel rolled plates welded at seams, flanges at section joints approx 6.00 to 10.00m long according to access in windshield, cranage and transport available suitable for the height. The ususal thickness of steel plate flues under 50m long is 6.00mm, from 50 to 100m is 8.00mm, for 100 to 150m is 10.00mm and above this height 12.00mm (Note: thickest section at base). | Location Adjustment Applicable (See Guidance Notes) - ERC = UK mean of 1.00 | (BEAMS Note 1) The ERC for this item should be added to the total of the ERC of the other P&M items on the site and the Buildings ERC (where applicable) to enable the correct contract size adjustment to be made. ERC of P&M Items + ERC of Building Component’s = Total ERC (net figure rateable items only) to which contract size adjustment should be applied The 2023 Generic Contractors Test Spreadsheet has this facility built into the programme - it is recommended you undertake all contractors test valuations using this spreadsheet. (Details on the application of contract size adjustments can be found in the RCG 2023 Guidance notes). Where RV is calculated using the comparative method (rental method) the contract size adjustment should be made as follows: Select - SCAT code box ""P and M as an addition” within the 2023 Generic Contractors Test Spreadsheet facility. Or Where the spreadsheet is not used take the: Reciprocal of statutory de-capitalisation rate (i.e. 5% reciprocal = 20) multiply by rateable value of the buildings (before any overall end allowances are made and after making a notional deduction for the land value) and add to the ERC of P&M. Use resultant figure to calculate contract size adjustment. (Guidance Notes - Section 6) | Cost is per metre above ground level. Cost does not include foundation bases, Aviation Warning Lights, access ladders or platforms. Please refer to separate RCG Category for Foundation Bases Code 30001F >500cu.m. or 300045 50cu.m. - 250cu.m. For Aviation lights see Chimney Accessory RCG code 32F15S1. For Access ladders see Chimney Accessory RCG codes 32F15S2 30m high or 32F15S3 60m High. For Lightning conductors see Separate RCG Category for Lightning Conductors. | Request copies of plans and annual mandatory inspection reports. Ascertain base diameter and height. Identify presence of aviation warning lights, lightning conductors, obtain photograph of chimney stack and overall view of base. Note any adjacent and associated plant & machinery suchs as flues, ducts etc | Refer to Rating Manual Part 5 Plant and Machinery and Practice note 1 Plant and Machinery | Refer to Rating Manual Part 5 Plant and Machinery and Practice note 1 Plant and Machinery | Flues and Ducts | Referencer to identify on site | - | photo missing | photo missing | 10041 |  | m | m ht | 3 - INDUSTRIAL | David Grace | Jim Allen | 1571.107 | Option 2 | 1706.9537 | 8.647% | 2392 | 2397.346 | 52.59% | 40.45% | 2397.346 | 52.59% | ERC Over-ridden | Ian Walker | VOA_GPN_GOV_UK\7231506 | 2021-01-28 | Low | Blue | High | This ERC is at medium risk due to forming part of a larger hereditament. Lack of evidence due to unable to source new evidence/cost information to support the review of the ERC. There are only a few UK based specialist industrial chimney manufacturers and installers with many UK based firms that once manufactured and supplied industrial chimneys now undertaking inspection and repairs only. The manufacturers/installers contacted have either not responded or when chased by telephone advised they will reply in a couple of days, but still no response. Emailed James Allen, VP facilitator for industrial contractors test valuations, Industrial Crown and Commercial Team confirming via email 05/11/2020 advising that due to lack of response from manufacturers/installers this category will have to be indexed. In terms of Rateable and Non-Rateable elements I have referenced the valuer back to the relevant section of the Rating Manual for further guidance. Determining whether or not an element is rateable is a matter of law and the valuer should be able to apply their own specialist knowledge of Rating to current legislation to determine if an element is rateable or not. This is beyond the scope of the Cost Guide. | TPI adjusted to 322 on ERC | Incorrect CSA note, and not sure why unit size was changed. Reverted to 2017 text as this seemed to be the most logical. | NA | Steel | 1.56 | (BEAMS Note 1) The ERC for this item should be added to the total of the ERC of the other P&M items on the site and the Buildings ERC (where applicable) to enable the correct contract size adjustment to be made. ERC of P&M Items + ERC of Building Component’s = Total ERC (net figure rateable items only) to which contract size adjustment should be applied The 2021 Generic Contractors Test Spreadsheet has this facility built into the programme - it is recommended you undertake all contractors test valuations using this spreadsheet. (Details on the application of contract size adjustments can be found in the RCG 2021 Guidance notes). Where RV is calculated using the comparative method (rental method) the contract size adjustment should be made as follows: Select - SCAT code box "P and M as an addition” within the 2021 Generic Contractors Test Spreadsheet facility. Or Where the spreadsheet is not used take the: Reciprocal of statutory de-capitalisation rate (i.e. 5% reciprocal = 20) multiply by rateable value of the buildings (before any overall end allowances are made and after making a notional deduction for the land value) and add to the ERC of P&M. Use resultant figure to calculate contract size adjustment. (Guidance Notes - Section 6) | photo missing | photo missing | 1 | TRUE
612 | 32F19F | 6735 | 32F19F | Chimneys | Flue Liner | Steel | 10mm plate | Flue Diameter - 1.75m | Mild steel flue liners used in conjunction with reinforced concrete windshields usually forming multi-flue stacks. Generally the air space around the flues is ventilated. Consists of steel base plates bolted down into reinforced concrete foundation slab, sheet steel rolled plates welded at seams, flanges at section joints approx 6.00 to 10.00m long according to access in windshield, cranage and transport available suitable for the height. The ususal thickness of steel plate flues under 50m long is 6.00mm, from 50 to 100m is 8.00mm, for 100 to 150m is 10.00mm and above this height 12.00mm (Note: thickest section at base). | Location Adjustment Applicable (See Guidance Notes) - ERC = UK mean of 1.00 | (BEAMS Note 1) The ERC for this item should be added to the total of the ERC of the other P&M items on the site and the Buildings ERC (where applicable) to enable the correct contract size adjustment to be made. ERC of P&M Items + ERC of Building Component’s = Total ERC (net figure rateable items only) to which contract size adjustment should be applied The 2023 Generic Contractors Test Spreadsheet has this facility built into the programme - it is recommended you undertake all contractors test valuations using this spreadsheet. (Details on the application of contract size adjustments can be found in the RCG 2023 Guidance notes). Where RV is calculated using the comparative method (rental method) the contract size adjustment should be made as follows: Select - SCAT code box ""P and M as an addition” within the 2023 Generic Contractors Test Spreadsheet facility. Or Where the spreadsheet is not used take the: Reciprocal of statutory de-capitalisation rate (i.e. 5% reciprocal = 20) multiply by rateable value of the buildings (before any overall end allowances are made and after making a notional deduction for the land value) and add to the ERC of P&M. Use resultant figure to calculate contract size adjustment. (Guidance Notes - Section 6) | Cost is per metre above ground level. Cost does not include foundation bases, Aviation Warning Lights, access ladders or platforms. Please refer to separate RCG Category for Foundation Bases Code 30001F >500cu.m. or 300045 50cu.m. - 250cu.m. For Aviation lights see Chimney Accessory RCG code 32F15S1. For Access ladders see Chimney Accessory RCG codes 32F15S2 30m high or 32F15S3 60m High. For Lightning conductors see Separate RCG Category for Lightning Conductors. | Request copies of plans and annual mandatory inspection reports. Ascertain base diameter and height. Identify presence of aviation warning lights, lightning conductors, obtain photograph of chimney stack and overall view of base. Note any adjacent and associated plant & machinery suchs as flues, ducts etc | Refer to Rating Manual Part 5 Plant and Machinery and Practice note 1 Plant and Machinery | Refer to Rating Manual Part 5 Plant and Machinery and Practice note 1 Plant and Machinery | Flues and Ducts | Referencer to identify on site | - | photo missing | photo missing | 10041 |  | m | m ht | 3 - INDUSTRIAL | David Grace | Jim Allen | 1836.5257 | Option 2 | 1995.3219 | 8.647% | 2797 | 2803.2512 | 52.64% | 40.49% | 2803.2512 | 52.64% | ERC Over-ridden | Ian Walker | VOA_GPN_GOV_UK\7231506 | 2021-01-28 | Low | Blue | High | This ERC is at medium risk due to forming part of a larger hereditament. Lack of evidence due to unable to source new evidence/cost information to support the review of the ERC. There are only a few UK based specialist industrial chimney manufacturers and installers with many UK based firms that once manufactured and supplied industrial chimneys now undertaking inspection and repairs only. The manufacturers/installers contacted have either not responded or when chased by telephone advised they will reply in a couple of days, but still no response. Emailed James Allen, VP facilitator for industrial contractors test valuations, Industrial Crown and Commercial Team confirming via email 05/11/2020 advising that due to lack of response from manufacturers/installers this category will have to be indexed. In terms of Rateable and Non-Rateable elements I have referenced the valuer back to the relevant section of the Rating Manual for further guidance. Determining whether or not an element is rateable is a matter of law and the valuer should be able to apply their own specialist knowledge of Rating to current legislation to determine if an element is rateable or not. This is beyond the scope of the Cost Guide. | TPI adjusted to 322 on ERC | Incorrect CSA note, and not sure why unit size was changed. Reverted to 2017 text as this seemed to be the most logical. | NA | Steel | 1.56 | (BEAMS Note 1) The ERC for this item should be added to the total of the ERC of the other P&M items on the site and the Buildings ERC (where applicable) to enable the correct contract size adjustment to be made. ERC of P&M Items + ERC of Building Component’s = Total ERC (net figure rateable items only) to which contract size adjustment should be applied The 2021 Generic Contractors Test Spreadsheet has this facility built into the programme - it is recommended you undertake all contractors test valuations using this spreadsheet. (Details on the application of contract size adjustments can be found in the RCG 2021 Guidance notes). Where RV is calculated using the comparative method (rental method) the contract size adjustment should be made as follows: Select - SCAT code box "P and M as an addition” within the 2021 Generic Contractors Test Spreadsheet facility. Or Where the spreadsheet is not used take the: Reciprocal of statutory de-capitalisation rate (i.e. 5% reciprocal = 20) multiply by rateable value of the buildings (before any overall end allowances are made and after making a notional deduction for the land value) and add to the ERC of P&M. Use resultant figure to calculate contract size adjustment. (Guidance Notes - Section 6) | photo missing | photo missing | 1 | TRUE
613 | 32F19G | 6736 | 32F19G | Chimneys | Flue Liner | Steel | 10mm plate | Flue Diameter - 2m | Mild steel flue liners used in conjunction with reinforced concrete windshields usually forming multi-flue stacks. Generally the air space around the flues is ventilated. Consists of steel base plates bolted down into reinforced concrete foundation slab, sheet steel rolled plates welded at seams, flanges at section joints approx 6.00 to 10.00m long according to access in windshield, cranage and transport available suitable for the height. The ususal thickness of steel plate flues under 50m long is 6.00mm, from 50 to 100m is 8.00mm, for 100 to 150m is 10.00mm and above this height 12.00mm (Note: thickest section at base). | Location Adjustment Applicable (See Guidance Notes) - ERC = UK mean of 1.00 | (BEAMS Note 1) The ERC for this item should be added to the total of the ERC of the other P&M items on the site and the Buildings ERC (where applicable) to enable the correct contract size adjustment to be made. ERC of P&M Items + ERC of Building Component’s = Total ERC (net figure rateable items only) to which contract size adjustment should be applied The 2023 Generic Contractors Test Spreadsheet has this facility built into the programme - it is recommended you undertake all contractors test valuations using this spreadsheet. (Details on the application of contract size adjustments can be found in the RCG 2023 Guidance notes). Where RV is calculated using the comparative method (rental method) the contract size adjustment should be made as follows: Select - SCAT code box ""P and M as an addition” within the 2023 Generic Contractors Test Spreadsheet facility. Or Where the spreadsheet is not used take the: Reciprocal of statutory de-capitalisation rate (i.e. 5% reciprocal = 20) multiply by rateable value of the buildings (before any overall end allowances are made and after making a notional deduction for the land value) and add to the ERC of P&M. Use resultant figure to calculate contract size adjustment. (Guidance Notes - Section 6) | Cost is per metre above ground level. Cost does not include foundation bases, Aviation Warning Lights, access ladders or platforms. Please refer to separate RCG Category for Foundation Bases Code 30001F >500cu.m. or 300045 50cu.m. - 250cu.m. For Aviation lights see Chimney Accessory RCG code 32F15S1. For Access ladders see Chimney Accessory RCG codes 32F15S2 30m high or 32F15S3 60m High. For Lightning conductors see Separate RCG Category for Lightning Conductors. | Request copies of plans and annual mandatory inspection reports. Ascertain base diameter and height. Identify presence of aviation warning lights, lightning conductors, obtain photograph of chimney stack and overall view of base. Note any adjacent and associated plant & machinery suchs as flues, ducts etc | Refer to Rating Manual Part 5 Plant and Machinery and Practice note 1 Plant and Machinery | Refer to Rating Manual Part 5 Plant and Machinery and Practice note 1 Plant and Machinery | Flues and Ducts | Referencer to identify on site | - | photo missing | photo missing | 10041 |  | m | m ht | 3 - INDUSTRIAL | David Grace | Jim Allen | 2101.9443 | Option 2 | 2283.6901 | 8.647% | 3200 | 3207.1519 | 52.58% | 40.44% | 3207.1519 | 52.58% | ERC Over-ridden | Ian Walker | VOA_GPN_GOV_UK\7231506 | 2021-08-03 | Low | Blue | High | No cost information was available, I contacted several contractors and had no reply. Spoke to Sarah Barton who informed me of an FOR11870948/535 however there was no elemental cost breakdown in the FOR it related more to rental information. At this point I am unable to obtain any new cost information for cold stores and therefore believe that indexing of previous figures is the best option available at this point. | 2017 CG indexed due to lack of info. £720 carried over as ERC to avoid double counting for prelims, CSA etc | SB had indexed from 2017 rate but this negated the gross to net adjustments carried out in 2021. I've indexed 2021 rate forward using SPONS A&B indices, which shows a slight decrease on previous list. 21/12/2020 - Copied to latest DCS, updated forecast TPI. | NA | Steel | 1.56 | (BEAMS Note 1) The ERC for this item should be added to the total of the ERC of the other P&M items on the site and the Buildings ERC (where applicable) to enable the correct contract size adjustment to be made. ERC of P&M Items + ERC of Building Component’s = Total ERC (net figure rateable items only) to which contract size adjustment should be applied The 2021 Generic Contractors Test Spreadsheet has this facility built into the programme - it is recommended you undertake all contractors test valuations using this spreadsheet. (Details on the application of contract size adjustments can be found in the RCG 2021 Guidance notes). Where RV is calculated using the comparative method (rental method) the contract size adjustment should be made as follows: Select - SCAT code box "P and M as an addition” within the 2021 Generic Contractors Test Spreadsheet facility. Or Where the spreadsheet is not used take the: Reciprocal of statutory de-capitalisation rate (i.e. 5% reciprocal = 20) multiply by rateable value of the buildings (before any overall end allowances are made and after making a notional deduction for the land value) and add to the ERC of P&M. Use resultant figure to calculate contract size adjustment. (Guidance Notes - Section 6) | photo missing | photo missing | 1 | TRUE
614 | 32F19K | 6737 | 32F19K | Chimneys | Flue Liner | Steel | 10mm plate | Flue Diameter - 2.25m | Mild steel flue liners used in conjunction with reinforced concrete windshields usually forming multi-flue stacks. Generally the air space around the flues is ventilated. Consists of steel base plates bolted down into reinforced concrete foundation slab, sheet steel rolled plates welded at seams, flanges at section joints approx 6.00 to 10.00m long according to access in windshield, cranage and transport available suitable for the height. The ususal thickness of steel plate flues under 50m long is 6.00mm, from 50 to 100m is 8.00mm, for 100 to 150m is 10.00mm and above this height 12.00mm (Note: thickest section at base). | Location Adjustment Applicable (See Guidance Notes) - ERC = UK mean of 1.00 | (BEAMS Note 1) The ERC for this item should be added to the total of the ERC of the other P&M items on the site and the Buildings ERC (where applicable) to enable the correct contract size adjustment to be made. ERC of P&M Items + ERC of Building Component’s = Total ERC (net figure rateable items only) to which contract size adjustment should be applied The 2023 Generic Contractors Test Spreadsheet has this facility built into the programme - it is recommended you undertake all contractors test valuations using this spreadsheet. (Details on the application of contract size adjustments can be found in the RCG 2023 Guidance notes). Where RV is calculated using the comparative method (rental method) the contract size adjustment should be made as follows: Select - SCAT code box ""P and M as an addition” within the 2023 Generic Contractors Test Spreadsheet facility. Or Where the spreadsheet is not used take the: Reciprocal of statutory de-capitalisation rate (i.e. 5% reciprocal = 20) multiply by rateable value of the buildings (before any overall end allowances are made and after making a notional deduction for the land value) and add to the ERC of P&M. Use resultant figure to calculate contract size adjustment. (Guidance Notes - Section 6) | Cost is per metre above ground level. Cost does not include foundation bases, Aviation Warning Lights, access ladders or platforms. Please refer to separate RCG Category for Foundation Bases Code 30001F >500cu.m. or 300045 50cu.m. - 250cu.m. For Aviation lights see Chimney Accessory RCG code 32F15S1. For Access ladders see Chimney Accessory RCG codes 32F15S2 30m high or 32F15S3 60m High. For Lightning conductors see Separate RCG Category for Lightning Conductors. | Request copies of plans and annual mandatory inspection reports. Ascertain base diameter and height. Identify presence of aviation warning lights, lightning conductors, obtain photograph of chimney stack and overall view of base. Note any adjacent and associated plant & machinery suchs as flues, ducts etc | Refer to Rating Manual Part 5 Plant and Machinery and Practice note 1 Plant and Machinery | Refer to Rating Manual Part 5 Plant and Machinery and Practice note 1 Plant and Machinery | Flues and Ducts | Referencer to identify on site | - | photo missing | photo missing | 10041 |  | m | m ht | 3 - INDUSTRIAL | David Grace | Jim Allen | 2363.082 | Option 2 | 2567.4072 | 8.647% | 3598 | 3606.0414 | 52.6% | 40.45% | 3606.0414 | 52.6% | ERC Over-ridden | Ian Walker | VOA_GPN_GOV_UK\7231506 | 2021-01-28 | Low | Blue | High | This ERC is at medium risk due to forming part of a larger hereditament. Lack of evidence due to unable to source new evidence/cost information to support the review of the ERC. There are only a few UK based specialist industrial chimney manufacturers and installers with many UK based firms that once manufactured and supplied industrial chimneys now undertaking inspection and repairs only. The manufacturers/installers contacted have either not responded or when chased by telephone advised they will reply in a couple of days, but still no response. Emailed James Allen, VP facilitator for industrial contractors test valuations, Industrial Crown and Commercial Team confirming via email 05/11/2020 advising that due to lack of response from manufacturers/installers this category will have to be indexed. In terms of Rateable and Non-Rateable elements I have referenced the valuer back to the relevant section of the Rating Manual for further guidance. Determining whether or not an element is rateable is a matter of law and the valuer should be able to apply their own specialist knowledge of Rating to current legislation to determine if an element is rateable or not. This is beyond the scope of the Cost Guide. | TPI adjusted to 322 on ERC | Incorrect CSA note, and not sure why unit size was changed. Reverted to 2017 text as this seemed to be the most logical. | NA | Steel | 1.56 | (BEAMS Note 1) The ERC for this item should be added to the total of the ERC of the other P&M items on the site and the Buildings ERC (where applicable) to enable the correct contract size adjustment to be made. ERC of P&M Items + ERC of Building Component’s = Total ERC (net figure rateable items only) to which contract size adjustment should be applied The 2021 Generic Contractors Test Spreadsheet has this facility built into the programme - it is recommended you undertake all contractors test valuations using this spreadsheet. (Details on the application of contract size adjustments can be found in the RCG 2021 Guidance notes). Where RV is calculated using the comparative method (rental method) the contract size adjustment should be made as follows: Select - SCAT code box "P and M as an addition” within the 2021 Generic Contractors Test Spreadsheet facility. Or Where the spreadsheet is not used take the: Reciprocal of statutory de-capitalisation rate (i.e. 5% reciprocal = 20) multiply by rateable value of the buildings (before any overall end allowances are made and after making a notional deduction for the land value) and add to the ERC of P&M. Use resultant figure to calculate contract size adjustment. (Guidance Notes - Section 6) | photo missing | photo missing | 1 | TRUE
615 | 32F19M | 6738 | 32F19M | Chimneys | Flue Liner | Steel | 10mm plate | Flue Diameter - 2.5m | Mild steel flue liners used in conjunction with reinforced concrete windshields usually forming multi-flue stacks. Generally the air space around the flues is ventilated. Consists of steel base plates bolted down into reinforced concrete foundation slab, sheet steel rolled plates welded at seams, flanges at section joints approx 6.00 to 10.00m long according to access in windshield, cranage and transport available suitable for the height. The ususal thickness of steel plate flues under 50m long is 6.00mm, from 50 to 100m is 8.00mm, for 100 to 150m is 10.00mm and above this height 12.00mm (Note: thickest section at base). | Location Adjustment Applicable (See Guidance Notes) - ERC = UK mean of 1.00 | (BEAMS Note 1) The ERC for this item should be added to the total of the ERC of the other P&M items on the site and the Buildings ERC (where applicable) to enable the correct contract size adjustment to be made. ERC of P&M Items + ERC of Building Component’s = Total ERC (net figure rateable items only) to which contract size adjustment should be applied The 2023 Generic Contractors Test Spreadsheet has this facility built into the programme - it is recommended you undertake all contractors test valuations using this spreadsheet. (Details on the application of contract size adjustments can be found in the RCG 2023 Guidance notes). Where RV is calculated using the comparative method (rental method) the contract size adjustment should be made as follows: Select - SCAT code box ""P and M as an addition” within the 2023 Generic Contractors Test Spreadsheet facility. Or Where the spreadsheet is not used take the: Reciprocal of statutory de-capitalisation rate (i.e. 5% reciprocal = 20) multiply by rateable value of the buildings (before any overall end allowances are made and after making a notional deduction for the land value) and add to the ERC of P&M. Use resultant figure to calculate contract size adjustment. (Guidance Notes - Section 6) | Cost is per metre above ground level. Cost does not include foundation bases, Aviation Warning Lights, access ladders or platforms. Please refer to separate RCG Category for Foundation Bases Code 30001F >500cu.m. or 300045 50cu.m. - 250cu.m. For Aviation lights see Chimney Accessory RCG code 32F15S1. For Access ladders see Chimney Accessory RCG codes 32F15S2 30m high or 32F15S3 60m High. For Lightning conductors see Separate RCG Category for Lightning Conductors. | Request copies of plans and annual mandatory inspection reports. Ascertain base diameter and height. Identify presence of aviation warning lights, lightning conductors, obtain photograph of chimney stack and overall view of base. Note any adjacent and associated plant & machinery suchs as flues, ducts etc | Refer to Rating Manual Part 5 Plant and Machinery and Practice note 1 Plant and Machinery | Refer to Rating Manual Part 5 Plant and Machinery and Practice note 1 Plant and Machinery | Flues and Ducts | Referencer to identify on site | - | photo missing | photo missing | 10041 |  | m | m ht | 3 - INDUSTRIAL | David Grace | Jim Allen | 2628.5006 | Option 2 | 2855.7754 | 8.647% | 4002 | 4010.9443 | 52.59% | 40.45% | 4010.9443 | 52.59% | ERC Over-ridden | Ian Walker | VOA_GPN_GOV_UK\7231506 | 2021-01-28 | Low | Amber | High | This ERC is at medium risk due to forming part of a larger hereditament. Lack of evidence due to unable to source new evidence/cost information to support the review of the ERC. There are only a few UK based specialist industrial chimney manufacturers and installers with many UK based firms that once manufactured and supplied industrial chimneys now undertaking inspection and repairs only. The manufacturers/installers contacted have either not responded or when chased by telephone advised they will reply in a couple of days, but still no response. Emailed James Allen, VP facilitator for industrial contractors test valuations, Industrial Crown and Commercial Team confirming via email 05/11/2020 advising that due to lack of response from manufacturers/installers this category will have to be indexed. In terms of Rateable and Non-Rateable elements I have referenced the valuer back to the relevant section of the Rating Manual for further guidance. Determining whether or not an element is rateable is a matter of law and the valuer should be able to apply their own specialist knowledge of Rating to current legislation to determine if an element is rateable or not. This is beyond the scope of the Cost Guide. | TPI adjusted to 322 on ERC | Incorrect CSA note, and not sure why unit size was changed. Reverted to 2017 text as this seemed to be the most logical. | NA | Steel | 1.56 | (BEAMS Note 1) The ERC for this item should be added to the total of the ERC of the other P&M items on the site and the Buildings ERC (where applicable) to enable the correct contract size adjustment to be made. ERC of P&M Items + ERC of Building Component’s = Total ERC (net figure rateable items only) to which contract size adjustment should be applied The 2021 Generic Contractors Test Spreadsheet has this facility built into the programme - it is recommended you undertake all contractors test valuations using this spreadsheet. (Details on the application of contract size adjustments can be found in the RCG 2021 Guidance notes). Where RV is calculated using the comparative method (rental method) the contract size adjustment should be made as follows: Select - SCAT code box "P and M as an addition” within the 2021 Generic Contractors Test Spreadsheet facility. Or Where the spreadsheet is not used take the: Reciprocal of statutory de-capitalisation rate (i.e. 5% reciprocal = 20) multiply by rateable value of the buildings (before any overall end allowances are made and after making a notional deduction for the land value) and add to the ERC of P&M. Use resultant figure to calculate contract size adjustment. (Guidance Notes - Section 6) | photo missing | photo missing | 1 | TRUE
616 | 32F19P | 6742 | 32F19P | Chimneys | Flue Liner | Steel | 10mm plate | Flue Diameter - 2.75m | Mild steel flue liners used in conjunction with reinforced concrete windshields usually forming multi-flue stacks. Generally the air space around the flues is ventilated. Consists of steel base plates bolted down into reinforced concrete foundation slab, sheet steel rolled plates welded at seams, flanges at section joints approx 6.00 to 10.00m long according to access in windshield, cranage and transport available suitable for the height. The ususal thickness of steel plate flues under 50m long is 6.00mm, from 50 to 100m is 8.00mm, for 100 to 150m is 10.00mm and above this height 12.00mm (Note: thickest section at base). | Location Adjustment Applicable (See Guidance Notes) - ERC = UK mean of 1.00 | (BEAMS Note 1) The ERC for this item should be added to the total of the ERC of the other P&M items on the site and the Buildings ERC (where applicable) to enable the correct contract size adjustment to be made. ERC of P&M Items + ERC of Building Component’s = Total ERC (net figure rateable items only) to which contract size adjustment should be applied The 2023 Generic Contractors Test Spreadsheet has this facility built into the programme - it is recommended you undertake all contractors test valuations using this spreadsheet. (Details on the application of contract size adjustments can be found in the RCG 2023 Guidance notes). Where RV is calculated using the comparative method (rental method) the contract size adjustment should be made as follows: Select - SCAT code box ""P and M as an addition” within the 2023 Generic Contractors Test Spreadsheet facility. Or Where the spreadsheet is not used take the: Reciprocal of statutory de-capitalisation rate (i.e. 5% reciprocal = 20) multiply by rateable value of the buildings (before any overall end allowances are made and after making a notional deduction for the land value) and add to the ERC of P&M. Use resultant figure to calculate contract size adjustment. (Guidance Notes - Section 6) | Cost is per metre above ground level. Cost does not include foundation bases, Aviation Warning Lights, access ladders or platforms. Please refer to separate RCG Category for Foundation Bases Code 30001F >500cu.m. or 300045 50cu.m. - 250cu.m. For Aviation lights see Chimney Accessory RCG code 32F15S1. For Access ladders see Chimney Accessory RCG codes 32F15S2 30m high or 32F15S3 60m High. For Lightning conductors see Separate RCG Category for Lightning Conductors. | Request copies of plans and annual mandatory inspection reports. Ascertain base diameter and height. Identify presence of aviation warning lights, lightning conductors, obtain photograph of chimney stack and overall view of base. Note any adjacent and associated plant & machinery suchs as flues, ducts etc | Refer to Rating Manual Part 5 Plant and Machinery and Practice note 1 Plant and Machinery | Refer to Rating Manual Part 5 Plant and Machinery and Practice note 1 Plant and Machinery | Flues and Ducts | Referencer to identify on site | - | photo missing | photo missing | 10041 |  | m | m ht | 3 - INDUSTRIAL | David Grace | Jim Allen | 2885.3573 | Option 2 | 3134.8414 | 8.647% | 4393 | 4402.8182 | 52.59% | 40.45% | 4402.8182 | 52.59% | ERC Over-ridden | Ian Walker | VOA_GPN_GOV_UK\7231506 | 2021-01-28 | Low | Amber | High | This ERC is at medium risk due to forming part of a larger hereditament. Lack of evidence due to unable to source new evidence/cost information to support the review of the ERC. There are only a few UK based specialist industrial chimney manufacturers and installers with many UK based firms that once manufactured and supplied industrial chimneys now undertaking inspection and repairs only. The manufacturers/installers contacted have either not responded or when chased by telephone advised they will reply in a couple of days, but still no response. Emailed James Allen, VP facilitator for industrial contractors test valuations, Industrial Crown and Commercial Team confirming via email 05/11/2020 advising that due to lack of response from manufacturers/installers this category will have to be indexed. In terms of Rateable and Non-Rateable elements I have referenced the valuer back to the relevant section of the Rating Manual for further guidance. Determining whether or not an element is rateable is a matter of law and the valuer should be able to apply their own specialist knowledge of Rating to current legislation to determine if an element is rateable or not. This is beyond the scope of the Cost Guide. | TPI adjusted to 322 on ERC | Incorrect CSA note, and not sure why unit size was changed. Reverted to 2017 text as this seemed to be the most logical. | NA | Steel | 1.56 | (BEAMS Note 1) The ERC for this item should be added to the total of the ERC of the other P&M items on the site and the Buildings ERC (where applicable) to enable the correct contract size adjustment to be made. ERC of P&M Items + ERC of Building Component’s = Total ERC (net figure rateable items only) to which contract size adjustment should be applied The 2021 Generic Contractors Test Spreadsheet has this facility built into the programme - it is recommended you undertake all contractors test valuations using this spreadsheet. (Details on the application of contract size adjustments can be found in the RCG 2021 Guidance notes). Where RV is calculated using the comparative method (rental method) the contract size adjustment should be made as follows: Select - SCAT code box "P and M as an addition” within the 2021 Generic Contractors Test Spreadsheet facility. Or Where the spreadsheet is not used take the: Reciprocal of statutory de-capitalisation rate (i.e. 5% reciprocal = 20) multiply by rateable value of the buildings (before any overall end allowances are made and after making a notional deduction for the land value) and add to the ERC of P&M. Use resultant figure to calculate contract size adjustment. (Guidance Notes - Section 6) | photo missing | photo missing | 1 | TRUE
617 | 32F19R | 6743 | 32F19R | Chimneys | Flue Liner | Steel | 10mm plate | Flue Diameter - 3m | Mild steel flue liners used in conjunction with reinforced concrete windshields usually forming multi-flue stacks. Generally the air space around the flues is ventilated. Consists of steel base plates bolted down into reinforced concrete foundation slab, sheet steel rolled plates welded at seams, flanges at section joints approx 6.00 to 10.00m long according to access in windshield, cranage and transport available suitable for the height. The ususal thickness of steel plate flues under 50m long is 6.00mm, from 50 to 100m is 8.00mm, for 100 to 150m is 10.00mm and above this height 12.00mm (Note: thickest section at base). | Location Adjustment Applicable (See Guidance Notes) - ERC = UK mean of 1.00 | (BEAMS Note 1) The ERC for this item should be added to the total of the ERC of the other P&M items on the site and the Buildings ERC (where applicable) to enable the correct contract size adjustment to be made. ERC of P&M Items + ERC of Building Component’s = Total ERC (net figure rateable items only) to which contract size adjustment should be applied The 2023 Generic Contractors Test Spreadsheet has this facility built into the programme - it is recommended you undertake all contractors test valuations using this spreadsheet. (Details on the application of contract size adjustments can be found in the RCG 2023 Guidance notes). Where RV is calculated using the comparative method (rental method) the contract size adjustment should be made as follows: Select - SCAT code box ""P and M as an addition” within the 2023 Generic Contractors Test Spreadsheet facility. Or Where the spreadsheet is not used take the: Reciprocal of statutory de-capitalisation rate (i.e. 5% reciprocal = 20) multiply by rateable value of the buildings (before any overall end allowances are made and after making a notional deduction for the land value) and add to the ERC of P&M. Use resultant figure to calculate contract size adjustment. (Guidance Notes - Section 6) | Cost is per metre above ground level. Cost does not include foundation bases, Aviation Warning Lights, access ladders or platforms. Please refer to separate RCG Category for Foundation Bases Code 30001F >500cu.m. or 300045 50cu.m. - 250cu.m. For Aviation lights see Chimney Accessory RCG code 32F15S1. For Access ladders see Chimney Accessory RCG codes 32F15S2 30m high or 32F15S3 60m High. For Lightning conductors see Separate RCG Category for Lightning Conductors. | Request copies of plans and annual mandatory inspection reports. Ascertain base diameter and height. Identify presence of aviation warning lights, lightning conductors, obtain photograph of chimney stack and overall view of base. Note any adjacent and associated plant & machinery suchs as flues, ducts etc | Refer to Rating Manual Part 5 Plant and Machinery and Practice note 1 Plant and Machinery | Refer to Rating Manual Part 5 Plant and Machinery and Practice note 1 Plant and Machinery | Flues and Ducts | Referencer to identify on site | - | photo missing | photo missing | 10041 |  | m | m ht | 3 - INDUSTRIAL | David Grace | Jim Allen | 3142.214 | Option 2 | 3413.9074 | 8.647% | 4784 | 4794.692 | 52.59% | 40.45% | 4794.692 | 52.59% | ERC Over-ridden | Ian Walker | VOA_GPN_GOV_UK\7231506 | 2021-01-28 | Low | Blue | High | This ERC is at medium risk due to forming part of a larger hereditament. Lack of evidence due to unable to source new evidence/cost information to support the review of the ERC. There are only a few UK based specialist industrial chimney manufacturers and installers with many UK based firms that once manufactured and supplied industrial chimneys now undertaking inspection and repairs only. The manufacturers/installers contacted have either not responded or when chased by telephone advised they will reply in a couple of days, but still no response. Emailed James Allen, VP facilitator for industrial contractors test valuations, Industrial Crown and Commercial Team confirming via email 05/11/2020 advising that due to lack of response from manufacturers/installers this category will have to be indexed. In terms of Rateable and Non-Rateable elements I have referenced the valuer back to the relevant section of the Rating Manual for further guidance. Determining whether or not an element is rateable is a matter of law and the valuer should be able to apply their own specialist knowledge of Rating to current legislation to determine if an element is rateable or not. This is beyond the scope of the Cost Guide. | TPI adjusted to 322 on ERC | Incorrect CSA note, and not sure why unit size was changed. Reverted to 2017 text as this seemed to be the most logical. | NA | Steel | 1.56 | (BEAMS Note 1) The ERC for this item should be added to the total of the ERC of the other P&M items on the site and the Buildings ERC (where applicable) to enable the correct contract size adjustment to be made. ERC of P&M Items + ERC of Building Component’s = Total ERC (net figure rateable items only) to which contract size adjustment should be applied The 2021 Generic Contractors Test Spreadsheet has this facility built into the programme - it is recommended you undertake all contractors test valuations using this spreadsheet. (Details on the application of contract size adjustments can be found in the RCG 2021 Guidance notes). Where RV is calculated using the comparative method (rental method) the contract size adjustment should be made as follows: Select - SCAT code box "P and M as an addition” within the 2021 Generic Contractors Test Spreadsheet facility. Or Where the spreadsheet is not used take the: Reciprocal of statutory de-capitalisation rate (i.e. 5% reciprocal = 20) multiply by rateable value of the buildings (before any overall end allowances are made and after making a notional deduction for the land value) and add to the ERC of P&M. Use resultant figure to calculate contract size adjustment. (Guidance Notes - Section 6) | photo missing | photo missing | 1 | TRUE
618 | 32F19T | 6744 | 32F19T | Chimneys | Flue Liner | Steel | 10mm plate | Flue Diameter - 3.25m | Mild steel flue liners used in conjunction with reinforced concrete windshields usually forming multi-flue stacks. Generally the air space around the flues is ventilated. Consists of steel base plates bolted down into reinforced concrete foundation slab, sheet steel rolled plates welded at seams, flanges at section joints approx 6.00 to 10.00m long according to access in windshield, cranage and transport available suitable for the height. The ususal thickness of steel plate flues under 50m long is 6.00mm, from 50 to 100m is 8.00mm, for 100 to 150m is 10.00mm and above this height 12.00mm (Note: thickest section at base). | Location Adjustment Applicable (See Guidance Notes) - ERC = UK mean of 1.00 | (BEAMS Note 1) The ERC for this item should be added to the total of the ERC of the other P&M items on the site and the Buildings ERC (where applicable) to enable the correct contract size adjustment to be made. ERC of P&M Items + ERC of Building Component’s = Total ERC (net figure rateable items only) to which contract size adjustment should be applied The 2023 Generic Contractors Test Spreadsheet has this facility built into the programme - it is recommended you undertake all contractors test valuations using this spreadsheet. (Details on the application of contract size adjustments can be found in the RCG 2023 Guidance notes). Where RV is calculated using the comparative method (rental method) the contract size adjustment should be made as follows: Select - SCAT code box ""P and M as an addition” within the 2023 Generic Contractors Test Spreadsheet facility. Or Where the spreadsheet is not used take the: Reciprocal of statutory de-capitalisation rate (i.e. 5% reciprocal = 20) multiply by rateable value of the buildings (before any overall end allowances are made and after making a notional deduction for the land value) and add to the ERC of P&M. Use resultant figure to calculate contract size adjustment. (Guidance Notes - Section 6) | Cost is per metre above ground level. Cost does not include foundation bases, Aviation Warning Lights, access ladders or platforms. Please refer to separate RCG Category for Foundation Bases Code 30001F >500cu.m. or 300045 50cu.m. - 250cu.m. For Aviation lights see Chimney Accessory RCG code 32F15S1. For Access ladders see Chimney Accessory RCG codes 32F15S2 30m high or 32F15S3 60m High. For Lightning conductors see Separate RCG Category for Lightning Conductors. | Request copies of plans and annual mandatory inspection reports. Ascertain base diameter and height. Identify presence of aviation warning lights, lightning conductors, obtain photograph of chimney stack and overall view of base. Note any adjacent and associated plant & machinery suchs as flues, ducts etc | Refer to Rating Manual Part 5 Plant and Machinery and Practice note 1 Plant and Machinery | Refer to Rating Manual Part 5 Plant and Machinery and Practice note 1 Plant and Machinery | Flues and Ducts | Referencer to identify on site | - | photo missing | photo missing | 10041 |  | m | m ht | 3 - INDUSTRIAL | David Grace | Jim Allen | 3407.6327 | Option 2 | 3702.2756 | 8.647% | 5188 | 5199.595 | 52.59% | 40.44% | 5199.595 | 52.59% | ERC Over-ridden | Ian Walker | VOA_GPN_GOV_UK\7231506 | 2021-01-28 | Low | Blue | High | This ERC is at medium risk due to forming part of a larger hereditament. Lack of evidence due to unable to source new evidence/cost information to support the review of the ERC. There are only a few UK based specialist industrial chimney manufacturers and installers with many UK based firms that once manufactured and supplied industrial chimneys now undertaking inspection and repairs only. The manufacturers/installers contacted have either not responded or when chased by telephone advised they will reply in a couple of days, but still no response. Emailed James Allen, VP facilitator for industrial contractors test valuations, Industrial Crown and Commercial Team confirming via email 05/11/2020 advising that due to lack of response from manufacturers/installers this category will have to be indexed. In terms of Rateable and Non-Rateable elements I have referenced the valuer back to the relevant section of the Rating Manual for further guidance. Determining whether or not an element is rateable is a matter of law and the valuer should be able to apply their own specialist knowledge of Rating to current legislation to determine if an element is rateable or not. This is beyond the scope of the Cost Guide. | TPI adjusted to 322 on ERC | Incorrect CSA note, and not sure why unit size was changed. Reverted to 2017 text as this seemed to be the most logical. | NA | Steel | 1.56 | (BEAMS Note 1) The ERC for this item should be added to the total of the ERC of the other P&M items on the site and the Buildings ERC (where applicable) to enable the correct contract size adjustment to be made. ERC of P&M Items + ERC of Building Component’s = Total ERC (net figure rateable items only) to which contract size adjustment should be applied The 2021 Generic Contractors Test Spreadsheet has this facility built into the programme - it is recommended you undertake all contractors test valuations using this spreadsheet. (Details on the application of contract size adjustments can be found in the RCG 2021 Guidance notes). Where RV is calculated using the comparative method (rental method) the contract size adjustment should be made as follows: Select - SCAT code box "P and M as an addition” within the 2021 Generic Contractors Test Spreadsheet facility. Or Where the spreadsheet is not used take the: Reciprocal of statutory de-capitalisation rate (i.e. 5% reciprocal = 20) multiply by rateable value of the buildings (before any overall end allowances are made and after making a notional deduction for the land value) and add to the ERC of P&M. Use resultant figure to calculate contract size adjustment. (Guidance Notes - Section 6) | photo missing | photo missing | 1 | TRUE
619 | 32F19V | 6745 | 32F19V | Chimneys | Flue Liner | Steel | 10mm plate | Flue Diameter - 3.5m | Mild steel flue liners used in conjunction with reinforced concrete windshields usually forming multi-flue stacks. Generally the air space around the flues is ventilated. Consists of steel base plates bolted down into reinforced concrete foundation slab, sheet steel rolled plates welded at seams, flanges at section joints approx 6.00 to 10.00m long according to access in windshield, cranage and transport available suitable for the height. The ususal thickness of steel plate flues under 50m long is 6.00mm, from 50 to 100m is 8.00mm, for 100 to 150m is 10.00mm and above this height 12.00mm (Note: thickest section at base). | Location Adjustment Applicable (See Guidance Notes) - ERC = UK mean of 1.00 | (BEAMS Note 1) The ERC for this item should be added to the total of the ERC of the other P&M items on the site and the Buildings ERC (where applicable) to enable the correct contract size adjustment to be made. ERC of P&M Items + ERC of Building Component’s = Total ERC (net figure rateable items only) to which contract size adjustment should be applied The 2023 Generic Contractors Test Spreadsheet has this facility built into the programme - it is recommended you undertake all contractors test valuations using this spreadsheet. (Details on the application of contract size adjustments can be found in the RCG 2023 Guidance notes). Where RV is calculated using the comparative method (rental method) the contract size adjustment should be made as follows: Select - SCAT code box ""P and M as an addition” within the 2023 Generic Contractors Test Spreadsheet facility. Or Where the spreadsheet is not used take the: Reciprocal of statutory de-capitalisation rate (i.e. 5% reciprocal = 20) multiply by rateable value of the buildings (before any overall end allowances are made and after making a notional deduction for the land value) and add to the ERC of P&M. Use resultant figure to calculate contract size adjustment. (Guidance Notes - Section 6) | Cost is per metre above ground level. Cost does not include foundation bases, Aviation Warning Lights, access ladders or platforms. Please refer to separate RCG Category for Foundation Bases Code 30001F >500cu.m. or 300045 50cu.m. - 250cu.m. For Aviation lights see Chimney Accessory RCG code 32F15S1. For Access ladders see Chimney Accessory RCG codes 32F15S2 30m high or 32F15S3 60m High. For Lightning conductors see Separate RCG Category for Lightning Conductors. | Request copies of plans and annual mandatory inspection reports. Ascertain base diameter and height. Identify presence of aviation warning lights, lightning conductors, obtain photograph of chimney stack and overall view of base. Note any adjacent and associated plant & machinery suchs as flues, ducts etc | Refer to Rating Manual Part 5 Plant and Machinery and Practice note 1 Plant and Machinery | Refer to Rating Manual Part 5 Plant and Machinery and Practice note 1 Plant and Machinery | Flues and Ducts | Referencer to identify on site | - | photo missing | photo missing | 10041 |  | m | m ht | 3 - INDUSTRIAL | David Grace | Jim Allen | 3673.0513 | Option 2 | 3990.6438 | 8.647% | 5592 | 5604.4979 | 52.58% | 40.44% | 5604.4979 | 52.58% | ERC Over-ridden | Ian Walker | VOA_GPN_GOV_UK\7231506 | 2021-01-28 | Low | Blue | High | This ERC is at medium risk due to forming part of a larger hereditament. Lack of evidence due to unable to source new evidence/cost information to support the review of the ERC. There are only a few UK based specialist industrial chimney manufacturers and installers with many UK based firms that once manufactured and supplied industrial chimneys now undertaking inspection and repairs only. The manufacturers/installers contacted have either not responded or when chased by telephone advised they will reply in a couple of days, but still no response. Emailed James Allen, VP facilitator for industrial contractors test valuations, Industrial Crown and Commercial Team confirming via email 05/11/2020 advising that due to lack of response from manufacturers/installers this category will have to be indexed. In terms of Rateable and Non-Rateable elements I have referenced the valuer back to the relevant section of the Rating Manual for further guidance. Determining whether or not an element is rateable is a matter of law and the valuer should be able to apply their own specialist knowledge of Rating to current legislation to determine if an element is rateable or not. This is beyond the scope of the Cost Guide. | TPI adjusted to 322 on Erc | Incorrect CSA note, and not sure why unit size was changed. Reverted to 2017 text as this seemed to be the most logical. | NA | Steel | 1.56 | (BEAMS Note 1) The ERC for this item should be added to the total of the ERC of the other P&M items on the site and the Buildings ERC (where applicable) to enable the correct contract size adjustment to be made. ERC of P&M Items + ERC of Building Component’s = Total ERC (net figure rateable items only) to which contract size adjustment should be applied The 2021 Generic Contractors Test Spreadsheet has this facility built into the programme - it is recommended you undertake all contractors test valuations using this spreadsheet. (Details on the application of contract size adjustments can be found in the RCG 2021 Guidance notes). Where RV is calculated using the comparative method (rental method) the contract size adjustment should be made as follows: Select - SCAT code box "P and M as an addition” within the 2021 Generic Contractors Test Spreadsheet facility. Or Where the spreadsheet is not used take the: Reciprocal of statutory de-capitalisation rate (i.e. 5% reciprocal = 20) multiply by rateable value of the buildings (before any overall end allowances are made and after making a notional deduction for the land value) and add to the ERC of P&M. Use resultant figure to calculate contract size adjustment. (Guidance Notes - Section 6) | photo missing | photo missing | 1 | TRUE
620 | 32F20A | 6746 | 32F20A | Chimneys | Flue Liner | Steel | 12mm plate | Flue Diameter - 1m | Mild steel flue liners used in conjunction with reinforced concrete windshields usually forming multi-flue stacks. Generally the air space around the flues is ventilated. Consists of steel base plates bolted down into reinforced concrete foundation slab, sheet steel rolled plates welded at seams, flanges at section joints approx 6.00 to 10.00m long according to access in windshield, cranage and transport available suitable for the height. The ususal thickness of steel plate flues under 50m long is 6.00mm, from 50 to 100m is 8.00mm, for 100 to 150m is 10.00mm and above this height 12.00mm (Note: thickest section at base). | Location Adjustment Applicable (See Guidance Notes) - ERC = UK mean of 1.00 | (BEAMS Note 1) The ERC for this item should be added to the total of the ERC of the other P&M items on the site and the Buildings ERC (where applicable) to enable the correct contract size adjustment to be made. ERC of P&M Items + ERC of Building Component’s = Total ERC (net figure rateable items only) to which contract size adjustment should be applied The 2023 Generic Contractors Test Spreadsheet has this facility built into the programme - it is recommended you undertake all contractors test valuations using this spreadsheet. (Details on the application of contract size adjustments can be found in the RCG 2023 Guidance notes). Where RV is calculated using the comparative method (rental method) the contract size adjustment should be made as follows: Select - SCAT code box ""P and M as an addition” within the 2023 Generic Contractors Test Spreadsheet facility. Or Where the spreadsheet is not used take the: Reciprocal of statutory de-capitalisation rate (i.e. 5% reciprocal = 20) multiply by rateable value of the buildings (before any overall end allowances are made and after making a notional deduction for the land value) and add to the ERC of P&M. Use resultant figure to calculate contract size adjustment. (Guidance Notes - Section 6) | Cost is per metre above ground level. Cost does not include foundation bases, Aviation Warning Lights, access ladders or platforms. Please refer to separate RCG Category for Foundation Bases Code 30001F >500cu.m. or 300045 50cu.m. - 250cu.m. For Aviation lights see Chimney Accessory RCG code 32F15S1. For Access ladders see Chimney Accessory RCG codes 32F15S2 30m high or 32F15S3 60m High. For Lightning conductors see Separate RCG Category for Lightning Conductors. | Request copies of plans and annual mandatory inspection reports. Ascertain base diameter and height. Identify presence of aviation warning lights, lightning conductors, obtain photograph of chimney stack and overall view of base. Note any adjacent and associated plant & machinery suchs as flues, ducts etc | Refer to Rating Manual Part 5 Plant and Machinery and Practice note 1 Plant and Machinery | Refer to Rating Manual Part 5 Plant and Machinery and Practice note 1 Plant and Machinery | Flues and Ducts | Referencer to identify on site | - | photo missing | photo missing | 10041 |  | m | m ht | 3 - INDUSTRIAL | David Grace | Jim Allen | 1309.9693 | Option 2 | 1423.2366 | 8.647% | 1994 | 1998.4565 | 52.56% | 40.42% | 1998.4565 | 52.56% | ERC Over-ridden | Ian Walker | VOA_GPN_GOV_UK\7231506 | 2021-01-28 | Low | Blue | High | This ERC is at medium risk due to forming part of a larger hereditament. Lack of evidence due to unable to source new evidence/cost information to support the review of the ERC. There are only a few UK based specialist industrial chimney manufacturers and installers with many UK based firms that once manufactured and supplied industrial chimneys now undertaking inspection and repairs only. The manufacturers/installers contacted have either not responded or when chased by telephone advised they will reply in a couple of days, but still no response. Emailed James Allen, VP facilitator for industrial contractors test valuations, Industrial Crown and Commercial Team confirming via email 05/11/2020 advising that due to lack of response from manufacturers/installers this category will have to be indexed. In terms of Rateable and Non-Rateable elements I have referenced the valuer back to the relevant section of the Rating Manual for further guidance. Determining whether or not an element is rateable is a matter of law and the valuer should be able to apply their own specialist knowledge of Rating to current legislation to determine if an element is rateable or not. This is beyond the scope of the Cost Guide. | TPI adjusted to 322 on ERC | Incorrect CSA note, and not sure why unit size was changed. Reverted to 2017 text as this seemed to be the most logical. | NA | Steel | 1.56 | (BEAMS Note 1) The ERC for this item should be added to the total of the ERC of the other P&M items on the site and the Buildings ERC (where applicable) to enable the correct contract size adjustment to be made. ERC of P&M Items + ERC of Building Component’s = Total ERC (net figure rateable items only) to which contract size adjustment should be applied The 2021 Generic Contractors Test Spreadsheet has this facility built into the programme - it is recommended you undertake all contractors test valuations using this spreadsheet. (Details on the application of contract size adjustments can be found in the RCG 2021 Guidance notes). Where RV is calculated using the comparative method (rental method) the contract size adjustment should be made as follows: Select - SCAT code box "P and M as an addition” within the 2021 Generic Contractors Test Spreadsheet facility. Or Where the spreadsheet is not used take the: Reciprocal of statutory de-capitalisation rate (i.e. 5% reciprocal = 20) multiply by rateable value of the buildings (before any overall end allowances are made and after making a notional deduction for the land value) and add to the ERC of P&M. Use resultant figure to calculate contract size adjustment. (Guidance Notes - Section 6) | photo missing | photo missing | 1 | TRUE
621 | 32F20C | 6747 | 32F20C | Chimneys | Flue Liner | Steel | 12mm plate | Flue Diameter - 1.25m | Mild steel flue liners used in conjunction with reinforced concrete windshields usually forming multi-flue stacks. Generally the air space around the flues is ventilated. Consists of steel base plates bolted down into reinforced concrete foundation slab, sheet steel rolled plates welded at seams, flanges at section joints approx 6.00 to 10.00m long according to access in windshield, cranage and transport available suitable for the height. The ususal thickness of steel plate flues under 50m long is 6.00mm, from 50 to 100m is 8.00mm, for 100 to 150m is 10.00mm and above this height 12.00mm (Note: thickest section at base). | Location Adjustment Applicable (See Guidance Notes) - ERC = UK mean of 1.00 | (BEAMS Note 1) The ERC for this item should be added to the total of the ERC of the other P&M items on the site and the Buildings ERC (where applicable) to enable the correct contract size adjustment to be made. ERC of P&M Items + ERC of Building Component’s = Total ERC (net figure rateable items only) to which contract size adjustment should be applied The 2023 Generic Contractors Test Spreadsheet has this facility built into the programme - it is recommended you undertake all contractors test valuations using this spreadsheet. (Details on the application of contract size adjustments can be found in the RCG 2023 Guidance notes). Where RV is calculated using the comparative method (rental method) the contract size adjustment should be made as follows: Select - SCAT code box ""P and M as an addition” within the 2023 Generic Contractors Test Spreadsheet facility. Or Where the spreadsheet is not used take the: Reciprocal of statutory de-capitalisation rate (i.e. 5% reciprocal = 20) multiply by rateable value of the buildings (before any overall end allowances are made and after making a notional deduction for the land value) and add to the ERC of P&M. Use resultant figure to calculate contract size adjustment. (Guidance Notes - Section 6) | Cost is per metre above ground level. Cost does not include foundation bases, Aviation Warning Lights, access ladders or platforms. Please refer to separate RCG Category for Foundation Bases Code 30001F >500cu.m. or 300045 50cu.m. - 250cu.m. For Aviation lights see Chimney Accessory RCG code 32F15S1. For Access ladders see Chimney Accessory RCG codes 32F15S2 30m high or 32F15S3 60m High. For Lightning conductors see Separate RCG Category for Lightning Conductors. | Request copies of plans and annual mandatory inspection reports. Ascertain base diameter and height. Identify presence of aviation warning lights, lightning conductors, obtain photograph of chimney stack and overall view of base. Note any adjacent and associated plant & machinery suchs as flues, ducts etc | Refer to Rating Manual Part 5 Plant and Machinery and Practice note 1 Plant and Machinery | Refer to Rating Manual Part 5 Plant and Machinery and Practice note 1 Plant and Machinery | Flues and Ducts | Referencer to identify on site | - | photo missing | photo missing | 10041 |  | m | m ht | 3 - INDUSTRIAL | David Grace | Jim Allen | 1631.0403 | Option 2 | 1772.0691 | 8.647% | 2483 | 2488.5494 | 52.57% | 40.43% | 2488.5494 | 52.57% | ERC Over-ridden | Ian Walker | VOA_GPN_GOV_UK\7231506 | 2021-01-28 | Low | Blue | High | This ERC is at medium risk due to forming part of a larger hereditament. Lack of evidence due to unable to source new evidence/cost information to support the review of the ERC. There are only a few UK based specialist industrial chimney manufacturers and installers with many UK based firms that once manufactured and supplied industrial chimneys now undertaking inspection and repairs only. The manufacturers/installers contacted have either not responded or when chased by telephone advised they will reply in a couple of days, but still no response. Emailed James Allen, VP facilitator for industrial contractors test valuations, Industrial Crown and Commercial Team confirming via email 05/11/2020 advising that due to lack of response from manufacturers/installers this category will have to be indexed. In terms of Rateable and Non-Rateable elements I have referenced the valuer back to the relevant section of the Rating Manual for further guidance. Determining whether or not an element is rateable is a matter of law and the valuer should be able to apply their own specialist knowledge of Rating to current legislation to determine if an element is rateable or not. This is beyond the scope of the Cost Guide. | TPI adjusted to 322 on ERC | Incorrect CSA note, and not sure why unit size was changed. Reverted to 2017 text as this seemed to be the most logical. | NA | Steel | 1.56 | (BEAMS Note 1) The ERC for this item should be added to the total of the ERC of the other P&M items on the site and the Buildings ERC (where applicable) to enable the correct contract size adjustment to be made. ERC of P&M Items + ERC of Building Component’s = Total ERC (net figure rateable items only) to which contract size adjustment should be applied The 2021 Generic Contractors Test Spreadsheet has this facility built into the programme - it is recommended you undertake all contractors test valuations using this spreadsheet. (Details on the application of contract size adjustments can be found in the RCG 2021 Guidance notes). Where RV is calculated using the comparative method (rental method) the contract size adjustment should be made as follows: Select - SCAT code box "P and M as an addition” within the 2021 Generic Contractors Test Spreadsheet facility. Or Where the spreadsheet is not used take the: Reciprocal of statutory de-capitalisation rate (i.e. 5% reciprocal = 20) multiply by rateable value of the buildings (before any overall end allowances are made and after making a notional deduction for the land value) and add to the ERC of P&M. Use resultant figure to calculate contract size adjustment. (Guidance Notes - Section 6) | photo missing | photo missing | 1 | TRUE
622 | 32F20E | 6748 | 32F20E | Chimneys | Flue Liner | Steel | 12mm plate | Flue Diameter - 1.5m | Mild steel flue liners used in conjunction with reinforced concrete windshields usually forming multi-flue stacks. Generally the air space around the flues is ventilated. Consists of steel base plates bolted down into reinforced concrete foundation slab, sheet steel rolled plates welded at seams, flanges at section joints approx 6.00 to 10.00m long according to access in windshield, cranage and transport available suitable for the height. The ususal thickness of steel plate flues under 50m long is 6.00mm, from 50 to 100m is 8.00mm, for 100 to 150m is 10.00mm and above this height 12.00mm (Note: thickest section at base). | Location Adjustment Applicable (See Guidance Notes) - ERC = UK mean of 1.00 | (BEAMS Note 1) The ERC for this item should be added to the total of the ERC of the other P&M items on the site and the Buildings ERC (where applicable) to enable the correct contract size adjustment to be made. ERC of P&M Items + ERC of Building Component’s = Total ERC (net figure rateable items only) to which contract size adjustment should be applied The 2023 Generic Contractors Test Spreadsheet has this facility built into the programme - it is recommended you undertake all contractors test valuations using this spreadsheet. (Details on the application of contract size adjustments can be found in the RCG 2023 Guidance notes). Where RV is calculated using the comparative method (rental method) the contract size adjustment should be made as follows: Select - SCAT code box ""P and M as an addition” within the 2023 Generic Contractors Test Spreadsheet facility. Or Where the spreadsheet is not used take the: Reciprocal of statutory de-capitalisation rate (i.e. 5% reciprocal = 20) multiply by rateable value of the buildings (before any overall end allowances are made and after making a notional deduction for the land value) and add to the ERC of P&M. Use resultant figure to calculate contract size adjustment. (Guidance Notes - Section 6) | Cost is per metre above ground level. Cost does not include foundation bases, Aviation Warning Lights, access ladders or platforms. Please refer to separate RCG Category for Foundation Bases Code 30001F >500cu.m. or 300045 50cu.m. - 250cu.m. For Aviation lights see Chimney Accessory RCG code 32F15S1. For Access ladders see Chimney Accessory RCG codes 32F15S2 30m high or 32F15S3 60m High. For Lightning conductors see Separate RCG Category for Lightning Conductors. | Request copies of plans and annual mandatory inspection reports. Ascertain base diameter and height. Identify presence of aviation warning lights, lightning conductors, obtain photograph of chimney stack and overall view of base. Note any adjacent and associated plant & machinery suchs as flues, ducts etc | Refer to Rating Manual Part 5 Plant and Machinery and Practice note 1 Plant and Machinery | Refer to Rating Manual Part 5 Plant and Machinery and Practice note 1 Plant and Machinery | Flues and Ducts | Referencer to identify on site | - | photo missing | photo missing | 10041 |  | m | m ht | 3 - INDUSTRIAL | David Grace | Jim Allen | 1960.6731 | Option 2 | 2130.2038 | 8.647% | 2986 | 2992.6736 | 52.64% | 40.49% | 2992.6736 | 52.64% | ERC Over-ridden | Ian Walker | VOA_GPN_GOV_UK\7231506 | 2021-01-28 | Low | Blue | High | This ERC is at medium risk due to forming part of a larger hereditament. Lack of evidence due to unable to source new evidence/cost information to support the review of the ERC. There are only a few UK based specialist industrial chimney manufacturers and installers with many UK based firms that once manufactured and supplied industrial chimneys now undertaking inspection and repairs only. The manufacturers/installers contacted have either not responded or when chased by telephone advised they will reply in a couple of days, but still no response. Emailed James Allen, VP facilitator for industrial contractors test valuations, Industrial Crown and Commercial Team confirming via email 05/11/2020 advising that due to lack of response from manufacturers/installers this category will have to be indexed. In terms of Rateable and Non-Rateable elements I have referenced the valuer back to the relevant section of the Rating Manual for further guidance. Determining whether or not an element is rateable is a matter of law and the valuer should be able to apply their own specialist knowledge of Rating to current legislation to determine if an element is rateable or not. This is beyond the scope of the Cost Guide. | TPI adjusted to 322 on ERC | Incorrect CSA note, and not sure why unit size was changed. Reverted to 2017 text as this seemed to be the most logical. | NA | Steel | 1.56 | (BEAMS Note 1) The ERC for this item should be added to the total of the ERC of the other P&M items on the site and the Buildings ERC (where applicable) to enable the correct contract size adjustment to be made. ERC of P&M Items + ERC of Building Component’s = Total ERC (net figure rateable items only) to which contract size adjustment should be applied The 2021 Generic Contractors Test Spreadsheet has this facility built into the programme - it is recommended you undertake all contractors test valuations using this spreadsheet. (Details on the application of contract size adjustments can be found in the RCG 2021 Guidance notes). Where RV is calculated using the comparative method (rental method) the contract size adjustment should be made as follows: Select - SCAT code box "P and M as an addition” within the 2021 Generic Contractors Test Spreadsheet facility. Or Where the spreadsheet is not used take the: Reciprocal of statutory de-capitalisation rate (i.e. 5% reciprocal = 20) multiply by rateable value of the buildings (before any overall end allowances are made and after making a notional deduction for the land value) and add to the ERC of P&M. Use resultant figure to calculate contract size adjustment. (Guidance Notes - Section 6) | photo missing | photo missing | 1 | TRUE
623 | 32F20F | 6749 | 32F20F | Chimneys | Flue Liner | Steel | 12mm plate | Flue Diameter - 1.75m | Mild steel flue liners used in conjunction with reinforced concrete windshields usually forming multi-flue stacks. Generally the air space around the flues is ventilated. Consists of steel base plates bolted down into reinforced concrete foundation slab, sheet steel rolled plates welded at seams, flanges at section joints approx 6.00 to 10.00m long according to access in windshield, cranage and transport available suitable for the height. The ususal thickness of steel plate flues under 50m long is 6.00mm, from 50 to 100m is 8.00mm, for 100 to 150m is 10.00mm and above this height 12.00mm (Note: thickest section at base). | Location Adjustment Applicable (See Guidance Notes) - ERC = UK mean of 1.00 | (BEAMS Note 1) The ERC for this item should be added to the total of the ERC of the other P&M items on the site and the Buildings ERC (where applicable) to enable the correct contract size adjustment to be made. ERC of P&M Items + ERC of Building Component’s = Total ERC (net figure rateable items only) to which contract size adjustment should be applied The 2023 Generic Contractors Test Spreadsheet has this facility built into the programme - it is recommended you undertake all contractors test valuations using this spreadsheet. (Details on the application of contract size adjustments can be found in the RCG 2023 Guidance notes). Where RV is calculated using the comparative method (rental method) the contract size adjustment should be made as follows: Select - SCAT code box ""P and M as an addition” within the 2023 Generic Contractors Test Spreadsheet facility. Or Where the spreadsheet is not used take the: Reciprocal of statutory de-capitalisation rate (i.e. 5% reciprocal = 20) multiply by rateable value of the buildings (before any overall end allowances are made and after making a notional deduction for the land value) and add to the ERC of P&M. Use resultant figure to calculate contract size adjustment. (Guidance Notes - Section 6) | Cost is per metre above ground level. Cost does not include foundation bases, Aviation Warning Lights, access ladders or platforms. Please refer to separate RCG Category for Foundation Bases Code 30001F >500cu.m. or 300045 50cu.m. - 250cu.m. For Aviation lights see Chimney Accessory RCG code 32F15S1. For Access ladders see Chimney Accessory RCG codes 32F15S2 30m high or 32F15S3 60m High. For Lightning conductors see Separate RCG Category for Lightning Conductors. | Request copies of plans and annual mandatory inspection reports. Ascertain base diameter and height. Identify presence of aviation warning lights, lightning conductors, obtain photograph of chimney stack and overall view of base. Note any adjacent and associated plant & machinery suchs as flues, ducts etc | Refer to Rating Manual Part 5 Plant and Machinery and Practice note 1 Plant and Machinery | Refer to Rating Manual Part 5 Plant and Machinery and Practice note 1 Plant and Machinery | Flues and Ducts | Referencer to identify on site | - | photo missing | photo missing | 10041 |  | m | m ht | 3 - INDUSTRIAL | David Grace | Jim Allen | 2290.3059 | Option 2 | 2488.3385 | 8.647% | 3487 | 3494.7933 | 52.59% | 40.45% | 3494.7933 | 52.59% | ERC Over-ridden | Ian Walker | VOA_GPN_GOV_UK\7231506 | 2021-01-28 | Low | Blue | High | This ERC is at medium risk due to forming part of a larger hereditament. Lack of evidence due to unable to source new evidence/cost information to support the review of the ERC. There are only a few UK based specialist industrial chimney manufacturers and installers with many UK based firms that once manufactured and supplied industrial chimneys now undertaking inspection and repairs only. The manufacturers/installers contacted have either not responded or when chased by telephone advised they will reply in a couple of days, but still no response. Emailed James Allen, VP facilitator for industrial contractors test valuations, Industrial Crown and Commercial Team confirming via email 05/11/2020 advising that due to lack of response from manufacturers/installers this category will have to be indexed. In terms of Rateable and Non-Rateable elements I have referenced the valuer back to the relevant section of the Rating Manual for further guidance. Determining whether or not an element is rateable is a matter of law and the valuer should be able to apply their own specialist knowledge of Rating to current legislation to determine if an element is rateable or not. This is beyond the scope of the Cost Guide. | TPI adjusted to 322 on ERC | Incorrect CSA note, and not sure why unit size was changed. Reverted to 2017 text as this seemed to be the most logical. | NA | Steel | 1.56 | (BEAMS Note 1) The ERC for this item should be added to the total of the ERC of the other P&M items on the site and the Buildings ERC (where applicable) to enable the correct contract size adjustment to be made. ERC of P&M Items + ERC of Building Component’s = Total ERC (net figure rateable items only) to which contract size adjustment should be applied The 2021 Generic Contractors Test Spreadsheet has this facility built into the programme - it is recommended you undertake all contractors test valuations using this spreadsheet. (Details on the application of contract size adjustments can be found in the RCG 2021 Guidance notes). Where RV is calculated using the comparative method (rental method) the contract size adjustment should be made as follows: Select - SCAT code box "P and M as an addition” within the 2021 Generic Contractors Test Spreadsheet facility. Or Where the spreadsheet is not used take the: Reciprocal of statutory de-capitalisation rate (i.e. 5% reciprocal = 20) multiply by rateable value of the buildings (before any overall end allowances are made and after making a notional deduction for the land value) and add to the ERC of P&M. Use resultant figure to calculate contract size adjustment. (Guidance Notes - Section 6) | photo missing | photo missing | 1 | TRUE
624 | 32F20G | 6750 | 32F20G | Chimneys | Flue Liner | Steel | 12mm plate | Flue Diameter - 2m | Mild steel flue liners used in conjunction with reinforced concrete windshields usually forming multi-flue stacks. Generally the air space around the flues is ventilated. Consists of steel base plates bolted down into reinforced concrete foundation slab, sheet steel rolled plates welded at seams, flanges at section joints approx 6.00 to 10.00m long according to access in windshield, cranage and transport available suitable for the height. The ususal thickness of steel plate flues under 50m long is 6.00mm, from 50 to 100m is 8.00mm, for 100 to 150m is 10.00mm and above this height 12.00mm (Note: thickest section at base). | Location Adjustment Applicable (See Guidance Notes) - ERC = UK mean of 1.00 | (BEAMS Note 1) The ERC for this item should be added to the total of the ERC of the other P&M items on the site and the Buildings ERC (where applicable) to enable the correct contract size adjustment to be made. ERC of P&M Items + ERC of Building Component’s = Total ERC (net figure rateable items only) to which contract size adjustment should be applied The 2023 Generic Contractors Test Spreadsheet has this facility built into the programme - it is recommended you undertake all contractors test valuations using this spreadsheet. (Details on the application of contract size adjustments can be found in the RCG 2023 Guidance notes). Where RV is calculated using the comparative method (rental method) the contract size adjustment should be made as follows: Select - SCAT code box ""P and M as an addition” within the 2023 Generic Contractors Test Spreadsheet facility. Or Where the spreadsheet is not used take the: Reciprocal of statutory de-capitalisation rate (i.e. 5% reciprocal = 20) multiply by rateable value of the buildings (before any overall end allowances are made and after making a notional deduction for the land value) and add to the ERC of P&M. Use resultant figure to calculate contract size adjustment. (Guidance Notes - Section 6) | Cost is per metre above ground level. Cost does not include foundation bases, Aviation Warning Lights, access ladders or platforms. Please refer to separate RCG Category for Foundation Bases Code 30001F >500cu.m. or 300045 50cu.m. - 250cu.m. For Aviation lights see Chimney Accessory RCG code 32F15S1. For Access ladders see Chimney Accessory RCG codes 32F15S2 30m high or 32F15S3 60m High. For Lightning conductors see Separate RCG Category for Lightning Conductors. | Request copies of plans and annual mandatory inspection reports. Ascertain base diameter and height. Identify presence of aviation warning lights, lightning conductors, obtain photograph of chimney stack and overall view of base. Note any adjacent and associated plant & machinery suchs as flues, ducts etc | Refer to Rating Manual Part 5 Plant and Machinery and Practice note 1 Plant and Machinery | Refer to Rating Manual Part 5 Plant and Machinery and Practice note 1 Plant and Machinery | Flues and Ducts | Referencer to identify on site | - | photo missing | photo missing | 10041 |  | m | m ht | 3 - INDUSTRIAL | David Grace | Jim Allen | 2615.6577 | Option 2 | 2841.8221 | 8.647% | 3983 | 3991.9018 | 52.62% | 40.47% | 3991.9018 | 52.62% | ERC Over-ridden | Ian Walker | VOA_GPN_GOV_UK\7231506 | 2021-01-28 | Low | Blue | High | This ERC is at medium risk due to forming part of a larger hereditament. Lack of evidence due to unable to source new evidence/cost information to support the review of the ERC. There are only a few UK based specialist industrial chimney manufacturers and installers with many UK based firms that once manufactured and supplied industrial chimneys now undertaking inspection and repairs only. The manufacturers/installers contacted have either not responded or when chased by telephone advised they will reply in a couple of days, but still no response. Emailed James Allen, VP facilitator for industrial contractors test valuations, Industrial Crown and Commercial Team confirming via email 05/11/2020 advising that due to lack of response from manufacturers/installers this category will have to be indexed. In terms of Rateable and Non-Rateable elements I have referenced the valuer back to the relevant section of the Rating Manual for further guidance. Determining whether or not an element is rateable is a matter of law and the valuer should be able to apply their own specialist knowledge of Rating to current legislation to determine if an element is rateable or not. This is beyond the scope of the Cost Guide. | TPI adjusted to 322 on ERC | Incorrect CSA note, and not sure why unit size was changed. Reverted to 2017 text as this seemed to be the most logical. | NA | Steel | 1.56 | (BEAMS Note 1) The ERC for this item should be added to the total of the ERC of the other P&M items on the site and the Buildings ERC (where applicable) to enable the correct contract size adjustment to be made. ERC of P&M Items + ERC of Building Component’s = Total ERC (net figure rateable items only) to which contract size adjustment should be applied The 2021 Generic Contractors Test Spreadsheet has this facility built into the programme - it is recommended you undertake all contractors test valuations using this spreadsheet. (Details on the application of contract size adjustments can be found in the RCG 2021 Guidance notes). Where RV is calculated using the comparative method (rental method) the contract size adjustment should be made as follows: Select - SCAT code box "P and M as an addition” within the 2021 Generic Contractors Test Spreadsheet facility. Or Where the spreadsheet is not used take the: Reciprocal of statutory de-capitalisation rate (i.e. 5% reciprocal = 20) multiply by rateable value of the buildings (before any overall end allowances are made and after making a notional deduction for the land value) and add to the ERC of P&M. Use resultant figure to calculate contract size adjustment. (Guidance Notes - Section 6) | photo missing | photo missing | 1 | TRUE
625 | 32F20K | 6751 | 32F20K | Chimneys | Flue Liner | Steel | 12mm plate | Flue Diameter - 2.25m | Mild steel flue liners used in conjunction with reinforced concrete windshields usually forming multi-flue stacks. Generally the air space around the flues is ventilated. Consists of steel base plates bolted down into reinforced concrete foundation slab, sheet steel rolled plates welded at seams, flanges at section joints approx 6.00 to 10.00m long according to access in windshield, cranage and transport available suitable for the height. The ususal thickness of steel plate flues under 50m long is 6.00mm, from 50 to 100m is 8.00mm, for 100 to 150m is 10.00mm and above this height 12.00mm (Note: thickest section at base). | Location Adjustment Applicable (See Guidance Notes) - ERC = UK mean of 1.00 | (BEAMS Note 1) The ERC for this item should be added to the total of the ERC of the other P&M items on the site and the Buildings ERC (where applicable) to enable the correct contract size adjustment to be made. ERC of P&M Items + ERC of Building Component’s = Total ERC (net figure rateable items only) to which contract size adjustment should be applied The 2023 Generic Contractors Test Spreadsheet has this facility built into the programme - it is recommended you undertake all contractors test valuations using this spreadsheet. (Details on the application of contract size adjustments can be found in the RCG 2023 Guidance notes). Where RV is calculated using the comparative method (rental method) the contract size adjustment should be made as follows: Select - SCAT code box ""P and M as an addition” within the 2023 Generic Contractors Test Spreadsheet facility. Or Where the spreadsheet is not used take the: Reciprocal of statutory de-capitalisation rate (i.e. 5% reciprocal = 20) multiply by rateable value of the buildings (before any overall end allowances are made and after making a notional deduction for the land value) and add to the ERC of P&M. Use resultant figure to calculate contract size adjustment. (Guidance Notes - Section 6) | Cost is per metre above ground level. Cost does not include foundation bases, Aviation Warning Lights, access ladders or platforms. Please refer to separate RCG Category for Foundation Bases Code 30001F >500cu.m. or 300045 50cu.m. - 250cu.m. For Aviation lights see Chimney Accessory RCG code 32F15S1. For Access ladders see Chimney Accessory RCG codes 32F15S2 30m high or 32F15S3 60m High. For Lightning conductors see Separate RCG Category for Lightning Conductors. | Request copies of plans and annual mandatory inspection reports. Ascertain base diameter and height. Identify presence of aviation warning lights, lightning conductors, obtain photograph of chimney stack and overall view of base. Note any adjacent and associated plant & machinery suchs as flues, ducts etc | Refer to Rating Manual Part 5 Plant and Machinery and Practice note 1 Plant and Machinery | Refer to Rating Manual Part 5 Plant and Machinery and Practice note 1 Plant and Machinery | Flues and Ducts | Referencer to identify on site | - | photo missing | photo missing | 10041 |  | m | m ht | 3 - INDUSTRIAL | David Grace | Jim Allen | 2941.0096 | Option 2 | 3195.3057 | 8.647% | 4478 | 4488.0081 | 52.6% | 40.46% | 4488.0081 | 52.6% | ERC Over-ridden | Ian Walker | VOA_GPN_GOV_UK\7231506 | 2021-01-28 | Low | Blue | High | This ERC is at medium risk due to forming part of a larger hereditament. Lack of evidence due to unable to source new evidence/cost information to support the review of the ERC. There are only a few UK based specialist industrial chimney manufacturers and installers with many UK based firms that once manufactured and supplied industrial chimneys now undertaking inspection and repairs only. The manufacturers/installers contacted have either not responded or when chased by telephone advised they will reply in a couple of days, but still no response. Emailed James Allen, VP facilitator for industrial contractors test valuations, Industrial Crown and Commercial Team confirming via email 05/11/2020 advising that due to lack of response from manufacturers/installers this category will have to be indexed. In terms of Rateable and Non-Rateable elements I have referenced the valuer back to the relevant section of the Rating Manual for further guidance. Determining whether or not an element is rateable is a matter of law and the valuer should be able to apply their own specialist knowledge of Rating to current legislation to determine if an element is rateable or not. This is beyond the scope of the Cost Guide. | TPI adjusted to 322 on ERC | Incorrect CSA note, and not sure why unit size was changed. Reverted to 2017 text as this seemed to be the most logical. | NA | Steel | 1.56 | (BEAMS Note 1) The ERC for this item should be added to the total of the ERC of the other P&M items on the site and the Buildings ERC (where applicable) to enable the correct contract size adjustment to be made. ERC of P&M Items + ERC of Building Component’s = Total ERC (net figure rateable items only) to which contract size adjustment should be applied The 2021 Generic Contractors Test Spreadsheet has this facility built into the programme - it is recommended you undertake all contractors test valuations using this spreadsheet. (Details on the application of contract size adjustments can be found in the RCG 2021 Guidance notes). Where RV is calculated using the comparative method (rental method) the contract size adjustment should be made as follows: Select - SCAT code box "P and M as an addition” within the 2021 Generic Contractors Test Spreadsheet facility. Or Where the spreadsheet is not used take the: Reciprocal of statutory de-capitalisation rate (i.e. 5% reciprocal = 20) multiply by rateable value of the buildings (before any overall end allowances are made and after making a notional deduction for the land value) and add to the ERC of P&M. Use resultant figure to calculate contract size adjustment. (Guidance Notes - Section 6) | photo missing | photo missing | 1 | TRUE
626 | 32F20M | 6752 | 32F20M | Chimneys | Flue Liner | Steel | 12mm plate | Flue Diameter - 2.5m | Mild steel flue liners used in conjunction with reinforced concrete windshields usually forming multi-flue stacks. Generally the air space around the flues is ventilated. Consists of steel base plates bolted down into reinforced concrete foundation slab, sheet steel rolled plates welded at seams, flanges at section joints approx 6.00 to 10.00m long according to access in windshield, cranage and transport available suitable for the height. The ususal thickness of steel plate flues under 50m long is 6.00mm, from 50 to 100m is 8.00mm, for 100 to 150m is 10.00mm and above this height 12.00mm (Note: thickest section at base). | Location Adjustment Applicable (See Guidance Notes) - ERC = UK mean of 1.00 | (BEAMS Note 1) The ERC for this item should be added to the total of the ERC of the other P&M items on the site and the Buildings ERC (where applicable) to enable the correct contract size adjustment to be made. ERC of P&M Items + ERC of Building Component’s = Total ERC (net figure rateable items only) to which contract size adjustment should be applied The 2023 Generic Contractors Test Spreadsheet has this facility built into the programme - it is recommended you undertake all contractors test valuations using this spreadsheet. (Details on the application of contract size adjustments can be found in the RCG 2023 Guidance notes). Where RV is calculated using the comparative method (rental method) the contract size adjustment should be made as follows: Select - SCAT code box ""P and M as an addition” within the 2023 Generic Contractors Test Spreadsheet facility. Or Where the spreadsheet is not used take the: Reciprocal of statutory de-capitalisation rate (i.e. 5% reciprocal = 20) multiply by rateable value of the buildings (before any overall end allowances are made and after making a notional deduction for the land value) and add to the ERC of P&M. Use resultant figure to calculate contract size adjustment. (Guidance Notes - Section 6) | Cost is per metre above ground level. Cost does not include foundation bases, Aviation Warning Lights, access ladders or platforms. Please refer to separate RCG Category for Foundation Bases Code 30001F >500cu.m. or 300045 50cu.m. - 250cu.m. For Aviation lights see Chimney Accessory RCG code 32F15S1. For Access ladders see Chimney Accessory RCG codes 32F15S2 30m high or 32F15S3 60m High. For Lightning conductors see Separate RCG Category for Lightning Conductors. | Request copies of plans and annual mandatory inspection reports. Ascertain base diameter and height. Identify presence of aviation warning lights, lightning conductors, obtain photograph of chimney stack and overall view of base. Note any adjacent and associated plant & machinery suchs as flues, ducts etc | Refer to Rating Manual Part 5 Plant and Machinery and Practice note 1 Plant and Machinery | Refer to Rating Manual Part 5 Plant and Machinery and Practice note 1 Plant and Machinery | Flues and Ducts | Referencer to identify on site | - | photo missing | photo missing | 10041 |  | m | m ht | 3 - INDUSTRIAL | David Grace | Jim Allen | 3266.3615 | Option 2 | 3548.7893 | 8.647% | 4973 | 4984.1144 | 52.59% | 40.45% | 4984.1144 | 52.59% | ERC Over-ridden | Ian Walker | VOA_GPN_GOV_UK\7231506 | 2021-01-28 | Low | Blue | High | This ERC is at medium risk due to forming part of a larger hereditament. Lack of evidence due to unable to source new evidence/cost information to support the review of the ERC. There are only a few UK based specialist industrial chimney manufacturers and installers with many UK based firms that once manufactured and supplied industrial chimneys now undertaking inspection and repairs only. The manufacturers/installers contacted have either not responded or when chased by telephone advised they will reply in a couple of days, but still no response. Emailed James Allen, VP facilitator for industrial contractors test valuations, Industrial Crown and Commercial Team confirming via email 05/11/2020 advising that due to lack of response from manufacturers/installers this category will have to be indexed. In terms of Rateable and Non-Rateable elements I have referenced the valuer back to the relevant section of the Rating Manual for further guidance. Determining whether or not an element is rateable is a matter of law and the valuer should be able to apply their own specialist knowledge of Rating to current legislation to determine if an element is rateable or not. This is beyond the scope of the Cost Guide. | TPI adjusted to 322 on Erc | Incorrect CSA note, and not sure why unit size was changed. Reverted to 2017 text as this seemed to be the most logical. | NA | Steel | 1.56 | (BEAMS Note 1) The ERC for this item should be added to the total of the ERC of the other P&M items on the site and the Buildings ERC (where applicable) to enable the correct contract size adjustment to be made. ERC of P&M Items + ERC of Building Component’s = Total ERC (net figure rateable items only) to which contract size adjustment should be applied The 2021 Generic Contractors Test Spreadsheet has this facility built into the programme - it is recommended you undertake all contractors test valuations using this spreadsheet. (Details on the application of contract size adjustments can be found in the RCG 2021 Guidance notes). Where RV is calculated using the comparative method (rental method) the contract size adjustment should be made as follows: Select - SCAT code box "P and M as an addition” within the 2021 Generic Contractors Test Spreadsheet facility. Or Where the spreadsheet is not used take the: Reciprocal of statutory de-capitalisation rate (i.e. 5% reciprocal = 20) multiply by rateable value of the buildings (before any overall end allowances are made and after making a notional deduction for the land value) and add to the ERC of P&M. Use resultant figure to calculate contract size adjustment. (Guidance Notes - Section 6) | photo missing | photo missing | 1 | TRUE
627 | 32F20P | 6753 | 32F20P | Chimneys | Flue Liner | Steel | 12mm plate | Flue Diameter - 2.75m | Mild steel flue liners used in conjunction with reinforced concrete windshields usually forming multi-flue stacks. Generally the air space around the flues is ventilated. Consists of steel base plates bolted down into reinforced concrete foundation slab, sheet steel rolled plates welded at seams, flanges at section joints approx 6.00 to 10.00m long according to access in windshield, cranage and transport available suitable for the height. The ususal thickness of steel plate flues under 50m long is 6.00mm, from 50 to 100m is 8.00mm, for 100 to 150m is 10.00mm and above this height 12.00mm (Note: thickest section at base). | Location Adjustment Applicable (See Guidance Notes) - ERC = UK mean of 1.00 | (BEAMS Note 1) The ERC for this item should be added to the total of the ERC of the other P&M items on the site and the Buildings ERC (where applicable) to enable the correct contract size adjustment to be made. ERC of P&M Items + ERC of Building Component’s = Total ERC (net figure rateable items only) to which contract size adjustment should be applied The 2023 Generic Contractors Test Spreadsheet has this facility built into the programme - it is recommended you undertake all contractors test valuations using this spreadsheet. (Details on the application of contract size adjustments can be found in the RCG 2023 Guidance notes). Where RV is calculated using the comparative method (rental method) the contract size adjustment should be made as follows: Select - SCAT code box ""P and M as an addition” within the 2023 Generic Contractors Test Spreadsheet facility. Or Where the spreadsheet is not used take the: Reciprocal of statutory de-capitalisation rate (i.e. 5% reciprocal = 20) multiply by rateable value of the buildings (before any overall end allowances are made and after making a notional deduction for the land value) and add to the ERC of P&M. Use resultant figure to calculate contract size adjustment. (Guidance Notes - Section 6) | Cost is per metre above ground level. Cost does not include foundation bases, Aviation Warning Lights, access ladders or platforms. Please refer to separate RCG Category for Foundation Bases Code 30001F >500cu.m. or 300045 50cu.m. - 250cu.m. For Aviation lights see Chimney Accessory RCG code 32F15S1. For Access ladders see Chimney Accessory RCG codes 32F15S2 30m high or 32F15S3 60m High. For Lightning conductors see Separate RCG Category for Lightning Conductors. | Request copies of plans and annual mandatory inspection reports. Ascertain base diameter and height. Identify presence of aviation warning lights, lightning conductors, obtain photograph of chimney stack and overall view of base. Note any adjacent and associated plant & machinery suchs as flues, ducts etc | Refer to Rating Manual Part 5 Plant and Machinery and Practice note 1 Plant and Machinery | Refer to Rating Manual Part 5 Plant and Machinery and Practice note 1 Plant and Machinery | Flues and Ducts | Referencer to identify on site | - | photo missing | photo missing | 10041 |  | m | m ht | 3 - INDUSTRIAL | David Grace | Jim Allen | 3600.2752 | Option 2 | 3911.5751 | 8.647% | 5482 | 5494.252 | 52.61% | 40.46% | 5494.252 | 52.61% | ERC Over-ridden | Ian Walker | VOA_GPN_GOV_UK\7231506 | 2021-01-28 | Low | Blue | High | This ERC is at medium risk due to forming part of a larger hereditament. Lack of evidence due to unable to source new evidence/cost information to support the review of the ERC. There are only a few UK based specialist industrial chimney manufacturers and installers with many UK based firms that once manufactured and supplied industrial chimneys now undertaking inspection and repairs only. The manufacturers/installers contacted have either not responded or when chased by telephone advised they will reply in a couple of days, but still no response. Emailed James Allen, VP facilitator for industrial contractors test valuations, Industrial Crown and Commercial Team confirming via email 05/11/2020 advising that due to lack of response from manufacturers/installers this category will have to be indexed. In terms of Rateable and Non-Rateable elements I have referenced the valuer back to the relevant section of the Rating Manual for further guidance. Determining whether or not an element is rateable is a matter of law and the valuer should be able to apply their own specialist knowledge of Rating to current legislation to determine if an element is rateable or not. This is beyond the scope of the Cost Guide. | TPI adjusted to 322 on ERC | Incorrect CSA note, and not sure why unit size was changed. Reverted to 2017 text as this seemed to be the most logical. | NA | Steel | 1.56 | (BEAMS Note 1) The ERC for this item should be added to the total of the ERC of the other P&M items on the site and the Buildings ERC (where applicable) to enable the correct contract size adjustment to be made. ERC of P&M Items + ERC of Building Component’s = Total ERC (net figure rateable items only) to which contract size adjustment should be applied The 2021 Generic Contractors Test Spreadsheet has this facility built into the programme - it is recommended you undertake all contractors test valuations using this spreadsheet. (Details on the application of contract size adjustments can be found in the RCG 2021 Guidance notes). Where RV is calculated using the comparative method (rental method) the contract size adjustment should be made as follows: Select - SCAT code box "P and M as an addition” within the 2021 Generic Contractors Test Spreadsheet facility. Or Where the spreadsheet is not used take the: Reciprocal of statutory de-capitalisation rate (i.e. 5% reciprocal = 20) multiply by rateable value of the buildings (before any overall end allowances are made and after making a notional deduction for the land value) and add to the ERC of P&M. Use resultant figure to calculate contract size adjustment. (Guidance Notes - Section 6) | photo missing | photo missing | 1 | TRUE
628 | 32F20R | 6754 | 32F20R | Chimneys | Flue Liner | Steel | 12mm plate | Flue Diameter - 3m | Mild steel flue liners used in conjunction with reinforced concrete windshields usually forming multi-flue stacks. Generally the air space around the flues is ventilated. Consists of steel base plates bolted down into reinforced concrete foundation slab, sheet steel rolled plates welded at seams, flanges at section joints approx 6.00 to 10.00m long according to access in windshield, cranage and transport available suitable for the height. The ususal thickness of steel plate flues under 50m long is 6.00mm, from 50 to 100m is 8.00mm, for 100 to 150m is 10.00mm and above this height 12.00mm (Note: thickest section at base). | Location Adjustment Applicable (See Guidance Notes) - ERC = UK mean of 1.00 | (BEAMS Note 1) The ERC for this item should be added to the total of the ERC of the other P&M items on the site and the Buildings ERC (where applicable) to enable the correct contract size adjustment to be made. ERC of P&M Items + ERC of Building Component’s = Total ERC (net figure rateable items only) to which contract size adjustment should be applied The 2023 Generic Contractors Test Spreadsheet has this facility built into the programme - it is recommended you undertake all contractors test valuations using this spreadsheet. (Details on the application of contract size adjustments can be found in the RCG 2023 Guidance notes). Where RV is calculated using the comparative method (rental method) the contract size adjustment should be made as follows: Select - SCAT code box ""P and M as an addition” within the 2023 Generic Contractors Test Spreadsheet facility. Or Where the spreadsheet is not used take the: Reciprocal of statutory de-capitalisation rate (i.e. 5% reciprocal = 20) multiply by rateable value of the buildings (before any overall end allowances are made and after making a notional deduction for the land value) and add to the ERC of P&M. Use resultant figure to calculate contract size adjustment. (Guidance Notes - Section 6) | Cost is per metre above ground level. Cost does not include foundation bases, Aviation Warning Lights, access ladders or platforms. Please refer to separate RCG Category for Foundation Bases Code 30001F >500cu.m. or 300045 50cu.m. - 250cu.m. For Aviation lights see Chimney Accessory RCG code 32F15S1. For Access ladders see Chimney Accessory RCG codes 32F15S2 30m high or 32F15S3 60m High. For Lightning conductors see Separate RCG Category for Lightning Conductors. | Request copies of plans and annual mandatory inspection reports. Ascertain base diameter and height. Identify presence of aviation warning lights, lightning conductors, obtain photograph of chimney stack and overall view of base. Note any adjacent and associated plant & machinery suchs as flues, ducts etc | Refer to Rating Manual Part 5 Plant and Machinery and Practice note 1 Plant and Machinery | Refer to Rating Manual Part 5 Plant and Machinery and Practice note 1 Plant and Machinery | Flues and Ducts | Referencer to identify on site | - | photo missing | photo missing | 10041 |  | m | m ht | 3 - INDUSTRIAL | David Grace | Jim Allen | 3921.3461 | Option 2 | 4260.4076 | 8.647% | 5970 | 5983.3427 | 52.58% | 40.44% | 5983.3427 | 52.58% | ERC Over-ridden | Ian Walker | VOA_GPN_GOV_UK\7231506 | 2021-01-28 | Low | Blue | High | This ERC is at medium risk due to forming part of a larger hereditament. Lack of evidence due to unable to source new evidence/cost information to support the review of the ERC. There are only a few UK based specialist industrial chimney manufacturers and installers with many UK based firms that once manufactured and supplied industrial chimneys now undertaking inspection and repairs only. The manufacturers/installers contacted have either not responded or when chased by telephone advised they will reply in a couple of days, but still no response. Emailed James Allen, VP facilitator for industrial contractors test valuations, Industrial Crown and Commercial Team confirming via email 05/11/2020 advising that due to lack of response from manufacturers/installers this category will have to be indexed. In terms of Rateable and Non-Rateable elements I have referenced the valuer back to the relevant section of the Rating Manual for further guidance. Determining whether or not an element is rateable is a matter of law and the valuer should be able to apply their own specialist knowledge of Rating to current legislation to determine if an element is rateable or not. This is beyond the scope of the Cost Guide. | TPI adjusted to 322 on ERC | Incorrect CSA note, and not sure why unit size was changed. Reverted to 2017 text as this seemed to be the most logical. | NA | Steel | 1.56 | (BEAMS Note 1) The ERC for this item should be added to the total of the ERC of the other P&M items on the site and the Buildings ERC (where applicable) to enable the correct contract size adjustment to be made. ERC of P&M Items + ERC of Building Component’s = Total ERC (net figure rateable items only) to which contract size adjustment should be applied The 2021 Generic Contractors Test Spreadsheet has this facility built into the programme - it is recommended you undertake all contractors test valuations using this spreadsheet. (Details on the application of contract size adjustments can be found in the RCG 2021 Guidance notes). Where RV is calculated using the comparative method (rental method) the contract size adjustment should be made as follows: Select - SCAT code box "P and M as an addition” within the 2021 Generic Contractors Test Spreadsheet facility. Or Where the spreadsheet is not used take the: Reciprocal of statutory de-capitalisation rate (i.e. 5% reciprocal = 20) multiply by rateable value of the buildings (before any overall end allowances are made and after making a notional deduction for the land value) and add to the ERC of P&M. Use resultant figure to calculate contract size adjustment. (Guidance Notes - Section 6) | photo missing | photo missing | 1 | TRUE
629 | 32F20T | 6755 | 32F20T | Chimneys | Flue Liner | Steel | 12mm plate | Flue Diameter - 3.25m | Mild steel flue liners used in conjunction with reinforced concrete windshields usually forming multi-flue stacks. Generally the air space around the flues is ventilated. Consists of steel base plates bolted down into reinforced concrete foundation slab, sheet steel rolled plates welded at seams, flanges at section joints approx 6.00 to 10.00m long according to access in windshield, cranage and transport available suitable for the height. The ususal thickness of steel plate flues under 50m long is 6.00mm, from 50 to 100m is 8.00mm, for 100 to 150m is 10.00mm and above this height 12.00mm (Note: thickest section at base). | Location Adjustment Applicable (See Guidance Notes) - ERC = UK mean of 1.00 | (BEAMS Note 1) The ERC for this item should be added to the total of the ERC of the other P&M items on the site and the Buildings ERC (where applicable) to enable the correct contract size adjustment to be made. ERC of P&M Items + ERC of Building Component’s = Total ERC (net figure rateable items only) to which contract size adjustment should be applied The 2023 Generic Contractors Test Spreadsheet has this facility built into the programme - it is recommended you undertake all contractors test valuations using this spreadsheet. (Details on the application of contract size adjustments can be found in the RCG 2023 Guidance notes). Where RV is calculated using the comparative method (rental method) the contract size adjustment should be made as follows: Select - SCAT code box ""P and M as an addition” within the 2023 Generic Contractors Test Spreadsheet facility. Or Where the spreadsheet is not used take the: Reciprocal of statutory de-capitalisation rate (i.e. 5% reciprocal = 20) multiply by rateable value of the buildings (before any overall end allowances are made and after making a notional deduction for the land value) and add to the ERC of P&M. Use resultant figure to calculate contract size adjustment. (Guidance Notes - Section 6) | Cost is per metre above ground level. Cost does not include foundation bases, Aviation Warning Lights, access ladders or platforms. Please refer to separate RCG Category for Foundation Bases Code 30001F >500cu.m. or 300045 50cu.m. - 250cu.m. For Aviation lights see Chimney Accessory RCG code 32F15S1. For Access ladders see Chimney Accessory RCG codes 32F15S2 30m high or 32F15S3 60m High. For Lightning conductors see Separate RCG Category for Lightning Conductors. | Request copies of plans and annual mandatory inspection reports. Ascertain base diameter and height. Identify presence of aviation warning lights, lightning conductors, obtain photograph of chimney stack and overall view of base. Note any adjacent and associated plant & machinery suchs as flues, ducts etc | Refer to Rating Manual Part 5 Plant and Machinery and Practice note 1 Plant and Machinery | Refer to Rating Manual Part 5 Plant and Machinery and Practice note 1 Plant and Machinery | Flues and Ducts | Referencer to identify on site | - | photo missing | photo missing | 10041 |  | m | m ht | 3 - INDUSTRIAL | David Grace | Jim Allen | 4242.4171 | Option 2 | 4609.2401 | 8.647% | 6459 | 6473.4356 | 52.59% | 40.44% | 6473.4356 | 52.59% | ERC Over-ridden | Ian Walker | VOA_GPN_GOV_UK\7231506 | 2021-01-28 | Low | Blue | High | This ERC is at medium risk due to forming part of a larger hereditament. Lack of evidence due to unable to source new evidence/cost information to support the review of the ERC. There are only a few UK based specialist industrial chimney manufacturers and installers with many UK based firms that once manufactured and supplied industrial chimneys now undertaking inspection and repairs only. The manufacturers/installers contacted have either not responded or when chased by telephone advised they will reply in a couple of days, but still no response. Emailed James Allen, VP facilitator for industrial contractors test valuations, Industrial Crown and Commercial Team confirming via email 05/11/2020 advising that due to lack of response from manufacturers/installers this category will have to be indexed. In terms of Rateable and Non-Rateable elements I have referenced the valuer back to the relevant section of the Rating Manual for further guidance. Determining whether or not an element is rateable is a matter of law and the valuer should be able to apply their own specialist knowledge of Rating to current legislation to determine if an element is rateable or not. This is beyond the scope of the Cost Guide. | TPI adjusted to 322 on ERC | Incorrect CSA note, and not sure why unit size was changed. Reverted to 2017 text as this seemed to be the most logical. | NA | Steel | 1.56 | (BEAMS Note 1) The ERC for this item should be added to the total of the ERC of the other P&M items on the site and the Buildings ERC (where applicable) to enable the correct contract size adjustment to be made. ERC of P&M Items + ERC of Building Component’s = Total ERC (net figure rateable items only) to which contract size adjustment should be applied The 2021 Generic Contractors Test Spreadsheet has this facility built into the programme - it is recommended you undertake all contractors test valuations using this spreadsheet. (Details on the application of contract size adjustments can be found in the RCG 2021 Guidance notes). Where RV is calculated using the comparative method (rental method) the contract size adjustment should be made as follows: Select - SCAT code box "P and M as an addition” within the 2021 Generic Contractors Test Spreadsheet facility. Or Where the spreadsheet is not used take the: Reciprocal of statutory de-capitalisation rate (i.e. 5% reciprocal = 20) multiply by rateable value of the buildings (before any overall end allowances are made and after making a notional deduction for the land value) and add to the ERC of P&M. Use resultant figure to calculate contract size adjustment. (Guidance Notes - Section 6) | photo missing | photo missing | 1 | TRUE
630 | 32F20V | 6756 | 32F20V | Chimneys | Flue Liner | Steel | 12mm plate | Flue Diameter - 3.5m | Mild steel flue liners used in conjunction with reinforced concrete windshields usually forming multi-flue stacks. Generally the air space around the flues is ventilated. Consists of steel base plates bolted down into reinforced concrete foundation slab, sheet steel rolled plates welded at seams, flanges at section joints approx 6.00 to 10.00m long according to access in windshield, cranage and transport available suitable for the height. The ususal thickness of steel plate flues under 50m long is 6.00mm, from 50 to 100m is 8.00mm, for 100 to 150m is 10.00mm and above this height 12.00mm (Note: thickest section at base). | Location Adjustment Applicable (See Guidance Notes) - ERC = UK mean of 1.00 | (BEAMS Note 1) The ERC for this item should be added to the total of the ERC of the other P&M items on the site and the Buildings ERC (where applicable) to enable the correct contract size adjustment to be made. ERC of P&M Items + ERC of Building Component’s = Total ERC (net figure rateable items only) to which contract size adjustment should be applied The 2023 Generic Contractors Test Spreadsheet has this facility built into the programme - it is recommended you undertake all contractors test valuations using this spreadsheet. (Details on the application of contract size adjustments can be found in the RCG 2023 Guidance notes). Where RV is calculated using the comparative method (rental method) the contract size adjustment should be made as follows: Select - SCAT code box ""P and M as an addition” within the 2023 Generic Contractors Test Spreadsheet facility. Or Where the spreadsheet is not used take the: Reciprocal of statutory de-capitalisation rate (i.e. 5% reciprocal = 20) multiply by rateable value of the buildings (before any overall end allowances are made and after making a notional deduction for the land value) and add to the ERC of P&M. Use resultant figure to calculate contract size adjustment. (Guidance Notes - Section 6) | Cost is per metre above ground level. Cost does not include foundation bases, Aviation Warning Lights, access ladders or platforms. Please refer to separate RCG Category for Foundation Bases Code 30001F >500cu.m. or 300045 50cu.m. - 250cu.m. For Aviation lights see Chimney Accessory RCG code 32F15S1. For Access ladders see Chimney Accessory RCG codes 32F15S2 30m high or 32F15S3 60m High. For Lightning conductors see Separate RCG Category for Lightning Conductors. | Request copies of plans and annual mandatory inspection reports. Ascertain base diameter and height. Identify presence of aviation warning lights, lightning conductors, obtain photograph of chimney stack and overall view of base. Note any adjacent and associated plant & machinery suchs as flues, ducts etc | Refer to Rating Manual Part 5 Plant and Machinery and Practice note 1 Plant and Machinery | Refer to Rating Manual Part 5 Plant and Machinery and Practice note 1 Plant and Machinery | Flues and Ducts | Referencer to identify on site | - | photo missing | photo missing | 10041 |  | m | m ht | 3 - INDUSTRIAL | David Grace | Jim Allen | 4483.0062 | Option 2 | 4870.632 | 8.647% | 6825 | 6840.2536 | 52.58% | 40.44% | 6840.2536 | 52.58% | ERC Over-ridden | Ian Walker | VOA_GPN_GOV_UK\7231506 | 2021-01-28 | Low | Blue | High | This ERC is at medium risk due to forming part of a larger hereditament. Lack of evidence due to unable to source new evidence/cost information to support the review of the ERC. There are only a few UK based specialist industrial chimney manufacturers and installers with many UK based firms that once manufactured and supplied industrial chimneys now undertaking inspection and repairs only. The manufacturers/installers contacted have either not responded or when chased by telephone advised they will reply in a couple of days, but still no response. Emailed James Allen, VP facilitator for industrial contractors test valuations, Industrial Crown and Commercial Team confirming via email 05/11/2020 advising that due to lack of response from manufacturers/installers this category will have to be indexed. In terms of Rateable and Non-Rateable elements I have referenced the valuer back to the relevant section of the Rating Manual for further guidance. Determining whether or not an element is rateable is a matter of law and the valuer should be able to apply their own specialist knowledge of Rating to current legislation to determine if an element is rateable or not. This is beyond the scope of the Cost Guide. | TPI adjusted to 322 on Erc | Incorrect CSA note, and not sure why unit size was changed. Reverted to 2017 text as this seemed to be the most logical. | NA | Steel | 1.56 | (BEAMS Note 1) The ERC for this item should be added to the total of the ERC of the other P&M items on the site and the Buildings ERC (where applicable) to enable the correct contract size adjustment to be made. ERC of P&M Items + ERC of Building Component’s = Total ERC (net figure rateable items only) to which contract size adjustment should be applied The 2021 Generic Contractors Test Spreadsheet has this facility built into the programme - it is recommended you undertake all contractors test valuations using this spreadsheet. (Details on the application of contract size adjustments can be found in the RCG 2021 Guidance notes). Where RV is calculated using the comparative method (rental method) the contract size adjustment should be made as follows: Select - SCAT code box "P and M as an addition” within the 2021 Generic Contractors Test Spreadsheet facility. Or Where the spreadsheet is not used take the: Reciprocal of statutory de-capitalisation rate (i.e. 5% reciprocal = 20) multiply by rateable value of the buildings (before any overall end allowances are made and after making a notional deduction for the land value) and add to the ERC of P&M. Use resultant figure to calculate contract size adjustment. (Guidance Notes - Section 6) | photo missing | photo missing | 1 | TRUE
631 | 32F15AB | 9673 | 32F15AB | Chimneys | Foundation Base | Isolated reinforced mass concrete base | 0.5m³ - 1.0m³ | - | For chimney flue stack installations the chimney manufacturers do not, as a rule, design and build the structural foundation bases to support the chimneys. This is specialist work undertaken by specialist civil engineering contractors. The chimney manufacturers supply wind, live and dead loads to civil engineering contractors to undertake the structural design and construction of the foundation bases for the chimneys. Each site differs and the ERC for foundaton bases contained in the Rating Cost Guide can only provide a general guide due to the complex nature of both the design and construction of the foundation bases to meet the individual site conditions. | Location Adjustment Applicable (See Guidance Notes) - ERC = UK mean of 1.00 | (BEAMS Note 2) The ERC for this item should be added to all other rateable items on the hereditament (except land). Therefore the total of the ERC of the other Building Items and the P&M ERC (where applicable) to enable the correct contract size adjustment to be made. ERC of Building Component + ERC of P&M = Total ERC to which contract size adjustment should be applied. The appropriate % adjustment should be made in accordance with the scale for contract size adjustment specified under section 6 of the RCG 2023 Guidance notes. The currency ERC rates are set at £4m (Four Million Pounds) @ 1st April 2021 (AVD) for the RCG 2023 Publication. | See also RCG Code 30001X. Note: The ERC applies to the whole foundation base above and below ground level supporting the chimney stack. | It will be difficult to assess the form of construction and dimensions of the foundation base, therefore request copies of plans and annual mandatory inspection reports. Obtain photographs of the chimney and overall view of base. If in doubt assume the size of the foundation base to exceed 500m³. | Refer to Rating Manual Part 5 Plant and Machinery and Practice note 1 Plant and Machinery | Refer to Rating Manual Part 5 Plant and Machinery and Practice note 1 Plant and Machinery | - | - | - | - | Unable to source photographs due to COVID restrictions. | - |  | - | m³ | 3 - INDUSTRIAL | David Grace | James Allen | #N/A | Option 2 | ERROR | 0% | 0.01 | 0.0069602 | 0% | 0% | 0.0069602 | 0% | ERC Over-ridden | Ian Walker | VOA_GPN_GOV_UK\7231506 | 2021-01-25 | Low | Blue | Low | This analysis is high risk due to the lack of FOR, BCIS and SPONS cost data for chimney flue stack foundation bases. No two sites are identical due to differing ground conditions. The design and construction of chimney flue stack foundation bases is undertaken by specialist civil engineering contractors. The ERC provided within the RCG is a best estimate only unless specific construction costs information can be provided by the site being assessed. In terms of Rateable and Non-Rateable elements I have referenced the valuer back to the relevant section of the Rating Manual for further guidance. Determining whether or not an element is rateable is a matter of law and the valuer should be able to apply their own specialist knowledge of Rating to current legislation to determine if an element is rateable or not. This is beyond the scope of the Cost Guide. | Redirect the code to ensure similer costs apply | Reduced risk analysis as this code is now redundant, and the redirected code (30001X) has been reviewed in this CG. Not sure why the text has changed, but since codes are now redundant it shouldn't matter. | NA | SPONS Civils | NA | (BEAMS Note 2) The ERC for this item should be added to all other rateable items on the hereditament (except land). Therefore the total of the ERC of the other Building Items and the P&M ERC (where applicable) to enable the correct contract size adjustment to be made. ERC of Building Component + ERC of P&M = Total ERC to which contract size adjustment should be applied. The appropriate % adjustment should be made in accordance with the scale for contract size adjustment specified under section 6 of the RCG 2021 Guidance notes. The currency ERC rates are set at £4m (Four Million Pounds) @ 1st April 2019 (AVD) for the RCG 2021 Publication. | - | Unable to source photographs due to COVID restrictions. | 2 | TRUE
632 | 32F15FB | 9674 | 32F15FB | Chimneys | Foundation Base | Isolated reinforced mass concrete base | 1.0m³ - 5.0m³ | - | For chimney flue stack installations the chimney manufacturers do not, as a rule, design and build the structural foundation bases to support the chimneys. This is specialist work undertaken by specialist civil engineering contractors. The chimney manufacturers supply wind, live and dead loads to civil engineering contractors to undertake the structural design and construction of the foundation bases for the chimneys. Each site differs and the ERC for foundaton bases contained in the Rating Cost Guide can only provide a general guide due to the complex nature of both the design and construction of the foundation bases to meet the individual site conditions. | Location Adjustment Applicable (See Guidance Notes) - ERC = UK mean of 1.00 | (BEAMS Note 2) The ERC for this item should be added to all other rateable items on the hereditament (except land). Therefore the total of the ERC of the other Building Items and the P&M ERC (where applicable) to enable the correct contract size adjustment to be made. ERC of Building Component + ERC of P&M = Total ERC to which contract size adjustment should be applied. The appropriate % adjustment should be made in accordance with the scale for contract size adjustment specified under section 6 of the RCG 2023 Guidance notes. The currency ERC rates are set at £4m (Four Million Pounds) @ 1st April 2021 (AVD) for the RCG 2023 Publication. | See also RCG Code 300023. Note: The ERC applies to the whole foundation base above and below ground level that supports the chimney stack. | It will be difficult to assess the form of construction and dimensions of the foundation base, therefore request copies of plans and annual mandatory inspection reports. Obtain photographs of the chimney and overall view of base. If in doubt assume the size of the foundation base to exceed 500m³. | Refer to Rating Manual Part 5 Plant and Machinery and Practice note 1 Plant and Machinery | Refer to Rating Manual Part 5 Plant and Machinery and Practice note 1 Plant and Machinery | - | - | - | - | Unable to source photographs due to COVID restrictions. | - |  | Nr | Each | 3 - INDUSTRIAL | David Grace | James Allen | #N/A | Option 2 | ERROR | 0% | 0.01 | 0.0069602 | 0% | 0% | 0.0069602 | 0% | ERC Over-ridden | Ian Walker | VOA_GPN_GOV_UK\7231506 | 2021-01-25 | Low | Blue | Low | This analysis is high risk due to the lack of FOR, BCIS and SPONS cost data for chimney flue stack foundation bases. No two sites are identical due to differing ground conditions. The design and construction of chimney flue stack foundation bases is undertaken by specialist civil engineering contractors. The ERC provided within the RCG is a best estimate only unless specific construction costs information can be provided by the site being assessed. In terms of Rateable and Non-Rateable elements I have referenced the valuer back to the relevant section of the Rating Manual for further guidance. Determining whether or not an element is rateable is a matter of law and the valuer should be able to apply their own specialist knowledge of Rating to current legislation to determine if an element is rateable or not. This is beyond the scope of the Cost Guide. | Redirect the code to ensure similer costs apply | Reduced risk analysis as this code is now redundant, and the redirected code (300023) has been reviewed in this CG. Not sure why the text has changed, but since codes are now redundant it shouldn't matter. | NA | SPONS Civils | NA | (BEAMS Note 2) The ERC for this item should be added to all other rateable items on the hereditament (except land). Therefore the total of the ERC of the other Building Items and the P&M ERC (where applicable) to enable the correct contract size adjustment to be made. ERC of Building Component + ERC of P&M = Total ERC to which contract size adjustment should be applied. The appropriate % adjustment should be made in accordance with the scale for contract size adjustment specified under section 6 of the RCG 2021 Guidance notes. The currency ERC rates are set at £4m (Four Million Pounds) @ 1st April 2019 (AVD) for the RCG 2021 Publication. | - | Unable to source photographs due to COVID restrictions. | 2 | TRUE
633 | 32F15KB | 9675 | 32F15KB | Chimneys | Foundation Base | Isolated reinforced mass concrete base | 5.0m³ - 25m³ | - | For chimney flue stack installations the chimney manufacturers do not, as a rule, design and build the structural foundation bases to support the chimneys. This is specialist work undertaken by specialist civil engineering contractors. The chimney manufacturers supply wind, live and dead loads to civil engineering contractors to undertake the structural design and construction of the foundation bases for the chimneys. Each site differs and the ERC for foundaton bases contained in the Rating Cost Guide can only provide a general guide due to the complex nature of both the design and construction of the foundation bases to meet the individual site conditions. | Location Adjustment Applicable (See Guidance Notes) - ERC = UK mean of 1.00 | (BEAMS Note 2) The ERC for this item should be added to all other rateable items on the hereditament (except land). Therefore the total of the ERC of the other Building Items and the P&M ERC (where applicable) to enable the correct contract size adjustment to be made. ERC of Building Component + ERC of P&M = Total ERC to which contract size adjustment should be applied. The appropriate % adjustment should be made in accordance with the scale for contract size adjustment specified under section 6 of the RCG 2023 Guidance notes. The currency ERC rates are set at £4m (Four Million Pounds) @ 1st April 2021 (AVD) for the RCG 2023 Publication. | See also RCG Code 30002A. Note: The ERC applies to the whole foundation base above and below ground level that supports the chimney stack. | It will be difficult to assess the form of construction and dimensions of the foundation base, therefore request copies of plans and annual mandatory inspection reports. Obtain photographs of the chimney and overall view of base. If in doubt assume the size of the foundation base to exceed 500m³. | Refer to Rating Manual Part 5 Plant and Machinery and Practice note 1 Plant and Machinery | Refer to Rating Manual Part 5 Plant and Machinery and Practice note 1 Plant and Machinery | - | - | - | - | Unable to source photographs due to COVID restrictions. | - |  | Nr | Each | 3 - INDUSTRIAL | David Grace | James Allen | #N/A | Option 2 | ERROR | 0% | 0.01 | 0.0069602 | 0% | 0% | 0.0069602 | 0% | ERC Over-ridden | Ian Walker | VOA_GPN_GOV_UK\7231506 | 2021-01-25 | Low | Blue | Low | This analysis is high risk due to the lack of FOR, BCIS and SPONS cost data for chimney flue stack foundation bases. No two sites are identical due to differing ground conditions. The design and construction of chimney flue stack foundation bases is undertaken by specialist civil engineering contractors. The ERC provided within the RCG is a best estimate only unless specific construction costs information can be provided by the site being assessed. In terms of Rateable and Non-Rateable elements I have referenced the valuer back to the relevant section of the Rating Manual for further guidance. Determining whether or not an element is rateable is a matter of law and the valuer should be able to apply their own specialist knowledge of Rating to current legislation to determine if an element is rateable or not. This is beyond the scope of the Cost Guide. | Redirect the code to ensure similer costs apply | Reduced risk analysis as this code is now redundant, and the redirected code (30002A) has been reviewed in this CG. Not sure why the text has changed, but since codes are now redundant it shouldn't matter. | NA | SPONS Civils | NA | (BEAMS Note 2) The ERC for this item should be added to all other rateable items on the hereditament (except land). Therefore the total of the ERC of the other Building Items and the P&M ERC (where applicable) to enable the correct contract size adjustment to be made. ERC of Building Component + ERC of P&M = Total ERC to which contract size adjustment should be applied. The appropriate % adjustment should be made in accordance with the scale for contract size adjustment specified under section 6 of the RCG 2021 Guidance notes. The currency ERC rates are set at £4m (Four Million Pounds) @ 1st April 2019 (AVD) for the RCG 2021 Publication. | - | Unable to source photographs due to COVID restrictions. | 2 | TRUE
634 | 32F15PB | 9676 | 32F15PB | Chimneys | Foundation Base | Isolated reinforced mass concrete base | 25m³ - 50m³ | - | For chimney flue stack installations the chimney manufacturers do not, as a rule, design and build the structural foundation bases to support the chimneys. This is specialist work undertaken by specialist civil engineering contractors. The chimney manufacturers supply wind, live and dead loads to civil engineering contractors to undertake the structural design and construction of the foundation bases for the chimneys. Each site differs and the ERC for foundaton bases contained in the Rating Cost Guide can only provide a general guide due to the complex nature of both the design and construction of the foundation bases to meet the individual site conditions. | Location Adjustment Applicable (See Guidance Notes) - ERC = UK mean of 1.00 | (BEAMS Note 2) The ERC for this item should be added to all other rateable items on the hereditament (except land). Therefore the total of the ERC of the other Building Items and the P&M ERC (where applicable) to enable the correct contract size adjustment to be made. ERC of Building Component + ERC of P&M = Total ERC to which contract size adjustment should be applied. The appropriate % adjustment should be made in accordance with the scale for contract size adjustment specified under section 6 of the RCG 2023 Guidance notes. The currency ERC rates are set at £4m (Four Million Pounds) @ 1st April 2021 (AVD) for the RCG 2023 Publication. | See also RCG Code 30003T. Note: The ERC applies to the whole foundation base above and below ground level that supports the chimney stack. | It will be difficult to assess the form of construction and dimensions of the foundation base, therefore request copies of plans and annual mandatory inspection reports. Obtain photographs of the chimney and overall view of base. If in doubt assume the size of the foundation base to exceed 500m³. | Refer to Rating Manual Part 5 Plant and Machinery and Practice note 1 Plant and Machinery | Refer to Rating Manual Part 5 Plant and Machinery and Practice note 1 Plant and Machinery | - | - | - | - | Unable to source photographs due to COVID restrictions. | - |  | - | m³ | 3 - INDUSTRIAL | David Grace | James Allen | #N/A | Option 2 | ERROR | 0% | 0.01 | 0.0069602 | 0% | 0% | 0.0069602 | 0% | ERC Over-ridden | Ian Walker | VOA_GPN_GOV_UK\7231506 | 2021-01-25 | Low | Blue | Low | This analysis is high risk due to the lack of FOR, BCIS and SPONS cost data for chimney flue stack foundation bases. No two sites are identical due to differing ground conditions. The design and construction of chimney flue stack foundation bases is undertaken by specialist civil engineering contractors. The ERC provided within the RCG is a best estimate only unless specific construction costs information can be provided by the site being assessed. In terms of Rateable and Non-Rateable elements I have referenced the valuer back to the relevant section of the Rating Manual for further guidance. Determining whether or not an element is rateable is a matter of law and the valuer should be able to apply their own specialist knowledge of Rating to current legislation to determine if an element is rateable or not. This is beyond the scope of the Cost Guide. | Redirect the code to ensure similer costs apply | Reduced risk analysis as this code is now redundant, and the redirected code (30003T) has been reviewed in this CG. Not sure why the text has changed, but since codes are now redundant it shouldn't matter. | NA | SPONS Civils | NA | (BEAMS Note 2) The ERC for this item should be added to all other rateable items on the hereditament (except land). Therefore the total of the ERC of the other Building Items and the P&M ERC (where applicable) to enable the correct contract size adjustment to be made. ERC of Building Component + ERC of P&M = Total ERC to which contract size adjustment should be applied. The appropriate % adjustment should be made in accordance with the scale for contract size adjustment specified under section 6 of the RCG 2021 Guidance notes. The currency ERC rates are set at £4m (Four Million Pounds) @ 1st April 2019 (AVD) for the RCG 2021 Publication. | - | Unable to source photographs due to COVID restrictions. | 2 | TRUE
635 | 32F15YB | 9677 | 32F15YB | Chimneys | Foundation Base | Isolated reinforced mass concrete base | 50m³ - 250m³ | - | For chimney flue stack installations the chimney manufacturers do not, as a rule, design and build the structural foundation bases to support the chimneys. This is specialist work undertaken by specialist civil engineering contractors. The chimney manufacturers supply wind, live and dead loads to civil engineering contractors to undertake the structural design and construction of the foundation bases for the chimneys. Each site differs and the ERC for foundaton bases contained in the Rating Cost Guide can only provide a general guide due to the complex nature of both the design and construction of the foundation bases to meet the individual site conditions. | Location Adjustment Applicable (See Guidance Notes) - ERC = UK mean of 1.00 | (BEAMS Note 2) The ERC for this item should be added to all other rateable items on the hereditament (except land). Therefore the total of the ERC of the other Building Items and the P&M ERC (where applicable) to enable the correct contract size adjustment to be made. ERC of Building Component + ERC of P&M = Total ERC to which contract size adjustment should be applied. The appropriate % adjustment should be made in accordance with the scale for contract size adjustment specified under section 6 of the RCG 2023 Guidance notes. The currency ERC rates are set at £4m (Four Million Pounds) @ 1st April 2021 (AVD) for the RCG 2023 Publication. | See also RCG Code 300045. Note: The ERC applies to the whole foundation base above and below ground level that supports the chimney stack. | It will be difficult to assess the form of construction and dimensions of the foundation base, therefore request copies of plans and annual mandatory inspection reports. Obtain photographs of the chimney and overall view of base. If in doubt assume the size of the foundation base to exceed 500m³. | Refer to Rating Manual Part 5 Plant and Machinery and Practice note 1 Plant and Machinery | Refer to Rating Manual Part 5 Plant and Machinery and Practice note 1 Plant and Machinery | - | - | - | - | Unable to source photographs due to COVID restrictions. | - |  | - | Each | 3 - INDUSTRIAL | David Grace | James Allen | #N/A | Option 2 | ERROR | 0% | 0.01 | 0.0069602 | 0% | 0% | 0.0069602 | 0% | ERC Over-ridden | Ian Walker | VOA_GPN_GOV_UK\7231506 | 2021-01-25 | Low | Blue | Low | This analysis is high risk due to the lack of FOR, BCIS and SPONS cost data for chimney flue stack foundation bases. No two sites are identical due to differing ground conditions. The design and construction of chimney flue stack foundation bases is undertaken by specialist civil engineering contractors. The ERC provided within the RCG is a best estimate only unless specific construction costs information can be provided by the site being assessed. In terms of Rateable and Non-Rateable elements I have referenced the valuer back to the relevant section of the Rating Manual for further guidance. Determining whether or not an element is rateable is a matter of law and the valuer should be able to apply their own specialist knowledge of Rating to current legislation to determine if an element is rateable or not. This is beyond the scope of the Cost Guide. | Redirect the code to ensure similer costs apply | Reduced risk analysis as this code is now redundant, and the redirected code (300045) has been reviewed in this CG. Not sure why the text has changed, but since codes are now redundant it shouldn't matter. | NA | SPONS Civils | NA | (BEAMS Note 2) The ERC for this item should be added to all other rateable items on the hereditament (except land). Therefore the total of the ERC of the other Building Items and the P&M ERC (where applicable) to enable the correct contract size adjustment to be made. ERC of Building Component + ERC of P&M = Total ERC to which contract size adjustment should be applied. The appropriate % adjustment should be made in accordance with the scale for contract size adjustment specified under section 6 of the RCG 2021 Guidance notes. The currency ERC rates are set at £4m (Four Million Pounds) @ 1st April 2019 (AVD) for the RCG 2021 Publication. | - | Unable to source photographs due to COVID restrictions. | 2 | TRUE
636 | 32F15ZB | 9678 | 32F15ZB | Chimneys | Foundation Base | Isolated reinforced mass concrete base | >250m³ | - | For chimney flue stack installations the chimney manufacturers do not, as a rule, design and build the structural foundation bases to support the chimneys. This is specialist work undertaken by specialist civil engineering contractors. The chimney manufacturers supply wind, live and dead loads to civil engineering contractors to undertake the structural design and construction of the foundation bases for the chimneys. Each site differs and the ERC for foundaton bases contained in the Rating Cost Guide can only provide a general guide due to the complex nature of both the design and construction of the foundation bases to meet the individual site conditions. | Location Adjustment Applicable (See Guidance Notes) - ERC = UK mean of 1.00 | (BEAMS Note 2) The ERC for this item should be added to all other rateable items on the hereditament (except land). Therefore the total of the ERC of the other Building Items and the P&M ERC (where applicable) to enable the correct contract size adjustment to be made. ERC of Building Component + ERC of P&M = Total ERC to which contract size adjustment should be applied. The appropriate % adjustment should be made in accordance with the scale for contract size adjustment specified under section 6 of the RCG 2023 Guidance notes. The currency ERC rates are set at £4m (Four Million Pounds) @ 1st April 2021 (AVD) for the RCG 2023 Publication. | See also RCG Code 30001F. Note: The ERC applies to the whole foundation base above and below ground level that supports the chimney stack. | It will be difficult to assess the form of construction and dimensions of the foundation base, therefore request copies of plans and annual mandatory inspection reports. Obtain photographs of the chimney and overall view of base. If in doubt assume the size of the foundation base to exceed 500m³. | Refer to Rating Manual Part 5 Plant and Machinery and Practice note 1 Plant and Machinery | Refer to Rating Manual Part 5 Plant and Machinery and Practice note 1 Plant and Machinery | - | - | - | - | Unable to source photographs due to COVID restrictions. | - |  | - | m³ | 3 - INDUSTRIAL | David Grace | James Allen | #N/A | Option 2 | ERROR | 0% | 0.01 | 0.0069602 | 0% | 0% | 0.0069602 | 0% | ERC Over-ridden | Ian Walker | VOA_GPN_GOV_UK\7231506 | 2021-01-25 | Low | Blue | Low | This analysis is high risk due to the lack of FOR, BCIS and SPONS cost data for chimney flue stack foundation bases. No two sites are identical due to differing ground conditions. The design and construction of chimney flue stack foundation bases is undertaken by specialist civil engineering contractors. The ERC provided within the RCG is a best estimate only unless specific construction costs information can be provided by the site being assessed. In terms of Rateable and Non-Rateable elements I have referenced the valuer back to the relevant section of the Rating Manual for further guidance. Determining whether or not an element is rateable is a matter of law and the valuer should be able to apply their own specialist knowledge of Rating to current legislation to determine if an element is rateable or not. This is beyond the scope of the Cost Guide. | Redirect the code to ensure similer costs apply | Reduced risk analysis as this code is now redundant, and the redirected code (30001F) has been reviewed in this CG. Not sure why the text has changed, but since codes are now redundant it shouldn't matter. | NA | SPONS Civils | NA | (BEAMS Note 2) The ERC for this item should be added to all other rateable items on the hereditament (except land). Therefore the total of the ERC of the other Building Items and the P&M ERC (where applicable) to enable the correct contract size adjustment to be made. ERC of Building Component + ERC of P&M = Total ERC to which contract size adjustment should be applied. The appropriate % adjustment should be made in accordance with the scale for contract size adjustment specified under section 6 of the RCG 2021 Guidance notes. The currency ERC rates are set at £4m (Four Million Pounds) @ 1st April 2019 (AVD) for the RCG 2021 Publication. | - | Unable to source photographs due to COVID restrictions. | 2 | TRUE
637 | 32F32A | 6763 | 32F32A | Chimneys | Multi-Flue | Windshield - 1.0m diameter | Height above GL - 20m | 300mm diameter flue x 2 no | Cost is for a (SWG) aluminium cladding fitted with a 12mm air space between. The flues are either welded to the base plate or start at the diaphragm plate at a higher level to suit individual connections. The flues are constructed from 6mm mild steel plate rolled and welded, externally and internally coated with heat resistant paint and clad with 50mm thick foil backed mineral fibre wool. The group of individual flues are held in position by stays fixed to the windshield. The cost of the complete chimney, including windshield, flues and foundations are costed for the total height above ground. | Location Adjustment Applicable (See Guidance Notes) - ERC = UK mean of 1.00 | (BEAMS Note 1) The ERC for this item should be added to the total of the ERC of the other P&M items on the site and the Buildings ERC (where applicable) to enable the correct contract size adjustment to be made. ERC of P&M Items + ERC of Building Component’s = Total ERC (net figure rateable items only) to which contract size adjustment should be applied The 2023 Generic Contractors Test Spreadsheet has this facility built into the programme - it is recommended you undertake all contractors test valuations using this spreadsheet. (Details on the application of contract size adjustments can be found in the RCG 2023 Guidance notes). Where RV is calculated using the comparative method (rental method) the contract size adjustment should be made as follows: Select - SCAT code box ""P and M as an addition” within the 2023 Generic Contractors Test Spreadsheet facility. Or Where the spreadsheet is not used take the: Reciprocal of statutory de-capitalisation rate (i.e. 5% reciprocal = 20) multiply by rateable value of the buildings (before any overall end allowances are made and after making a notional deduction for the land value) and add to the ERC of P&M. Use resultant figure to calculate contract size adjustment. (Guidance Notes - Section 6) | Cost is for the above ground installation, Ground works/foundation bases undertaken by specialist civils contractors. Cost does not include foundation bases, Aviation Warning Lights, access ladders and platforms. Please refer to separate RCG Category for Foundation Bases Code 30001F >500cu.m. or 300045 50cu.m. - 250cu.m. For Aviation lights see Chimney Accessory RCG code 32F15S1. For Access ladders see Chimney Accessory RCG codes 32F15S2 30m high or 32F15S3 60m High. For Platforms see Chimney Accessory Code 32F15S4. For Lightning conductors see Separate RCG Category for Lightning Conductors. | Request copies of plans and annual mandatory inspection reports. Ascertain base diameter and height. Identify presence of aviation warning lights, lightning conductors, obtain photograph of chimney stack and overall view of base. Note any adjacent and associated plant & machinery suchs as flues, ducts etc. | Refer to Rating Manual Part 5 Plant and Machinery and Practice note 1 Plant and Machinery | Refer to Rating Manual Part 5 Plant and Machinery and Practice note 1 Plant and Machinery | Flues and Ducts | - | - | Photo 1 - Typical multi flue chimney. Photo 2 - Multi flue chimney. | - | 10039 |  | Each | Each | 3 - INDUSTRIAL | David Grace | James Allen | 24140.2521 | Option 2 | 31667.6274 | 31.18% | 123641 | 86056.4239 | 256.5% | 171.7% | 86056.4239 | 256.5% | ERC Over-ridden | Ian Walker | VOA_GPN_GOV_UK\7231506 | 2021-01-28 | Low | Blue | High | This ERC is at high risk. Lack of evidence due to no FOR data and no data available in BCIS or SPONS CIVIL/A&B. Consulted with James Allen, VP facilitator for industrial contractors test valuations, Industrial Crown and Commercial Team on 08/10/2020 with agreement to index this category. James Allen confirmed this category of multi-flues are hardly used by the valuers. A rate/lin.m. is always preferred by the valuers rather than a lump sum, therefore, this code tends to be ignored by the valuers. In terms of Rateable and Non-Rateable elements I have referenced the valuer back to the relevant section of the Rating Manual for further guidance. Determining whether or not an element is rateable is a matter of law and the valuer should be able to apply their own specialist knowledge of Rating to current legislation to determine if an element is rateable or not. This is beyond the scope of the Cost Guide. | - | Copied to latest DCS. Incorrect CSA note. Ian had compounded indexing by putting it through Price Book Sheet. Corrected. | NA | SPONS Civils | 1.56 | (BEAMS Note 1) The ERC for this item should be added to the total of the ERC of the other P&M items on the site and the Buildings ERC (where applicable) to enable the correct contract size adjustment to be made. ERC of P&M Items + ERC of Building Component’s = Total ERC (net figure rateable items only) to which contract size adjustment should be applied The 2021 Generic Contractors Test Spreadsheet has this facility built into the programme - it is recommended you undertake all contractors test valuations using this spreadsheet. (Details on the application of contract size adjustments can be found in the RCG 2021 Guidance notes). Where RV is calculated using the comparative method (rental method) the contract size adjustment should be made as follows: Select - SCAT code box "P and M as an addition” within the 2021 Generic Contractors Test Spreadsheet facility. Or Where the spreadsheet is not used take the: Reciprocal of statutory de-capitalisation rate (i.e. 5% reciprocal = 20) multiply by rateable value of the buildings (before any overall end allowances are made and after making a notional deduction for the land value) and add to the ERC of P&M. Use resultant figure to calculate contract size adjustment. (Guidance Notes - Section 6) | Photo 1 - Typical multi flue chimney. Photo 2 - Multi flue chimney. | - | 1 | TRUE
638 | 32F32C | 6764 | 32F32C | Chimneys | Multi-Flue | Windshield - 1.0m diameter | Height above GL - 20m | 300mm diameter flue x 3 no | Cost is for a (SWG) aluminium cladding fitted with a 12mm air space between. The flues are either welded to the base plate or start at the diaphragm plate at a higher level to suit individual connections. The flues are constructed from 6mm mild steel plate rolled and welded, externally and internally coated with heat resistant paint and clad with 50mm thick foil backed mineral fibre wool. The group of individual flues are held in position by stays fixed to the windshield. The cost of the complete chimney, including windshield, flues and foundations are costed for the total height above ground. | Location Adjustment Applicable (See Guidance Notes) - ERC = UK mean of 1.00 | (BEAMS Note 1) The ERC for this item should be added to the total of the ERC of the other P&M items on the site and the Buildings ERC (where applicable) to enable the correct contract size adjustment to be made. ERC of P&M Items + ERC of Building Component’s = Total ERC (net figure rateable items only) to which contract size adjustment should be applied The 2023 Generic Contractors Test Spreadsheet has this facility built into the programme - it is recommended you undertake all contractors test valuations using this spreadsheet. (Details on the application of contract size adjustments can be found in the RCG 2023 Guidance notes). Where RV is calculated using the comparative method (rental method) the contract size adjustment should be made as follows: Select - SCAT code box ""P and M as an addition” within the 2023 Generic Contractors Test Spreadsheet facility. Or Where the spreadsheet is not used take the: Reciprocal of statutory de-capitalisation rate (i.e. 5% reciprocal = 20) multiply by rateable value of the buildings (before any overall end allowances are made and after making a notional deduction for the land value) and add to the ERC of P&M. Use resultant figure to calculate contract size adjustment. (Guidance Notes - Section 6) | Cost is for the above ground installation, Ground works/foundation bases undertaken by specialist civils contractors. Cost does not include foundation bases, Aviation Warning Lights, access ladders and platforms. Please refer to separate RCG Category for Foundation Bases Code 30001F >500cu.m. or 300045 50cu.m. - 250cu.m. For Aviation lights see Chimney Accessory RCG code 32F15S1. For Access ladders see Chimney Accessory RCG codes 32F15S2 30m high or 32F15S3 60m High. For Platforms see Chimney Accessory Code 32F15S4. For Lightning conductors see Separate RCG Category for Lightning Conductors. | Request copies of plans and annual mandatory inspection reports. Ascertain base diameter and height. Identify presence of aviation warning lights, lightning conductors, obtain photograph of chimney stack and overall view of base. Note any adjacent and associated plant & machinery suchs as flues, ducts etc. | Refer to Rating Manual Part 5 Plant and Machinery and Practice note 1 Plant and Machinery | Refer to Rating Manual Part 5 Plant and Machinery and Practice note 1 Plant and Machinery | Flues and Ducts | - | - | Photo 1 - Typical multi flue chimney. Photo 2 - Multi flue chimney. | - | 10039 |  | Each | Each | 3 - INDUSTRIAL | David Grace | James Allen | 27727.6845 | Option 2 | 36373.6873 | 31.18% | 185460 | 129083.5919 | 365.5% | 254.9% | 129083.5919 | 365.5% | ERC Over-ridden | Ian Walker | VOA_GPN_GOV_UK\7231506 | 2021-01-28 | Low | Blue | High | This ERC is at high risk. Lack of evidence due to no FOR data and no data available in BCIS or SPONS CIVIL/A&B. Consulted with James Allen, VP facilitator for industrial contractors test valuations, Industrial Crown and Commercial Team on 08/10/2020 with agreement to index this category. James Allen confirmed this category of multi-flues are hardly used by the valuers. A rate/lin.m. is always preferred by the valuers rather than a lump sum, therefore, this code tends to be ignored by the valuers. In terms of Rateable and Non-Rateable elements I have referenced the valuer back to the relevant section of the Rating Manual for further guidance. Determining whether or not an element is rateable is a matter of law and the valuer should be able to apply their own specialist knowledge of Rating to current legislation to determine if an element is rateable or not. This is beyond the scope of the Cost Guide. | - | Copied to latest DCS. Incorrect CSA note. Ian had compounded indexing by putting it through Price Book Sheet. Corrected. | NA | SPONS Civils | 1.56 | (BEAMS Note 1) The ERC for this item should be added to the total of the ERC of the other P&M items on the site and the Buildings ERC (where applicable) to enable the correct contract size adjustment to be made. ERC of P&M Items + ERC of Building Component’s = Total ERC (net figure rateable items only) to which contract size adjustment should be applied The 2021 Generic Contractors Test Spreadsheet has this facility built into the programme - it is recommended you undertake all contractors test valuations using this spreadsheet. (Details on the application of contract size adjustments can be found in the RCG 2021 Guidance notes). Where RV is calculated using the comparative method (rental method) the contract size adjustment should be made as follows: Select - SCAT code box "P and M as an addition” within the 2021 Generic Contractors Test Spreadsheet facility. Or Where the spreadsheet is not used take the: Reciprocal of statutory de-capitalisation rate (i.e. 5% reciprocal = 20) multiply by rateable value of the buildings (before any overall end allowances are made and after making a notional deduction for the land value) and add to the ERC of P&M. Use resultant figure to calculate contract size adjustment. (Guidance Notes - Section 6) | Photo 1 - Typical multi flue chimney. Photo 2 - Multi flue chimney. | - | 1 | TRUE
641 | 32F40A | 9784 | 32F40A | Chimneys | Multiple Chimney Stacks | Steel Self-supporting lined - 1.5m diameter at base | 10m high including foundations | 3 nr | Self-supporting steel flue stacks. Circular in cross-section, tall and slender tapering towards the top of the stack. Usually lined to provide heat insulation protection to the steel structure, level of insulation dependent upon the temperatures of the flue. See Variations for unlined stacks. | Location Adjustment Applicable (See Guidance Notes) - ERC = UK mean of 1.00 | (BEAMS Note 2) The ERC for this item should be added to all other rateable items on the hereditament (except land). Therefore the total of the ERC of the other Building Items and the P&M ERC (where applicable) to enable the correct contract size adjustment to be made. ERC of Building Component + ERC of P&M = Total ERC to which contract size adjustment should be applied. The appropriate % adjustment should be made in accordance with the scale for contract size adjustment specified under section 6 of the RCG 2023 Guidance notes. The currency ERC rates are set at £4m (Four Million Pounds) @ 1st April 2021 (AVD) for the RCG 2023 Publication. | Cost is per metre above ground level. Cost does not include foundation bases, Aviation Warning Lights, access ladders or platforms. Please refer to separate RCG Category for Foundation Bases Code 30001F >500cu.m. or 300045 50cu.m. - 250cu.m. For Aviation lights see Chimney Accessory RCG code 32F15S1. For Access ladders see Chimney Accessory RCG codes 32F15S2 30m high or 32F15S3 60m High. For Lightning conductors see Separate RCG Category for Lightning Conductors. | Request copies of plans and annual mandatory inspection reports. Ascertain base diameter and height. Identify presence of aviation warning lights, lightning conductors, obtain photograph of chimney stack and overall view of base. Note any adjacent and associated plant & machinery suchs as flues, ducts etc | Refer to Rating Manual Part 5 Plant and Machinery and Practice note 1 Plant and Machinery | Refer to Rating Manual Part 5 Plant and Machinery and Practice note 1 Plant and Machinery | Flues and Ducts | Referencer to identify on site | NOTE: Unlined chimney stack approximately 33% less. | photo missing (see 32F30A) | photo missing (see 32F30A) | 10039 |  | Each | 10m | 3 - INDUSTRIAL | David Grace | Jim Allen | #N/A | Option 2 | ERROR | 0% | 155135 | 107976.8307 | 0% | 0% | 107976.8307 | 0% | ERC Over-ridden | Ian Walker | VOA_GPN_GOV_UK\7231506 | 2021-01-25 | Low | Blue | High | This ERC is at medium risk due to forming part of a larger hereditament. Lack of evidence due to unable to source new evidence/cost information to support the review of the ERC. There are only a few UK based specialist industrial chimney manufacturers and installers with many UK based firms that once manufactured and supplied industrial chimneys now undertaking inspection and repairs only. The manufacturers/installers contacted have either not responded or when chased by telephone advised they will reply in a couple of days, but still no response. Emailed James Allen, VP facilitator for industrial contractors test valuations, Industrial Crown and Commercial Team confirming via email 05/11/2020 advising that due to lack of response from manufacturers/installers this category will have to be indexed. James Allen confirmed this category of multi-flues are hardly used by the valuers. A rate/lin.m. is always preferred by the valuers rather than a lump sum, therefore, this code tends to be used infrequently by the valuers. In terms of Rateable and Non-Rateable elements I have referenced the valuer back to the relevant section of the Rating Manual for further guidance. Determining whether or not an element is rateable is a matter of law and the valuer should be able to apply their own specialist knowledge of Rating to current legislation to determine if an element is rateable or not. This is beyond the scope of the Cost Guide. | - | Minor tweaks to order of description for readability. Corrected error in "Descriptive" category and missing text from Tech 1. | NA | SPONS Civils | 1.56 | (BEAMS Note 2) The ERC for this item should be added to all other rateable items on the hereditament (except land). Therefore the total of the ERC of the other Building Items and the P&M ERC (where applicable) to enable the correct contract size adjustment to be made. ERC of Building Component + ERC of P&M = Total ERC to which contract size adjustment should be applied. The appropriate % adjustment should be made in accordance with the scale for contract size adjustment specified under section 6 of the RCG 2021 Guidance notes. The currency ERC rates are set at £4m (Four Million Pounds) @ 1st April 2019 (AVD) for the RCG 2021 Publication. | photo missing (see 32F30A) | photo missing (see 32F30A) | 2 | TRUE
642 | 32F40C | 9785 | 32F40C | Chimneys | Multiple Chimney Stacks | Steel Self-supporting lined - 1.5m diameter at base | 10m high including foundations | 4 nr | Self-supporting steel flue stacks. Circular in cross-section, tall and slender tapering towards the top of the stack. Usually lined to provide heat insulation protection to the steel structure, level of insulation dependent upon the temperatures of the flue. See Variations for unlined stacks. | Location Adjustment Applicable (See Guidance Notes) - ERC = UK mean of 1.00 | (BEAMS Note 2) The ERC for this item should be added to all other rateable items on the hereditament (except land). Therefore the total of the ERC of the other Building Items and the P&M ERC (where applicable) to enable the correct contract size adjustment to be made. ERC of Building Component + ERC of P&M = Total ERC to which contract size adjustment should be applied. The appropriate % adjustment should be made in accordance with the scale for contract size adjustment specified under section 6 of the RCG 2023 Guidance notes. The currency ERC rates are set at £4m (Four Million Pounds) @ 1st April 2021 (AVD) for the RCG 2023 Publication. | Cost is per metre above ground level. Cost does not include foundation bases, Aviation Warning Lights, access ladders or platforms. Please refer to separate RCG Category for Foundation Bases Code 30001F >500cu.m. or 300045 50cu.m. - 250cu.m. For Aviation lights see Chimney Accessory RCG code 32F15S1. For Access ladders see Chimney Accessory RCG codes 32F15S2 30m high or 32F15S3 60m High. For Lightning conductors see Separate RCG Category for Lightning Conductors. | Request copies of plans and annual mandatory inspection reports. Ascertain base diameter and height. Identify presence of aviation warning lights, lightning conductors, obtain photograph of chimney stack and overall view of base. Note any adjacent and associated plant & machinery suchs as flues, ducts etc | Refer to Rating Manual Part 5 Plant and Machinery and Practice note 1 Plant and Machinery | Refer to Rating Manual Part 5 Plant and Machinery and Practice note 1 Plant and Machinery | Flues and Ducts | Referencer to identify on site | NOTE: Unlined chimney stack approximately 33% less. | photo missing (see 32F30A) | photo missing (see 32F30A) | 10039 |  | Each | 10m | 3 - INDUSTRIAL | David Grace | Jim Allen | #N/A | Option 2 | ERROR | 0% | 202446 | 140906.1622 | 0% | 0% | 140906.1622 | 0% | ERC Over-ridden | Ian Walker | VOA_GPN_GOV_UK\7231506 | 2021-01-25 | Low | Blue | High | This ERC is at medium risk due to forming part of a larger hereditament. Lack of evidence due to unable to source new evidence/cost information to support the review of the ERC. There are only a few UK based specialist industrial chimney manufacturers and installers with many UK based firms that once manufactured and supplied industrial chimneys now undertaking inspection and repairs only. The manufacturers/installers contacted have either not responded or when chased by telephone advised they will reply in a couple of days, but still no response. Emailed James Allen, VP facilitator for industrial contractors test valuations, Industrial Crown and Commercial Team confirming via email 05/11/2020 advising that due to lack of response from manufacturers/installers this category will have to be indexed. James Allen confirmed this category of multi-flues are hardly used by the valuers. A rate/lin.m. is always preferred by the valuers rather than a lump sum, therefore, this code tends to be used infrequently by the valuers. In terms of Rateable and Non-Rateable elements I have referenced the valuer back to the relevant section of the Rating Manual for further guidance. Determining whether or not an element is rateable is a matter of law and the valuer should be able to apply their own specialist knowledge of Rating to current legislation to determine if an element is rateable or not. This is beyond the scope of the Cost Guide. | - | Minor tweaks to order of description for readability. Corrected error in "Descriptive" category and missing text from Tech 1. | NA | SPONS Civils | 1.56 | (BEAMS Note 2) The ERC for this item should be added to all other rateable items on the hereditament (except land). Therefore the total of the ERC of the other Building Items and the P&M ERC (where applicable) to enable the correct contract size adjustment to be made. ERC of Building Component + ERC of P&M = Total ERC to which contract size adjustment should be applied. The appropriate % adjustment should be made in accordance with the scale for contract size adjustment specified under section 6 of the RCG 2021 Guidance notes. The currency ERC rates are set at £4m (Four Million Pounds) @ 1st April 2019 (AVD) for the RCG 2021 Publication. | photo missing (see 32F30A) | photo missing (see 32F30A) | 2 | TRUE
643 | 32F41A | 9786 | 32F41A | Chimneys | Multiple Chimney Stacks | Steel Self-supporting lined - 1.5m diameter at base | 15m high including foundations | 3 nr | Self-supporting steel flue stacks. Circular in cross-section, tall and slender tapering towards the top of the stack. Usually lined to provide heat insulation protection to the steel structure, level of insulation dependent upon the temperatures of the flue. See Variations for unlined stacks. | Location Adjustment Applicable (See Guidance Notes) - ERC = UK mean of 1.00 | (BEAMS Note 2) The ERC for this item should be added to all other rateable items on the hereditament (except land). Therefore the total of the ERC of the other Building Items and the P&M ERC (where applicable) to enable the correct contract size adjustment to be made. ERC of Building Component + ERC of P&M = Total ERC to which contract size adjustment should be applied. The appropriate % adjustment should be made in accordance with the scale for contract size adjustment specified under section 6 of the RCG 2023 Guidance notes. The currency ERC rates are set at £4m (Four Million Pounds) @ 1st April 2021 (AVD) for the RCG 2023 Publication. | Cost is per metre above ground level. Cost does not include foundation bases, Aviation Warning Lights, access ladders or platforms. Please refer to separate RCG Category for Foundation Bases Code 30001F >500cu.m. or 300045 50cu.m. - 250cu.m. For Aviation lights see Chimney Accessory RCG code 32F15S1. For Access ladders see Chimney Accessory RCG codes 32F15S2 30m high or 32F15S3 60m High. For Lightning conductors see Separate RCG Category for Lightning Conductors. | Request copies of plans and annual mandatory inspection reports. Ascertain base diameter and height. Identify presence of aviation warning lights, lightning conductors, obtain photograph of chimney stack and overall view of base. Note any adjacent and associated plant & machinery suchs as flues, ducts etc | Refer to Rating Manual Part 5 Plant and Machinery and Practice note 1 Plant and Machinery | Refer to Rating Manual Part 5 Plant and Machinery and Practice note 1 Plant and Machinery | Flues and Ducts | Referencer to identify on site | NOTE: Unlined chimney stack approximately 33% less. | photo missing (see 32F30A) | photo missing (see 32F30A) | 10039 |  | Each | 15m | 3 - INDUSTRIAL | David Grace | Jim Allen | #N/A | Option 2 | ERROR | 0% | 212932 | 148204.6123 | 0% | 0% | 148204.6123 | 0% | ERC Over-ridden | Ian Walker | VOA_GPN_GOV_UK\7231506 | 2021-01-25 | Low | Blue | High | This ERC is at medium risk due to forming part of a larger hereditament. Lack of evidence due to unable to source new evidence/cost information to support the review of the ERC. There are only a few UK based specialist industrial chimney manufacturers and installers with many UK based firms that once manufactured and supplied industrial chimneys now undertaking inspection and repairs only. The manufacturers/installers contacted have either not responded or when chased by telephone advised they will reply in a couple of days, but still no response. Emailed James Allen, VP facilitator for industrial contractors test valuations, Industrial Crown and Commercial Team confirming via email 05/11/2020 advising that due to lack of response from manufacturers/installers this category will have to be indexed. James Allen confirmed this category of multi-flues are hardly used by the valuers.A rate/lin.m. is always preferred by the valuers rather than a lump sum, therefore, this code tends to be used infrequently by the valuers. In terms of Rateable and Non-Rateable elements I have referenced the valuer back to the relevant section of the Rating Manual for further guidance. Determining whether or not an element is rateable is a matter of law and the valuer should be able to apply their own specialist knowledge of Rating to current legislation to determine if an element is rateable or not. This is beyond the scope of the Cost Guide. | - | Minor tweaks to order of description for readability. Corrected error in "Descriptive" category and missing text from Tech 1. | NA | SPONS Civils | 1.56 | (BEAMS Note 2) The ERC for this item should be added to all other rateable items on the hereditament (except land). Therefore the total of the ERC of the other Building Items and the P&M ERC (where applicable) to enable the correct contract size adjustment to be made. ERC of Building Component + ERC of P&M = Total ERC to which contract size adjustment should be applied. The appropriate % adjustment should be made in accordance with the scale for contract size adjustment specified under section 6 of the RCG 2021 Guidance notes. The currency ERC rates are set at £4m (Four Million Pounds) @ 1st April 2019 (AVD) for the RCG 2021 Publication. | photo missing (see 32F30A) | photo missing (see 32F30A) | 2 | TRUE
639 | 32F41C | 9787 | 32F41C | Chimneys | Multiple Chimney Stacks | Steel Self-supporting lined - 1.5m diameter at base | 15m high including foundations | 4 nr | Self-supporting steel flue stacks. Circular in cross-section, tall and slender tapering towards the top of the stack. Usually lined to provide heat insulation protection to the steel structure, level of insulation dependent upon the temperatures of the flue. See Variations for unlined stacks. | Location Adjustment Applicable (See Guidance Notes) - ERC = UK mean of 1.00 | (BEAMS Note 2) The ERC for this item should be added to all other rateable items on the hereditament (except land). Therefore the total of the ERC of the other Building Items and the P&M ERC (where applicable) to enable the correct contract size adjustment to be made. ERC of Building Component + ERC of P&M = Total ERC to which contract size adjustment should be applied. The appropriate % adjustment should be made in accordance with the scale for contract size adjustment specified under section 6 of the RCG 2023 Guidance notes. The currency ERC rates are set at £4m (Four Million Pounds) @ 1st April 2021 (AVD) for the RCG 2023 Publication. | Cost is per metre above ground level. Cost does not include foundation bases, Aviation Warning Lights, access ladders or platforms. Please refer to separate RCG Category for Foundation Bases Code 30001F >500cu.m. or 300045 50cu.m. - 250cu.m. For Aviation lights see Chimney Accessory RCG code 32F15S1. For Access ladders see Chimney Accessory RCG codes 32F15S2 30m high or 32F15S3 60m High. For Lightning conductors see Separate RCG Category for Lightning Conductors. | Request copies of plans and annual mandatory inspection reports. Ascertain base diameter and height. Identify presence of aviation warning lights, lightning conductors, obtain photograph of chimney stack and overall view of base. Note any adjacent and associated plant & machinery suchs as flues, ducts etc | Refer to Rating Manual Part 5 Plant and Machinery and Practice note 1 Plant and Machinery | Refer to Rating Manual Part 5 Plant and Machinery and Practice note 1 Plant and Machinery | Flues and Ducts | Referencer to identify on site | NOTE: Unlined chimney stack approximately 33% less. | photo missing (see 32F30A) | photo missing (see 32F30A) | 10039 |  | Each | 15m | 3 - INDUSTRIAL | David Grace | Jim Allen | #N/A | Option 2 | ERROR | 0% | 277869 | 193401.9659 | 0% | 0% | 193401.9659 | 0% | ERC Over-ridden | Ian Walker | VOA_GPN_GOV_UK\7231506 | 2021-01-25 | Low | Blue | High | This ERC is at medium risk due to forming part of a larger hereditament. Lack of evidence due to unable to source new evidence/cost information to support the review of the ERC. There are only a few UK based specialist industrial chimney manufacturers and installers with many UK based firms that once manufactured and supplied industrial chimneys now undertaking inspection and repairs only. The manufacturers/installers contacted have either not responded or when chased by telephone advised they will reply in a couple of days, but still no response. Emailed James Allen, VP facilitator for industrial contractors test valuations, Industrial Crown and Commercial Team confirming via email 05/11/2020 advising that due to lack of response from manufacturers/installers this category will have to be indexed. James Allen confirmed this category of multi-flues are hardly used by the valuers. A rate/lin.m. is always preferred by the valuers rather than a lump sum, therefore, this code tends to be used infrequently by the valuers. In terms of Rateable and Non-Rateable elements I have referenced the valuer back to the relevant section of the Rating Manual for further guidance. Determining whether or not an element is rateable is a matter of law and the valuer should be able to apply their own specialist knowledge of Rating to current legislation to determine if an element is rateable or not. This is beyond the scope of the Cost Guide. | - | Minor tweaks to order of description for readability. Corrected error in "Descriptive" category and missing text from Tech 1. | NA | SPONS Civils | 1.56 | (BEAMS Note 2) The ERC for this item should be added to all other rateable items on the hereditament (except land). Therefore the total of the ERC of the other Building Items and the P&M ERC (where applicable) to enable the correct contract size adjustment to be made. ERC of Building Component + ERC of P&M = Total ERC to which contract size adjustment should be applied. The appropriate % adjustment should be made in accordance with the scale for contract size adjustment specified under section 6 of the RCG 2021 Guidance notes. The currency ERC rates are set at £4m (Four Million Pounds) @ 1st April 2019 (AVD) for the RCG 2021 Publication. | photo missing (see 32F30A) | photo missing (see 32F30A) | 2 | TRUE
644 | 32F42A | 9788 | 32F42A | Chimneys | Multiple Chimney Stacks | Steel Self-supporting lined - 1.5m diameter at base | 20m high including foundations | 3 nr | Self-supporting steel flue stacks. Circular in cross-section, tall and slender tapering towards the top of the stack. Usually lined to provide heat insulation protection to the steel structure, level of insulation dependent upon the temperatures of the flue. See Variations for unlined stacks. | Location Adjustment Applicable (See Guidance Notes) - ERC = UK mean of 1.00 | (BEAMS Note 2) The ERC for this item should be added to all other rateable items on the hereditament (except land). Therefore the total of the ERC of the other Building Items and the P&M ERC (where applicable) to enable the correct contract size adjustment to be made. ERC of Building Component + ERC of P&M = Total ERC to which contract size adjustment should be applied. The appropriate % adjustment should be made in accordance with the scale for contract size adjustment specified under section 6 of the RCG 2023 Guidance notes. The currency ERC rates are set at £4m (Four Million Pounds) @ 1st April 2021 (AVD) for the RCG 2023 Publication. | Cost is per metre above ground level. Cost does not include foundation bases, Aviation Warning Lights, access ladders or platforms. Please refer to separate RCG Category for Foundation Bases Code 30001F >500cu.m. or 300045 50cu.m. - 250cu.m. For Aviation lights see Chimney Accessory RCG code 32F15S1. For Access ladders see Chimney Accessory RCG codes 32F15S2 30m high or 32F15S3 60m High. For Lightning conductors see Separate RCG Category for Lightning Conductors. | Request copies of plans and annual mandatory inspection reports. Ascertain base diameter and height. Identify presence of aviation warning lights, lightning conductors, obtain photograph of chimney stack and overall view of base. Note any adjacent and associated plant & machinery suchs as flues, ducts etc | Refer to Rating Manual Part 5 Plant and Machinery and Practice note 1 Plant and Machinery | Refer to Rating Manual Part 5 Plant and Machinery and Practice note 1 Plant and Machinery | Flues and Ducts | Referencer to identify on site | NOTE: Unlined chimney stack approximately 33% less. | - | Re-use existing photographs from RCG 2021 - Unable to obtain new photographs due to COVID restrictions and lack of response from manufacturers and installers | 10039 |  | Each | 20m | 3 - INDUSTRIAL | David Grace | Jim Allen | #N/A | Option 2 | ERROR | 0% | 270728 | 188431.6978 | 0% | 0% | 188431.6978 | 0% | ERC Over-ridden | Ian Walker | VOA_GPN_GOV_UK\7231506 | 2021-01-25 | Low | Blue | High | This ERC is at medium risk due to forming part of a larger hereditament. Lack of evidence due to unable to source new evidence/cost information to support the review of the ERC. There are only a few UK based specialist industrial chimney manufacturers and installers with many UK based firms that once manufactured and supplied industrial chimneys now undertaking inspection and repairs only. The manufacturers/installers contacted have either not responded or when chased by telephone advised they will reply in a couple of days, but still no response. Emailed James Allen, VP facilitator for industrial contractors test valuations, Industrial Crown and Commercial Team confirming via email 05/11/2020 advising that due to lack of response from manufacturers/installers this category will have to be indexed. James Allen confirmed this category of multi-flues are hardly used by the valuers. A rate/lin.m. is always preferred by the valuers rather than a lump sum, therefore, this code tends to be used infrequently by the valuers. In terms of Rateable and Non-Rateable elements I have referenced the valuer back to the relevant section of the Rating Manual for further guidance. Determining whether or not an element is rateable is a matter of law and the valuer should be able to apply their own specialist knowledge of Rating to current legislation to determine if an element is rateable or not. This is beyond the scope of the Cost Guide. | - | Minor tweaks to order of description for readability. Corrected error in "Descriptive" category and missing text from Tech 1. | NA | SPONS Civils | 1.56 | (BEAMS Note 2) The ERC for this item should be added to all other rateable items on the hereditament (except land). Therefore the total of the ERC of the other Building Items and the P&M ERC (where applicable) to enable the correct contract size adjustment to be made. ERC of Building Component + ERC of P&M = Total ERC to which contract size adjustment should be applied. The appropriate % adjustment should be made in accordance with the scale for contract size adjustment specified under section 6 of the RCG 2021 Guidance notes. The currency ERC rates are set at £4m (Four Million Pounds) @ 1st April 2019 (AVD) for the RCG 2021 Publication. | - | Re-use existing photographs from RCG 2021 - Unable to obtain new photographs due to COVID restrictions and lack of response from manufacturers and installers | 2 | TRUE
645 | 32F42C | 9789 | 32F42C | Chimneys | Multiple Chimney Stacks | Steel Self-supporting lined - 1.5m diameter at base | 20m high including foundations | 4 nr | Self-supporting steel flue stacks. Circular in cross-section, tall and slender tapering towards the top of the stack. Usually lined to provide heat insulation protection to the steel structure, level of insulation dependent upon the temperatures of the flue. See Variations for unlined stacks. | Location Adjustment Applicable (See Guidance Notes) - ERC = UK mean of 1.00 | (BEAMS Note 2) The ERC for this item should be added to all other rateable items on the hereditament (except land). Therefore the total of the ERC of the other Building Items and the P&M ERC (where applicable) to enable the correct contract size adjustment to be made. ERC of Building Component + ERC of P&M = Total ERC to which contract size adjustment should be applied. The appropriate % adjustment should be made in accordance with the scale for contract size adjustment specified under section 6 of the RCG 2023 Guidance notes. The currency ERC rates are set at £4m (Four Million Pounds) @ 1st April 2021 (AVD) for the RCG 2023 Publication. | Cost is per metre above ground level. Cost does not include foundation bases, Aviation Warning Lights, access ladders or platforms. Please refer to separate RCG Category for Foundation Bases Code 30001F >500cu.m. or 300045 50cu.m. - 250cu.m. For Aviation lights see Chimney Accessory RCG code 32F15S1. For Access ladders see Chimney Accessory RCG codes 32F15S2 30m high or 32F15S3 60m High. For Lightning conductors see Separate RCG Category for Lightning Conductors. | Request copies of plans and annual mandatory inspection reports. Ascertain base diameter and height. Identify presence of aviation warning lights, lightning conductors, obtain photograph of chimney stack and overall view of base. Note any adjacent and associated plant & machinery suchs as flues, ducts etc | Refer to Rating Manual Part 5 Plant and Machinery and Practice note 1 Plant and Machinery | Refer to Rating Manual Part 5 Plant and Machinery and Practice note 1 Plant and Machinery | Flues and Ducts | Referencer to identify on site | NOTE: Unlined chimney stack approximately 33% less. | photo missing (see 32F30A) | photo missing (see 32F30A) | 10039 |  | Each | 20m | 3 - INDUSTRIAL | David Grace | Jim Allen | #N/A | Option 2 | ERROR | 0% | 353290 | 245896.3775 | 0% | 0% | 245896.3775 | 0% | ERC Over-ridden | Ian Walker | VOA_GPN_GOV_UK\7231506 | 2021-01-25 | Low | Blue | High | This ERC is at medium risk due to forming part of a larger hereditament. Lack of evidence due to unable to source new evidence/cost information to support the review of the ERC. There are only a few UK based specialist industrial chimney manufacturers and installers with many UK based firms that once manufactured and supplied industrial chimneys now undertaking inspection and repairs only. The manufacturers/installers contacted have either not responded or when chased by telephone advised they will reply in a couple of days, but still no response. Emailed James Allen, VP facilitator for industrial contractors test valuations, Industrial Crown and Commercial Team confirming via email 05/11/2020 advising that due to lack of response from manufacturers/installers this category will have to be indexed. James Allen confirmed this category of multi-flues are hardly used by the valuers. A rate/lin.m. is always preferred by the valuers rather than a lump sum, therefore, this code tends to be used infrequently by the valuers. In terms of Rateable and Non-Rateable elements I have referenced the valuer back to the relevant section of the Rating Manual for further guidance. Determining whether or not an element is rateable is a matter of law and the valuer should be able to apply their own specialist knowledge of Rating to current legislation to determine if an element is rateable or not. This is beyond the scope of the Cost Guide. | - | Minor tweaks to order of description for readability. Corrected error in "Descriptive" category and missing text from Tech 1. | NA | SPONS Civils | 1.56 | (BEAMS Note 2) The ERC for this item should be added to all other rateable items on the hereditament (except land). Therefore the total of the ERC of the other Building Items and the P&M ERC (where applicable) to enable the correct contract size adjustment to be made. ERC of Building Component + ERC of P&M = Total ERC to which contract size adjustment should be applied. The appropriate % adjustment should be made in accordance with the scale for contract size adjustment specified under section 6 of the RCG 2021 Guidance notes. The currency ERC rates are set at £4m (Four Million Pounds) @ 1st April 2019 (AVD) for the RCG 2021 Publication. | photo missing (see 32F30A) | photo missing (see 32F30A) | 2 | TRUE
646 | 32F43A | 9792 | 32F43A | Chimneys | Multiple Chimney Stacks | Steel Self-supporting lined - 1.5m diameter at base | 25m high including foundations | 3 nr | Self-supporting steel flue stacks. Circular in cross-section, tall and slender tapering towards the top of the stack. Usually lined to provide heat insulation protection to the steel structure, level of insulation dependent upon the temperatures of the flue. See Variations for unlined stacks. | Location Adjustment Applicable (See Guidance Notes) - ERC = UK mean of 1.00 | (BEAMS Note 2) The ERC for this item should be added to all other rateable items on the hereditament (except land). Therefore the total of the ERC of the other Building Items and the P&M ERC (where applicable) to enable the correct contract size adjustment to be made. ERC of Building Component + ERC of P&M = Total ERC to which contract size adjustment should be applied. The appropriate % adjustment should be made in accordance with the scale for contract size adjustment specified under section 6 of the RCG 2023 Guidance notes. The currency ERC rates are set at £4m (Four Million Pounds) @ 1st April 2021 (AVD) for the RCG 2023 Publication. | Cost is per metre above ground level. Cost does not include foundation bases, Aviation Warning Lights, access ladders or platforms. Please refer to separate RCG Category for Foundation Bases Code 30001F >500cu.m. or 300045 50cu.m. - 250cu.m. For Aviation lights see Chimney Accessory RCG code 32F15S1. For Access ladders see Chimney Accessory RCG codes 32F15S2 30m high or 32F15S3 60m High. For Lightning conductors see Separate RCG Category for Lightning Conductors. | Request copies of plans and annual mandatory inspection reports. Ascertain base diameter and height. Identify presence of aviation warning lights, lightning conductors, obtain photograph of chimney stack and overall view of base. Note any adjacent and associated plant & machinery suchs as flues, ducts etc | Refer to Rating Manual Part 5 Plant and Machinery and Practice note 1 Plant and Machinery | Refer to Rating Manual Part 5 Plant and Machinery and Practice note 1 Plant and Machinery | Flues and Ducts | Referencer to identify on site | NOTE: Unlined chimney stack approximately 33% less. | photo missing (see 32F30A) | photo missing (see 32F30A) | 10039 |  | Each | 25m | 3 - INDUSTRIAL | David Grace | Jim Allen | #N/A | Option 2 | ERROR | 0% | 321534 | 223793.6139 | 0% | 0% | 223793.6139 | 0% | ERC Over-ridden | Ian Walker | VOA_GPN_GOV_UK\7231506 | 2021-01-25 | Low | Blue | High | This ERC is at medium risk due to forming part of a larger hereditament. Lack of evidence due to unable to source new evidence/cost information to support the review of the ERC. There are only a few UK based specialist industrial chimney manufacturers and installers with many UK based firms that once manufactured and supplied industrial chimneys now undertaking inspection and repairs only. The manufacturers/installers contacted have either not responded or when chased by telephone advised they will reply in a couple of days, but still no response. Emailed James Allen, VP facilitator for industrial contractors test valuations, Industrial Crown and Commercial Team confirming via email 05/11/2020 advising that due to lack of response from manufacturers/installers this category will have to be indexed. James Allen confirmed this category of multi-flues are hardly used by the valuers. A rate/lin.m. is always preferred by the valuers rather than a lump sum, therefore, this code tends to be used infrequently by the valuers. In terms of Rateable and Non-Rateable elements I have referenced the valuer back to the relevant section of the Rating Manual for further guidance. Determining whether or not an element is rateable is a matter of law and the valuer should be able to apply their own specialist knowledge of Rating to current legislation to determine if an element is rateable or not. This is beyond the scope of the Cost Guide. | - | Minor tweaks to order of description for readability. Corrected error in "Descriptive" category and missing text from Tech 1. | NA | SPONS Civils | 1.56 | (BEAMS Note 2) The ERC for this item should be added to all other rateable items on the hereditament (except land). Therefore the total of the ERC of the other Building Items and the P&M ERC (where applicable) to enable the correct contract size adjustment to be made. ERC of Building Component + ERC of P&M = Total ERC to which contract size adjustment should be applied. The appropriate % adjustment should be made in accordance with the scale for contract size adjustment specified under section 6 of the RCG 2021 Guidance notes. The currency ERC rates are set at £4m (Four Million Pounds) @ 1st April 2019 (AVD) for the RCG 2021 Publication. | photo missing (see 32F30A) | photo missing (see 32F30A) | 2 | TRUE
647 | 32F43C | 9793 | 32F43C | Chimneys | Multiple Chimney Stacks | Steel Self-supporting lined - 1.5m diameter at base | 25m high including foundations | 4 nr | Self-supporting steel flue stacks. Circular in cross-section, tall and slender tapering towards the top of the stack. Usually lined to provide heat insulation protection to the steel structure, level of insulation dependent upon the temperatures of the flue. See Variations for unlined stacks. | Location Adjustment Applicable (See Guidance Notes) - ERC = UK mean of 1.00 | (BEAMS Note 2) The ERC for this item should be added to all other rateable items on the hereditament (except land). Therefore the total of the ERC of the other Building Items and the P&M ERC (where applicable) to enable the correct contract size adjustment to be made. ERC of Building Component + ERC of P&M = Total ERC to which contract size adjustment should be applied. The appropriate % adjustment should be made in accordance with the scale for contract size adjustment specified under section 6 of the RCG 2023 Guidance notes. The currency ERC rates are set at £4m (Four Million Pounds) @ 1st April 2021 (AVD) for the RCG 2023 Publication. | Cost is per metre above ground level. Cost does not include foundation bases, Aviation Warning Lights, access ladders or platforms. Please refer to separate RCG Category for Foundation Bases Code 30001F >500cu.m. or 300045 50cu.m. - 250cu.m. For Aviation lights see Chimney Accessory RCG code 32F15S1. For Access ladders see Chimney Accessory RCG codes 32F15S2 30m high or 32F15S3 60m High. For Lightning conductors see Separate RCG Category for Lightning Conductors. | Request copies of plans and annual mandatory inspection reports. Ascertain base diameter and height. Identify presence of aviation warning lights, lightning conductors, obtain photograph of chimney stack and overall view of base. Note any adjacent and associated plant & machinery suchs as flues, ducts etc | Refer to Rating Manual Part 5 Plant and Machinery and Practice note 1 Plant and Machinery | Refer to Rating Manual Part 5 Plant and Machinery and Practice note 1 Plant and Machinery | Flues and Ducts | Referencer to identify on site | NOTE: Unlined chimney stack approximately 33% less. | photo missing (see 32F30A) | photo missing (see 32F30A) | 10039 |  | Each | 25m | 3 - INDUSTRIAL | David Grace | Jim Allen | #N/A | Option 2 | ERROR | 0% | 438032 | 304878.3777 | 0% | 0% | 304878.3777 | 0% | ERC Over-ridden | Ian Walker | VOA_GPN_GOV_UK\7231506 | 2021-01-25 | Low | Blue | High | This ERC is at medium risk due to forming part of a larger hereditament. Lack of evidence due to unable to source new evidence/cost information to support the review of the ERC. There are only a few UK based specialist industrial chimney manufacturers and installers with many UK based firms that once manufactured and supplied industrial chimneys now undertaking inspection and repairs only. The manufacturers/installers contacted have either not responded or when chased by telephone advised they will reply in a couple of days, but still no response. Emailed James Allen, VP facilitator for industrial contractors test valuations, Industrial Crown and Commercial Team confirming via email 05/11/2020 advising that due to lack of response from manufacturers/installers this category will have to be indexed. James Allen confirmed this category of multi-flues are hardly used by the valuers. A rate/lin.m. is always preferred by the valuers rather than a lump sum, therefore, this code tends to be used infrequently by the valuers. In terms of Rateable and Non-Rateable elements I have referenced the valuer back to the relevant section of the Rating Manual for further guidance. Determining whether or not an element is rateable is a matter of law and the valuer should be able to apply their own specialist knowledge of Rating to current legislation to determine if an element is rateable or not. This is beyond the scope of the Cost Guide. | - | Minor tweaks to order of description for readability. Corrected error in "Descriptive" category and missing text from Tech 1. | NA | SPONS Civils | 1.56 | (BEAMS Note 2) The ERC for this item should be added to all other rateable items on the hereditament (except land). Therefore the total of the ERC of the other Building Items and the P&M ERC (where applicable) to enable the correct contract size adjustment to be made. ERC of Building Component + ERC of P&M = Total ERC to which contract size adjustment should be applied. The appropriate % adjustment should be made in accordance with the scale for contract size adjustment specified under section 6 of the RCG 2021 Guidance notes. The currency ERC rates are set at £4m (Four Million Pounds) @ 1st April 2019 (AVD) for the RCG 2021 Publication. | photo missing (see 32F30A) | photo missing (see 32F30A) | 2 | TRUE
648 | 32F44A | 9794 | 32F44A | Chimneys | Multiple Chimney Stacks | Steel Self-supporting lined - 1.5m diameter at base | 30m high including foundations | 3 nr | Self-supporting steel flue stacks. Circular in cross-section, tall and slender tapering towards the top of the stack. Usually lined to provide heat insulation protection to the steel structure, level of insulation dependent upon the temperatures of the flue. See Variations for unlined stacks. | Location Adjustment Applicable (See Guidance Notes) - ERC = UK mean of 1.00 | (BEAMS Note 2) The ERC for this item should be added to all other rateable items on the hereditament (except land). Therefore the total of the ERC of the other Building Items and the P&M ERC (where applicable) to enable the correct contract size adjustment to be made. ERC of Building Component + ERC of P&M = Total ERC to which contract size adjustment should be applied. The appropriate % adjustment should be made in accordance with the scale for contract size adjustment specified under section 6 of the RCG 2023 Guidance notes. The currency ERC rates are set at £4m (Four Million Pounds) @ 1st April 2021 (AVD) for the RCG 2023 Publication. | Cost is per complete multiple installation above ground level. Cost does not include foundation bases, Aviation Warning Lights, access ladders or platforms. Please refer to separate RCG Category for Foundation Bases Code 30001F >500cu.m. or 300045 50cu.m. - 250cu.m. For Aviation lights see Chimney Accessory RCG code 32F15S1. For Access ladders see Chimney Accessory RCG codes 32F15S2 30m high or 32F15S3 60m High. For Lightning conductors see Separate RCG Category for Lightning Conductors. | Request copies of plans and annual mandatory inspection reports. Ascertain base diameter and height. Identify presence of aviation warning lights, lightning conductors, obtain photograph of chimney stack and overall view of base. Note any adjacent and associated plant & machinery suchs as flues, ducts etc | Refer to Rating Manual Part 5 Plant and Machinery and Practice note 1 Plant and Machinery | Refer to Rating Manual Part 5 Plant and Machinery and Practice note 1 Plant and Machinery | Flues and Ducts | Referencer to identify on site | NOTE: Unlined chimney stack approximately 33% less. | photo missing (see 32F30A) | photo missing (see 32F30A) | 10039 |  | Each | 30m | 3 - INDUSTRIAL | David Grace | Jim Allen | #N/A | Option 2 | ERROR | 0% | 378101 | 263165.2927 | 0% | 0% | 263165.2927 | 0% | ERC Over-ridden | Ian Walker | VOA_GPN_GOV_UK\7231506 | 2021-01-25 | Low | Blue | High | This ERC is at medium risk due to forming part of a larger hereditament. Lack of evidence due to unable to source new evidence/cost information to support the review of the ERC. There are only a few UK based specialist industrial chimney manufacturers and installers with many UK based firms that once manufactured and supplied industrial chimneys now undertaking inspection and repairs only. The manufacturers/installers contacted have either not responded or when chased by telephone advised they will reply in a couple of days, but still no response. Emailed James Allen, VP facilitator for industrial contractors test valuations, Industrial Crown and Commercial Team confirming via email 05/11/2020 advising that due to lack of response from manufacturers/installers this category will have to be indexed. James Allen confirmed this category of multi-flues are hardly used by the valuers. A rate/lin.m. is always preferred by the valuers rather than a lump sum, therefore, this code tends to be used infrequently by the valuers. In terms of Rateable and Non-Rateable elements I have referenced the valuer back to the relevant section of the Rating Manual for further guidance. Determining whether or not an element is rateable is a matter of law and the valuer should be able to apply their own specialist knowledge of Rating to current legislation to determine if an element is rateable or not. This is beyond the scope of the Cost Guide. | - | Minor tweaks to order of description for readability. Corrected error in "Descriptive" category and missing text from Tech 1. | NA | SPONS Civils | 1.56 | (BEAMS Note 2) The ERC for this item should be added to all other rateable items on the hereditament (except land). Therefore the total of the ERC of the other Building Items and the P&M ERC (where applicable) to enable the correct contract size adjustment to be made. ERC of Building Component + ERC of P&M = Total ERC to which contract size adjustment should be applied. The appropriate % adjustment should be made in accordance with the scale for contract size adjustment specified under section 6 of the RCG 2021 Guidance notes. The currency ERC rates are set at £4m (Four Million Pounds) @ 1st April 2019 (AVD) for the RCG 2021 Publication. | photo missing (see 32F30A) | photo missing (see 32F30A) | 2 | TRUE
649 | 32F44C | 9795 | 32F44C | Chimneys | Multiple Chimney Stacks | Steel Self-supporting lined - 1.5m diameter at base | 30m high including foundations | 4 nr | Self-supporting steel flue stacks. Circular in cross-section, tall and slender tapering towards the top of the stack. Usually lined to provide heat insulation protection to the steel structure, level of insulation dependent upon the temperatures of the flue. See Variations for unlined stacks. | Location Adjustment Applicable (See Guidance Notes) - ERC = UK mean of 1.00 | (BEAMS Note 2) The ERC for this item should be added to all other rateable items on the hereditament (except land). Therefore the total of the ERC of the other Building Items and the P&M ERC (where applicable) to enable the correct contract size adjustment to be made. ERC of Building Component + ERC of P&M = Total ERC to which contract size adjustment should be applied. The appropriate % adjustment should be made in accordance with the scale for contract size adjustment specified under section 6 of the RCG 2023 Guidance notes. The currency ERC rates are set at £4m (Four Million Pounds) @ 1st April 2021 (AVD) for the RCG 2023 Publication. | Cost is per complete multiple flue stack installation above ground level. Cost does not include foundation bases, Aviation Warning Lights, access ladders or platforms. Please refer to separate RCG Category for Foundation Bases Code 30001F >500cu.m. or 300045 50cu.m. - 250cu.m. For Aviation lights see Chimney Accessory RCG code 32F15S1. For Access ladders see Chimney Accessory RCG codes 32F15S2 30m high or 32F15S3 60m High. For Lightning conductors see Separate RCG Category for Lightning Conductors. | Request copies of plans and annual mandatory inspection reports. Ascertain base diameter and height. Identify presence of aviation warning lights, lightning conductors, obtain photograph of chimney stack and overall view of base. Note any adjacent and associated plant & machinery suchs as flues, ducts etc | Refer to Rating Manual Part 5 Plant and Machinery and Practice note 1 Plant and Machinery | Refer to Rating Manual Part 5 Plant and Machinery and Practice note 1 Plant and Machinery | Flues and Ducts | Referencer to identify on site | NOTE: Unlined chimney stack approximately 33% less. | photo missing (see 32F30A) | photo missing (see 32F30A) | 10039 |  | Each | 30m | 3 - INDUSTRIAL | David Grace | Jim Allen | #N/A | Option 2 | ERROR | 0% | 515094 | 358514.9557 | 0% | 0% | 358514.9557 | 0% | ERC Over-ridden | Ian Walker | VOA_GPN_GOV_UK\7231506 | 2021-01-25 | Low | Blue | High | This ERC is at medium risk due to forming part of a larger hereditament. Lack of evidence due to unable to source new evidence/cost information to support the review of the ERC. There are only a few UK based specialist industrial chimney manufacturers and installers with many UK based firms that once manufactured and supplied industrial chimneys now undertaking inspection and repairs only. The manufacturers/installers contacted have either not responded or when chased by telephone advised they will reply in a couple of days, but still no response. Emailed James Allen, VP facilitator for industrial contractors test valuations, Industrial Crown and Commercial Team confirming via email 05/11/2020 advising that due to lack of response from manufacturers/installers this category will have to be indexed. A rate/lin.m. is always preferred by the valuers rather than a lump sum, therefore, this code tends to be used infrequently by the valuers. In terms of Rateable and Non-Rateable elements I have referenced the valuer back to the relevant section of the Rating Manual for further guidance. Determining whether or not an element is rateable is a matter of law and the valuer should be able to apply their own specialist knowledge of Rating to current legislation to determine if an element is rateable or not. This is beyond the scope of the Cost Guide. | - | Minor tweaks to order of description for readability. Corrected error in "Descriptive" category and missing text from Tech 1. | NA | SPONS Civils | 1.56 | (BEAMS Note 2) The ERC for this item should be added to all other rateable items on the hereditament (except land). Therefore the total of the ERC of the other Building Items and the P&M ERC (where applicable) to enable the correct contract size adjustment to be made. ERC of Building Component + ERC of P&M = Total ERC to which contract size adjustment should be applied. The appropriate % adjustment should be made in accordance with the scale for contract size adjustment specified under section 6 of the RCG 2021 Guidance notes. The currency ERC rates are set at £4m (Four Million Pounds) @ 1st April 2019 (AVD) for the RCG 2021 Publication. | photo missing (see 32F30A) | photo missing (see 32F30A) | 2 | TRUE
650 | 32F45A | 9796 | 32F45A | Chimneys | Multiple Chimney Stacks | Steel Self-supporting lined - 1.5m diameter at base | 35m high including foundations | 3 nr | Self-supporting steel flue stacks. Circular in cross-section, tall and slender tapering towards the top of the stack. Usually lined to provide heat insulation protection to the steel structure, level of insulation dependent upon the temperatures of the flue. See Variations for unlined stacks. | Location Adjustment Applicable (See Guidance Notes) - ERC = UK mean of 1.00 | (BEAMS Note 2) The ERC for this item should be added to all other rateable items on the hereditament (except land). Therefore the total of the ERC of the other Building Items and the P&M ERC (where applicable) to enable the correct contract size adjustment to be made. ERC of Building Component + ERC of P&M = Total ERC to which contract size adjustment should be applied. The appropriate % adjustment should be made in accordance with the scale for contract size adjustment specified under section 6 of the RCG 2023 Guidance notes. The currency ERC rates are set at £4m (Four Million Pounds) @ 1st April 2021 (AVD) for the RCG 2023 Publication. | Cost is per complete multiple flue stack installation above ground level. Cost does not include foundation bases, Aviation Warning Lights, access ladders or platforms. Please refer to separate RCG Category for Foundation Bases Code 30001F >500cu.m. or 300045 50cu.m. - 250cu.m. For Aviation lights see Chimney Accessory RCG code 32F15S1. For Access ladders see Chimney Accessory RCG codes 32F15S2 30m high or 32F15S3 60m High. For Lightning conductors see Separate RCG Category for Lightning Conductors. | Request copies of plans and annual mandatory inspection reports. Ascertain base diameter and height. Identify presence of aviation warning lights, lightning conductors, obtain photograph of chimney stack and overall view of base. Note any adjacent and associated plant & machinery suchs as flues, ducts etc | Refer to Rating Manual Part 5 Plant and Machinery and Practice note 1 Plant and Machinery | Refer to Rating Manual Part 5 Plant and Machinery and Practice note 1 Plant and Machinery | Flues and Ducts | Referencer to identify on site | NOTE: Unlined chimney stack approximately 33% less. | photo missing (see 32F30A) | photo missing (see 32F30A) | 10039 |  | Each | 35m | 3 - INDUSTRIAL | David Grace | Jim Allen | #N/A | Option 2 | ERROR | 0% | 434667 | 302536.2754 | 0% | 0% | 302536.2754 | 0% | ERC Over-ridden | Ian Walker | VOA_GPN_GOV_UK\7231506 | 2021-01-25 | Low | Blue | High | This ERC is at medium risk due to forming part of a larger hereditament. Lack of evidence due to unable to source new evidence/cost information to support the review of the ERC. There are only a few UK based specialist industrial chimney manufacturers and installers with many UK based firms that once manufactured and supplied industrial chimneys now undertaking inspection and repairs only. The manufacturers/installers contacted have either not responded or when chased by telephone advised they will reply in a couple of days, but still no response. Emailed James Allen, VP facilitator for industrial contractors test valuations, Industrial Crown and Commercial Team confirming via email 05/11/2020 advising that due to lack of response from manufacturers/installers this category will have to be indexed. James Allen confirmed this category of multi-flues are hardly used by the valuers. A rate/lin.m. is always preferred by the valuers rather than a lump sum, therefore, this code tends to be used infrequently by the valuers. In terms of Rateable and Non-Rateable elements I have referenced the valuer back to the relevant section of the Rating Manual for further guidance. Determining whether or not an element is rateable is a matter of law and the valuer should be able to apply their own specialist knowledge of Rating to current legislation to determine if an element is rateable or not. This is beyond the scope of the Cost Guide. | - | Minor tweaks to order of description for readability. Corrected error in "Descriptive" category and missing text from Tech 1. | NA | SPONS Civils | 1.56 | (BEAMS Note 2) The ERC for this item should be added to all other rateable items on the hereditament (except land). Therefore the total of the ERC of the other Building Items and the P&M ERC (where applicable) to enable the correct contract size adjustment to be made. ERC of Building Component + ERC of P&M = Total ERC to which contract size adjustment should be applied. The appropriate % adjustment should be made in accordance with the scale for contract size adjustment specified under section 6 of the RCG 2021 Guidance notes. The currency ERC rates are set at £4m (Four Million Pounds) @ 1st April 2019 (AVD) for the RCG 2021 Publication. | photo missing (see 32F30A) | photo missing (see 32F30A) | 2 | TRUE
651 | 32F45C | 9797 | 32F45C | Chimneys | Multiple Chimney Stacks | Steel Self-supporting lined - 1.5m diameter at base | 35m high including foundations | 4 nr | Self-supporting steel flue stacks. Circular in cross-section, tall and slender tapering towards the top of the stack. Usually lined to provide heat insulation protection to the steel structure, level of insulation dependent upon the temperatures of the flue. See Variations for unlined stacks. | Location Adjustment Applicable (See Guidance Notes) - ERC = UK mean of 1.00 | (BEAMS Note 2) The ERC for this item should be added to all other rateable items on the hereditament (except land). Therefore the total of the ERC of the other Building Items and the P&M ERC (where applicable) to enable the correct contract size adjustment to be made. ERC of Building Component + ERC of P&M = Total ERC to which contract size adjustment should be applied. The appropriate % adjustment should be made in accordance with the scale for contract size adjustment specified under section 6 of the RCG 2023 Guidance notes. The currency ERC rates are set at £4m (Four Million Pounds) @ 1st April 2021 (AVD) for the RCG 2023 Publication. | Cost is per complete multiple flue stack installation above ground level. Cost does not include foundation bases, Aviation Warning Lights, access ladders or platforms. Please refer to separate RCG Category for Foundation Bases Code 30001F >500cu.m. or 300045 50cu.m. - 250cu.m. For Aviation lights see Chimney Accessory RCG code 32F15S1. For Access ladders see Chimney Accessory RCG codes 32F15S2 30m high or 32F15S3 60m High. For Lightning conductors see Separate RCG Category for Lightning Conductors. | Request copies of plans and annual mandatory inspection reports. Ascertain base diameter and height. Identify presence of aviation warning lights, lightning conductors, obtain photograph of chimney stack and overall view of base. Note any adjacent and associated plant & machinery suchs as flues, ducts etc | Refer to Rating Manual Part 5 Plant and Machinery and Practice note 1 Plant and Machinery | Refer to Rating Manual Part 5 Plant and Machinery and Practice note 1 Plant and Machinery | Flues and Ducts | Referencer to identify on site | NOTE: Unlined chimney stack approximately 33% less. | photo missing (see 32F30A) | photo missing (see 32F30A) | 10039 |  | Each | 35m | 3 - INDUSTRIAL | David Grace | Jim Allen | #N/A | Option 2 | ERROR | 0% | 592156 | 412151.5337 | 0% | 0% | 412151.5337 | 0% | ERC Over-ridden | Ian Walker | VOA_GPN_GOV_UK\7231506 | 2021-01-25 | Low | Blue | High | This ERC is at medium risk due to forming part of a larger hereditament. Lack of evidence due to unable to source new evidence/cost information to support the review of the ERC. There are only a few UK based specialist industrial chimney manufacturers and installers with many UK based firms that once manufactured and supplied industrial chimneys now undertaking inspection and repairs only. The manufacturers/installers contacted have either not responded or when chased by telephone advised they will reply in a couple of days, but still no response. Emailed James Allen, VP facilitator for industrial contractors test valuations, Industrial Crown and Commercial Team confirming via email 05/11/2020 advising that due to lack of response from manufacturers/installers this category will have to be indexed. James Allen confirmed this category of multi-flues are hardly used by the valuers. A rate/lin.m. is always preferred by the valuers rather than a lump sum, therefore, this code tends to be used infrequently by the valuers. In terms of Rateable and Non-Rateable elements I have referenced the valuer back to the relevant section of the Rating Manual for further guidance. Determining whether or not an element is rateable is a matter of law and the valuer should be able to apply their own specialist knowledge of Rating to current legislation to determine if an element is rateable or not. This is beyond the scope of the Cost Guide. | - | Minor tweaks to order of description for readability. Corrected error in "Descriptive" category and missing text from Tech 1. | NA | SPONS Civils | 1.56 | (BEAMS Note 2) The ERC for this item should be added to all other rateable items on the hereditament (except land). Therefore the total of the ERC of the other Building Items and the P&M ERC (where applicable) to enable the correct contract size adjustment to be made. ERC of Building Component + ERC of P&M = Total ERC to which contract size adjustment should be applied. The appropriate % adjustment should be made in accordance with the scale for contract size adjustment specified under section 6 of the RCG 2021 Guidance notes. The currency ERC rates are set at £4m (Four Million Pounds) @ 1st April 2019 (AVD) for the RCG 2021 Publication. | photo missing (see 32F30A) | photo missing (see 32F30A) | 2 | TRUE
652 | 32F30A | 6760 | 32F30A | Chimneys | Multiple Chimney Stacks | Steel Self-supporting lined - 1m diameter at base | 10m high including foundations | 2 nr | Self-supporting steel flue stacks. Circular in cross-section, tall and slender tapering towards the top of the stack. Usually lined to provide heat insulation protection to the steel structure, level of insulation dependent upon the temperatures of the flue. See Variations for unlined stacks. | Location Adjustment Applicable (See Guidance Notes) - ERC = UK mean of 1.00 | (BEAMS Note 2) The ERC for this item should be added to all other rateable items on the hereditament (except land). Therefore the total of the ERC of the other Building Items and the P&M ERC (where applicable) to enable the correct contract size adjustment to be made. ERC of Building Component + ERC of P&M = Total ERC to which contract size adjustment should be applied. The appropriate % adjustment should be made in accordance with the scale for contract size adjustment specified under section 6 of the RCG 2023 Guidance notes. The currency ERC rates are set at £4m (Four Million Pounds) @ 1st April 2021 (AVD) for the RCG 2023 Publication. | Cost is per metre above ground level. Cost does not include foundation bases, Aviation Warning Lights, access ladders or platforms. Please refer to separate RCG Category for Foundation Bases Code 30001F >500cu.m. or 300045 50cu.m. - 250cu.m. For Aviation lights see Chimney Accessory RCG code 32F15S1. For Access ladders see Chimney Accessory RCG codes 32F15S2 30m high or 32F15S3 60m High. For Lightning conductors see Separate RCG Category for Lightning Conductors. | Request copies of plans and annual mandatory inspection reports. Ascertain base diameter and height. Identify presence of aviation warning lights, lightning conductors, obtain photograph of chimney stack and overall view of base. Note any adjacent and associated plant & machinery suchs as flues, ducts etc | Refer to Rating Manual Part 5 Plant and Machinery and Practice note 1 Plant and Machinery | Refer to Rating Manual Part 5 Plant and Machinery and Practice note 1 Plant and Machinery | Flues and Ducts | Referencer to identify on site | NOTE: Unlined chimney stack approximately 33% less. | Photo 1 - Typical multi flue chimney. Photo 2 - Multi flue chimney. | - | 10041 |  | Each | 10m | 3 - INDUSTRIAL | David Grace | Jim Allen | 12127.9188 | Option 2 | 15909.6273 | 31.18% | 65822 | 45813.33 | 277.8% | 188% | 45813.33 | 277.8% | ERC Over-ridden | Ian Walker | VOA_GPN_GOV_UK\7231506 | 2021-01-25 | Low | Blue | High | This ERC is at medium risk due to forming part of a larger hereditament. Lack of evidence due to unable to source new evidence/cost information to support the review of the ERC. There are only a few UK based specialist industrial chimney manufacturers and installers with many UK based firms that once manufactured and supplied industrial chimneys now undertaking inspection and repairs only. The manufacturers/installers contacted have either not responded or when chased by telephone advised they will reply in a couple of days, but still no response. Emailed James Allen, VP facilitator for industrial contractors test valuations, Industrial Crown and Commercial Team confirming via email 05/11/2020 advising that due to lack of response from manufacturers/installers this category will have to be indexed. James Allen confirmed this category of multi-flues are hardly used by the valuers. A rate/lin.m. is always preferred by the valuers rather than a lump sum, therefore, this code tends to be used infrequently by the valuers. In terms of Rateable and Non-Rateable elements I have referenced the valuer back to the relevant section of the Rating Manual for further guidance. Determining whether or not an element is rateable is a matter of law and the valuer should be able to apply their own specialist knowledge of Rating to current legislation to determine if an element is rateable or not. This is beyond the scope of the Cost Guide. | - | Minor tweaks to order of description for readability. | NA | SPONS Civils | 1.56 | (BEAMS Note 2) The ERC for this item should be added to all other rateable items on the hereditament (except land). Therefore the total of the ERC of the other Building Items and the P&M ERC (where applicable) to enable the correct contract size adjustment to be made. ERC of Building Component + ERC of P&M = Total ERC to which contract size adjustment should be applied. The appropriate % adjustment should be made in accordance with the scale for contract size adjustment specified under section 6 of the RCG 2021 Guidance notes. The currency ERC rates are set at £4m (Four Million Pounds) @ 1st April 2019 (AVD) for the RCG 2021 Publication. | Photo 1 - Typical multi flue chimney. Photo 2 - Multi flue chimney. | - | 2 | TRUE
653 | 32F30C | 6941 | 32F30C | Chimneys | Multiple Chimney Stacks | Steel Self-supporting lined - 1m diameter at base | 10m high including foundations | 3 nr | Self-supporting steel flue stacks. Circular in cross-section, tall and slender tapering towards the top of the stack. Usually lined to provide heat insulation protection to the steel structure, level of insulation dependent upon the temperatures of the flue. See Variations for unlined stacks. | Location Adjustment Applicable (See Guidance Notes) - ERC = UK mean of 1.00 | (BEAMS Note 2) The ERC for this item should be added to all other rateable items on the hereditament (except land). Therefore the total of the ERC of the other Building Items and the P&M ERC (where applicable) to enable the correct contract size adjustment to be made. ERC of Building Component + ERC of P&M = Total ERC to which contract size adjustment should be applied. The appropriate % adjustment should be made in accordance with the scale for contract size adjustment specified under section 6 of the RCG 2023 Guidance notes. The currency ERC rates are set at £4m (Four Million Pounds) @ 1st April 2021 (AVD) for the RCG 2023 Publication. | Cost is per metre above ground level. Cost does not include foundation bases, Aviation Warning Lights, access ladders or platforms. Please refer to separate RCG Category for Foundation Bases Code 30001F >500cu.m. or 300045 50cu.m. - 250cu.m. For Aviation lights see Chimney Accessory RCG code 32F15S1. For Access ladders see Chimney Accessory RCG codes 32F15S2 30m high or 32F15S3 60m High. For Lightning conductors see Separate RCG Category for Lightning Conductors. | Request copies of plans and annual mandatory inspection reports. Ascertain base diameter and height. Identify presence of aviation warning lights, lightning conductors, obtain photograph of chimney stack and overall view of base. Note any adjacent and associated plant & machinery suchs as flues, ducts etc | Refer to Rating Manual Part 5 Plant and Machinery and Practice note 1 Plant and Machinery | Refer to Rating Manual Part 5 Plant and Machinery and Practice note 1 Plant and Machinery | Flues and Ducts | Referencer to identify on site | NOTE: Unlined chimney stack approximately 33% less. | Photo 1 - Typical multi flue chimney. Photo 2 - Multi flue chimney. | - | 10039 |  | Each | 10m | 3 - INDUSTRIAL | David Grace | Jim Allen | 13891.6684 | Option 2 | 18223.3465 | 31.18% | 96632 | 67257.6602 | 384.2% | 269.1% | 67257.6602 | 384.2% | ERC Over-ridden | Ian Walker | VOA_GPN_GOV_UK\7231506 | 2021-01-25 | Low | Blue | High | This ERC is at medium risk due to forming part of a larger hereditament. Lack of evidence due to unable to source new evidence/cost information to support the review of the ERC. There are only a few UK based specialist industrial chimney manufacturers and installers with many UK based firms that once manufactured and supplied industrial chimneys now undertaking inspection and repairs only. The manufacturers/installers contacted have either not responded or when chased by telephone advised they will reply in a couple of days, but still no response. Emailed James Allen, VP facilitator for industrial contractors test valuations, Industrial Crown and Commercial Team confirming via email 05/11/2020 advising that due to lack of response from manufacturers/installers this category will have to be indexed. James Allen confirmed this category of multi-flues are hardly used by the valuers. A rate/lin.m. is always preferred by the valuers rather than a lump sum, therefore, this code tends to be used infrequently by the valuers. In terms of Rateable and Non-Rateable elements I have referenced the valuer back to the relevant section of the Rating Manual for further guidance. Determining whether or not an element is rateable is a matter of law and the valuer should be able to apply their own specialist knowledge of Rating to current legislation to determine if an element is rateable or not. This is beyond the scope of the Cost Guide. | - | Minor tweaks to order of description for readability. Increased risk analysis for consistency with other codes. | NA | SPONS Civils | 1.56 | (BEAMS Note 2) The ERC for this item should be added to all other rateable items on the hereditament (except land). Therefore the total of the ERC of the other Building Items and the P&M ERC (where applicable) to enable the correct contract size adjustment to be made. ERC of Building Component + ERC of P&M = Total ERC to which contract size adjustment should be applied. The appropriate % adjustment should be made in accordance with the scale for contract size adjustment specified under section 6 of the RCG 2021 Guidance notes. The currency ERC rates are set at £4m (Four Million Pounds) @ 1st April 2019 (AVD) for the RCG 2021 Publication. | Photo 1 - Typical multi flue chimney. Photo 2 - Multi flue chimney. | - | 2 | TRUE
655 | 32F31C | 6762 | 32F31C | Chimneys | Multiple Chimney Stacks | Steel Self-supporting lined - 1m diameter at base | 15m high including foundations | 3 nr | Self-supporting steel flue stacks. Circular in cross-section, tall and slender tapering towards the top of the stack. Usually lined to provide heat insulation protection to the steel structure, level of insulation dependent upon the temperatures of the flue. See Variations for unlined stacks. | Location Adjustment Applicable (See Guidance Notes) - ERC = UK mean of 1.00 | (BEAMS Note 2) The ERC for this item should be added to all other rateable items on the hereditament (except land). Therefore the total of the ERC of the other Building Items and the P&M ERC (where applicable) to enable the correct contract size adjustment to be made. ERC of Building Component + ERC of P&M = Total ERC to which contract size adjustment should be applied. The appropriate % adjustment should be made in accordance with the scale for contract size adjustment specified under section 6 of the RCG 2023 Guidance notes. The currency ERC rates are set at £4m (Four Million Pounds) @ 1st April 2021 (AVD) for the RCG 2023 Publication. | Cost is per metre above ground level. Cost does not include foundation bases, Aviation Warning Lights, access ladders or platforms. Please refer to separate RCG Category for Foundation Bases Code 30001F >500cu.m. or 300045 50cu.m. - 250cu.m. For Aviation lights see Chimney Accessory RCG code 32F15S1. For Access ladders see Chimney Accessory RCG codes 32F15S2 30m high or 32F15S3 60m High. For Lightning conductors see Separate RCG Category for Lightning Conductors. | Request copies of plans and annual mandatory inspection reports. Ascertain base diameter and height. Identify presence of aviation warning lights, lightning conductors, obtain photograph of chimney stack and overall view of base. Note any adjacent and associated plant & machinery suchs as flues, ducts etc | Refer to Rating Manual Part 5 Plant and Machinery and Practice note 1 Plant and Machinery | Refer to Rating Manual Part 5 Plant and Machinery and Practice note 1 Plant and Machinery | Flues and Ducts | Referencer to identify on site | NOTE: Unlined chimney stack approximately 33% less. | Photo 1 - Typical multi flue chimney. Photo 2 - Multi flue chimney. | - | 10039 |  | Each | 15m | 3 - INDUSTRIAL | David Grace | Jim Allen | 20839.643 | Option 2 | 27337.8277 | 31.18% | 141046 | 98170.626 | 371.1% | 259.1% | 98170.626 | 371.1% | ERC Over-ridden | Ian Walker | VOA_GPN_GOV_UK\7231506 | 2021-01-25 | Low | Blue | High | This ERC is at medium risk due to forming part of a larger hereditament. Lack of evidence due to unable to source new evidence/cost information to support the review of the ERC. There are only a few UK based specialist industrial chimney manufacturers and installers with many UK based firms that once manufactured and supplied industrial chimneys now undertaking inspection and repairs only. The manufacturers/installers contacted have either not responded or when chased by telephone advised they will reply in a couple of days, but still no response. Emailed James Allen, VP facilitator for industrial contractors test valuations, Industrial Crown and Commercial Team confirming via email 05/11/2020 advising that due to lack of response from manufacturers/installers this category will have to be indexed. James Allen confirmed this category of multi-flues are hardly used by the valuers. A rate/lin.m. is always preferred by the valuers rather than a lump sum, therefore, this code tends to be used infrequently by the valuers. In terms of Rateable and Non-Rateable elements I have referenced the valuer back to the relevant section of the Rating Manual for further guidance. Determining whether or not an element is rateable is a matter of law and the valuer should be able to apply their own specialist knowledge of Rating to current legislation to determine if an element is rateable or not. This is beyond the scope of the Cost Guide. | - | Minor tweaks to order of description for readability. | NA | SPONS Civils | 1.56 | (BEAMS Note 2) The ERC for this item should be added to all other rateable items on the hereditament (except land). Therefore the total of the ERC of the other Building Items and the P&M ERC (where applicable) to enable the correct contract size adjustment to be made. ERC of Building Component + ERC of P&M = Total ERC to which contract size adjustment should be applied. The appropriate % adjustment should be made in accordance with the scale for contract size adjustment specified under section 6 of the RCG 2021 Guidance notes. The currency ERC rates are set at £4m (Four Million Pounds) @ 1st April 2019 (AVD) for the RCG 2021 Publication. | Photo 1 - Typical multi flue chimney. Photo 2 - Multi flue chimney. | - | 2 | TRUE
656 | 32F33A | 6765 | 32F33A | Chimneys | Multiple Chimney Stacks | Steel Self-supporting lined - 1m diameter at base | 25m high including foundations | 2 nr | Self-supporting steel flue stacks. Circular in cross-section, tall and slender tapering towards the top of the stack. Usually lined to provide heat insulation protection to the steel structure, level of insulation dependent upon the temperatures of the flue. See Variations for unlined stacks. | Location Adjustment Applicable (See Guidance Notes) - ERC = UK mean of 1.00 | (BEAMS Note 2) The ERC for this item should be added to all other rateable items on the hereditament (except land). Therefore the total of the ERC of the other Building Items and the P&M ERC (where applicable) to enable the correct contract size adjustment to be made. ERC of Building Component + ERC of P&M = Total ERC to which contract size adjustment should be applied. The appropriate % adjustment should be made in accordance with the scale for contract size adjustment specified under section 6 of the RCG 2023 Guidance notes. The currency ERC rates are set at £4m (Four Million Pounds) @ 1st April 2021 (AVD) for the RCG 2023 Publication. | Cost is per metre above ground level. Cost does not include foundation bases, Aviation Warning Lights, access ladders or platforms. Please refer to separate RCG Category for Foundation Bases Code 30001F >500cu.m. or 300045 50cu.m. - 250cu.m. For Aviation lights see Chimney Accessory RCG code 32F15S1. For Access ladders see Chimney Accessory RCG codes 32F15S2 30m high or 32F15S3 60m High. For Lightning conductors see Separate RCG Category for Lightning Conductors. | Request copies of plans and annual mandatory inspection reports. Ascertain base diameter and height. Identify presence of aviation warning lights, lightning conductors, obtain photograph of chimney stack and overall view of base. Note any adjacent and associated plant & machinery suchs as flues, ducts etc | Refer to Rating Manual Part 5 Plant and Machinery and Practice note 1 Plant and Machinery | Refer to Rating Manual Part 5 Plant and Machinery and Practice note 1 Plant and Machinery | Flues and Ducts | Referencer to identify on site | NOTE: Unlined chimney stack approximately 33% less. | Photo 1 - Typical multi flue chimney. Photo 2 - Multi flue chimney. | - | 10039 |  | Each | 25m | 3 - INDUSTRIAL | David Grace | Jim Allen | 30060.7998 | Option 2 | 39434.311 | 31.18% | 156581 | 108983.2735 | 262.5% | 176.4% | 108983.2735 | 262.5% | ERC Over-ridden | Ian Walker | VOA_GPN_GOV_UK\7231506 | 2021-01-25 | Low | Blue | High | This ERC is at medium risk due to forming part of a larger hereditament. Lack of evidence due to unable to source new evidence/cost information to support the review of the ERC. There are only a few UK based specialist industrial chimney manufacturers and installers with many UK based firms that once manufactured and supplied industrial chimneys now undertaking inspection and repairs only. The manufacturers/installers contacted have either not responded or when chased by telephone advised they will reply in a couple of days, but still no response. Emailed James Allen, VP facilitator for industrial contractors test valuations, Industrial Crown and Commercial Team confirming via email 05/11/2020 advising that due to lack of response from manufacturers/installers this category will have to be indexed. James Allen confirmed this category of multi-flues are hardly used by the valuers. A rate/lin.m. is always preferred by the valuers rather than a lump sum, therefore, this code tends to be used infrequently by the valuers. In terms of Rateable and Non-Rateable elements I have referenced the valuer back to the relevant section of the Rating Manual for further guidance. Determining whether or not an element is rateable is a matter of law and the valuer should be able to apply their own specialist knowledge of Rating to current legislation to determine if an element is rateable or not. This is beyond the scope of the Cost Guide. | - | Minor tweaks to order of description for readability. | NA | SPONS Civils | 1.56 | (BEAMS Note 2) The ERC for this item should be added to all other rateable items on the hereditament (except land). Therefore the total of the ERC of the other Building Items and the P&M ERC (where applicable) to enable the correct contract size adjustment to be made. ERC of Building Component + ERC of P&M = Total ERC to which contract size adjustment should be applied. The appropriate % adjustment should be made in accordance with the scale for contract size adjustment specified under section 6 of the RCG 2021 Guidance notes. The currency ERC rates are set at £4m (Four Million Pounds) @ 1st April 2019 (AVD) for the RCG 2021 Publication. | Photo 1 - Typical multi flue chimney. Photo 2 - Multi flue chimney. | - | 2 | TRUE
657 | 32F33C | 6766 | 32F33C | Chimneys | Multiple Chimney Stacks | Steel Self-supporting lined - 1m diameter at base | 25m high including foundations | 3 nr | Self-supporting steel flue stacks. Circular in cross-section, tall and slender tapering towards the top of the stack. Usually lined to provide heat insulation protection to the steel structure, level of insulation dependent upon the temperatures of the flue. See Variations for unlined stacks. | Location Adjustment Applicable (See Guidance Notes) - ERC = UK mean of 1.00 | (BEAMS Note 2) The ERC for this item should be added to all other rateable items on the hereditament (except land). Therefore the total of the ERC of the other Building Items and the P&M ERC (where applicable) to enable the correct contract size adjustment to be made. ERC of Building Component + ERC of P&M = Total ERC to which contract size adjustment should be applied. The appropriate % adjustment should be made in accordance with the scale for contract size adjustment specified under section 6 of the RCG 2023 Guidance notes. The currency ERC rates are set at £4m (Four Million Pounds) @ 1st April 2021 (AVD) for the RCG 2023 Publication. | Cost is per metre above ground level. Cost does not include foundation bases, Aviation Warning Lights, access ladders or platforms. Please refer to separate RCG Category for Foundation Bases Code 30001F >500cu.m. or 300045 50cu.m. - 250cu.m. For Aviation lights see Chimney Accessory RCG code 32F15S1. For Access ladders see Chimney Accessory RCG codes 32F15S2 30m high or 32F15S3 60m High. For Lightning conductors see Separate RCG Category for Lightning Conductors. | Request copies of plans and annual mandatory inspection reports. Ascertain base diameter and height. Identify presence of aviation warning lights, lightning conductors, obtain photograph of chimney stack and overall view of base. Note any adjacent and associated plant & machinery suchs as flues, ducts etc | Refer to Rating Manual Part 5 Plant and Machinery and Practice note 1 Plant and Machinery | Refer to Rating Manual Part 5 Plant and Machinery and Practice note 1 Plant and Machinery | Flues and Ducts | Referencer to identify on site | NOTE: Unlined chimney stack approximately 33% less. | Photo 1 - Typical multi flue chimney. Photo 2 - Multi flue chimney. | - | 10039 |  | Each | 25m | 3 - INDUSTRIAL | David Grace | Jim Allen | 41508.0483 | Option 2 | 54451.0224 | 31.18% | 229874 | 159996.5578 | 285.5% | 193.8% | 159996.5578 | 285.5% | ERC Over-ridden | Ian Walker | VOA_GPN_GOV_UK\7231506 | 2021-01-25 | Low | Blue | High | This ERC is at medium risk due to forming part of a larger hereditament. Lack of evidence due to unable to source new evidence/cost information to support the review of the ERC. There are only a few UK based specialist industrial chimney manufacturers and installers with many UK based firms that once manufactured and supplied industrial chimneys now undertaking inspection and repairs only. The manufacturers/installers contacted have either not responded or when chased by telephone advised they will reply in a couple of days, but still no response. Emailed James Allen, VP facilitator for industrial contractors test valuations, Industrial Crown and Commercial Team confirming via email 05/11/2020 advising that due to lack of response from manufacturers/installers this category will have to be indexed. James Allen confirmed this category of multi-flues are hardly used by the valuers. A rate/lin.m. is always preferred by the valuers rather than a lump sum, therefore, this code tends to be used infrequently by the valuers. In terms of Rateable and Non-Rateable elements I have referenced the valuer back to the relevant section of the Rating Manual for further guidance. Determining whether or not an element is rateable is a matter of law and the valuer should be able to apply their own specialist knowledge of Rating to current legislation to determine if an element is rateable or not. This is beyond the scope of the Cost Guide. | - | Minor tweaks to order of description for readability. | NA | SPONS Civils | 1.56 | (BEAMS Note 2) The ERC for this item should be added to all other rateable items on the hereditament (except land). Therefore the total of the ERC of the other Building Items and the P&M ERC (where applicable) to enable the correct contract size adjustment to be made. ERC of Building Component + ERC of P&M = Total ERC to which contract size adjustment should be applied. The appropriate % adjustment should be made in accordance with the scale for contract size adjustment specified under section 6 of the RCG 2021 Guidance notes. The currency ERC rates are set at £4m (Four Million Pounds) @ 1st April 2019 (AVD) for the RCG 2021 Publication. | Photo 1 - Typical multi flue chimney. Photo 2 - Multi flue chimney. | - | 2 | TRUE
658 | 32F34A | 6767 | 32F34A | Chimneys | Multiple Chimney Stacks | Steel Self-supporting lined - 1m diameter at base | 30m high including foundations | 2 nr | Self-supporting steel flue stacks. Circular in cross-section, tall and slender tapering towards the top of the stack. Usually lined to provide heat insulation protection to the steel structure, level of insulation dependent upon the temperatures of the flue. See Variations for unlined stacks. | Location Adjustment Applicable (See Guidance Notes) - ERC = UK mean of 1.00 | (BEAMS Note 2) The ERC for this item should be added to all other rateable items on the hereditament (except land). Therefore the total of the ERC of the other Building Items and the P&M ERC (where applicable) to enable the correct contract size adjustment to be made. ERC of Building Component + ERC of P&M = Total ERC to which contract size adjustment should be applied. The appropriate % adjustment should be made in accordance with the scale for contract size adjustment specified under section 6 of the RCG 2023 Guidance notes. The currency ERC rates are set at £4m (Four Million Pounds) @ 1st April 2021 (AVD) for the RCG 2023 Publication. | Cost is per metre above ground level. Cost does not include foundation bases, Aviation Warning Lights, access ladders or platforms. Please refer to separate RCG Category for Foundation Bases Code 30001F >500cu.m. or 300045 50cu.m. - 250cu.m. For Aviation lights see Chimney Accessory RCG code 32F15S1. For Access ladders see Chimney Accessory RCG codes 32F15S2 30m high or 32F15S3 60m High. For Lightning conductors see Separate RCG Category for Lightning Conductors. | Request copies of plans and annual mandatory inspection reports. Ascertain base diameter and height. Identify presence of aviation warning lights, lightning conductors, obtain photograph of chimney stack and overall view of base. Note any adjacent and associated plant & machinery suchs as flues, ducts etc | Refer to Rating Manual Part 5 Plant and Machinery and Practice note 1 Plant and Machinery | Refer to Rating Manual Part 5 Plant and Machinery and Practice note 1 Plant and Machinery | Flues and Ducts | Referencer to identify on site | NOTE: Unlined chimney stack approximately 33% less. | Photo 1 - Typical multi flue chimney. Photo 2 - Multi flue chimney. | - | 10039 |  | Each | 30m | 3 - INDUSTRIAL | David Grace | Jim Allen | 36096.9331 | Option 2 | 47352.6218 | 31.18% | 186834 | 130039.9213 | 260.3% | 174.6% | 130039.9213 | 260.3% | ERC Over-ridden | Ian Walker | VOA_GPN_GOV_UK\7231506 | 2021-01-25 | Low | Blue | High | This ERC is at medium risk due to forming part of a larger hereditament. Lack of evidence due to unable to source new evidence/cost information to support the review of the ERC. There are only a few UK based specialist industrial chimney manufacturers and installers with many UK based firms that once manufactured and supplied industrial chimneys now undertaking inspection and repairs only. The manufacturers/installers contacted have either not responded or when chased by telephone advised they will reply in a couple of days, but still no response. Emailed James Allen, VP facilitator for industrial contractors test valuations, Industrial Crown and Commercial Team confirming via email 05/11/2020 advising that due to lack of response from manufacturers/installers this category will have to be indexed. James Allen confirmed this category of multi-flues are hardly used by the valuers. A rate/lin.m. is always preferred by the valuers rather than a lump sum, therefore, this code tends to be used infrequently by the valuers. In terms of Rateable and Non-Rateable elements I have referenced the valuer back to the relevant section of the Rating Manual for further guidance. Determining whether or not an element is rateable is a matter of law and the valuer should be able to apply their own specialist knowledge of Rating to current legislation to determine if an element is rateable or not. This is beyond the scope of the Cost Guide. | - | Minor tweaks to order of description for readability. | NA | SPONS Civils | 1.56 | (BEAMS Note 2) The ERC for this item should be added to all other rateable items on the hereditament (except land). Therefore the total of the ERC of the other Building Items and the P&M ERC (where applicable) to enable the correct contract size adjustment to be made. ERC of Building Component + ERC of P&M = Total ERC to which contract size adjustment should be applied. The appropriate % adjustment should be made in accordance with the scale for contract size adjustment specified under section 6 of the RCG 2021 Guidance notes. The currency ERC rates are set at £4m (Four Million Pounds) @ 1st April 2019 (AVD) for the RCG 2021 Publication. | Photo 1 - Typical multi flue chimney. Photo 2 - Multi flue chimney. | - | 2 | TRUE
640 | 32F34C | 6768 | 32F34C | Chimneys | Multiple Chimney Stacks | Steel Self-supporting lined - 1m diameter at base | 30m high including foundations | 3 nr | Self-supporting steel flue stacks. Circular in cross-section, tall and slender tapering towards the top of the stack. Usually lined to provide heat insulation protection to the steel structure, level of insulation dependent upon the temperatures of the flue. See Variations for unlined stacks. | Location Adjustment Applicable (See Guidance Notes) - ERC = UK mean of 1.00 | (BEAMS Note 2) The ERC for this item should be added to all other rateable items on the hereditament (except land). Therefore the total of the ERC of the other Building Items and the P&M ERC (where applicable) to enable the correct contract size adjustment to be made. ERC of Building Component + ERC of P&M = Total ERC to which contract size adjustment should be applied. The appropriate % adjustment should be made in accordance with the scale for contract size adjustment specified under section 6 of the RCG 2023 Guidance notes. The currency ERC rates are set at £4m (Four Million Pounds) @ 1st April 2021 (AVD) for the RCG 2023 Publication. | Cost is per metre above ground level. Cost does not include foundation bases, Aviation Warning Lights, access ladders or platforms. Please refer to separate RCG Category for Foundation Bases Code 30001F >500cu.m. or 300045 50cu.m. - 250cu.m. For Aviation lights see Chimney Accessory RCG code 32F15S1. For Access ladders see Chimney Accessory RCG codes 32F15S2 30m high or 32F15S3 60m High. For Lightning conductors see Separate RCG Category for Lightning Conductors. | Request copies of plans and annual mandatory inspection reports. Ascertain base diameter and height. Identify presence of aviation warning lights, lightning conductors, obtain photograph of chimney stack and overall view of base. Note any adjacent and associated plant & machinery suchs as flues, ducts etc | Refer to Rating Manual Part 5 Plant and Machinery and Practice note 1 Plant and Machinery | Refer to Rating Manual Part 5 Plant and Machinery and Practice note 1 Plant and Machinery | Flues and Ducts | Referencer to identify on site | NOTE: Unlined chimney stack approximately 33% less. | Photo 1 - Typical multi flue chimney. Photo 2 - Multi flue chimney. | - | 10039 |  | Each | 30m | 3 - INDUSTRIAL | David Grace | Jim Allen | 55228.4788 | Option 2 | 72449.736 | 31.18% | 274288 | 190909.5236 | 245.7% | 163.5% | 190909.5236 | 245.7% | ERC Over-ridden | Ian Walker | VOA_GPN_GOV_UK\7231506 | 2021-01-25 | Low | Blue | High | This ERC is at medium risk due to forming part of a larger hereditament. Lack of evidence due to unable to source new evidence/cost information to support the review of the ERC. There are only a few UK based specialist industrial chimney manufacturers and installers with many UK based firms that once manufactured and supplied industrial chimneys now undertaking inspection and repairs only. The manufacturers/installers contacted have either not responded or when chased by telephone advised they will reply in a couple of days, but still no response. Emailed James Allen, VP facilitator for industrial contractors test valuations, Industrial Crown and Commercial Team confirming via email 05/11/2020 advising that due to lack of response from manufacturers/installers this category will have to be indexed. James Allen confirmed this category of multi-flues are hardly used by the valuers. A rate/lin.m. is always preferred by the valuers rather than a lump sum, therefore, this code tends to be used infrequently by the valuers. In terms of Rateable and Non-Rateable elements I have referenced the valuer back to the relevant section of the Rating Manual for further guidance. Determining whether or not an element is rateable is a matter of law and the valuer should be able to apply their own specialist knowledge of Rating to current legislation to determine if an element is rateable or not. This is beyond the scope of the Cost Guide. | - | Minor tweaks to order of description for readability. | NA | SPONS Civils | 1.56 | (BEAMS Note 2) The ERC for this item should be added to all other rateable items on the hereditament (except land). Therefore the total of the ERC of the other Building Items and the P&M ERC (where applicable) to enable the correct contract size adjustment to be made. ERC of Building Component + ERC of P&M = Total ERC to which contract size adjustment should be applied. The appropriate % adjustment should be made in accordance with the scale for contract size adjustment specified under section 6 of the RCG 2021 Guidance notes. The currency ERC rates are set at £4m (Four Million Pounds) @ 1st April 2019 (AVD) for the RCG 2021 Publication. | Photo 1 - Typical multi flue chimney. Photo 2 - Multi flue chimney. | - | 2 | TRUE
659 | 32F50A | 9798 | 32F50A | Chimneys | Multiple Chimney Stacks | Steel Self-supporting lined - 2m diameter at base | 10m high including foundations | 4 nr | Self-supporting steel flue stacks. Circular in cross-section, tall and slender tapering towards the top of the stack. Usually lined to provide heat insulation protection to the steel structure, level of insulation dependent upon the temperatures of the flue. See Variations for unlined stacks. | Location Adjustment Applicable (See Guidance Notes) - ERC = UK mean of 1.00 | (BEAMS Note 2) The ERC for this item should be added to all other rateable items on the hereditament (except land). Therefore the total of the ERC of the other Building Items and the P&M ERC (where applicable) to enable the correct contract size adjustment to be made. ERC of Building Component + ERC of P&M = Total ERC to which contract size adjustment should be applied. The appropriate % adjustment should be made in accordance with the scale for contract size adjustment specified under section 6 of the RCG 2023 Guidance notes. The currency ERC rates are set at £4m (Four Million Pounds) @ 1st April 2021 (AVD) for the RCG 2023 Publication. | Cost is per complete multiple flue stack installation above ground level. Cost does not include foundation bases, Aviation Warning Lights, access ladders or platforms. Please refer to separate RCG Category for Foundation Bases Code 30001F >500cu.m. or 300045 50cu.m. - 250cu.m. For Aviation lights see Chimney Accessory RCG code 32F15S1. For Access ladders see Chimney Accessory RCG codes 32F15S2 30m high or 32F15S3 60m High. For Lightning conductors see Separate RCG Category for Lightning Conductors. | Request copies of plans and annual mandatory inspection reports. Ascertain base diameter and height. Identify presence of aviation warning lights, lightning conductors, obtain photograph of chimney stack and overall view of base. Note any adjacent and associated plant & machinery suchs as flues, ducts etc | Refer to Rating Manual Part 5 Plant and Machinery and Practice note 1 Plant and Machinery | Refer to Rating Manual Part 5 Plant and Machinery and Practice note 1 Plant and Machinery | Flues and Ducts | Referencer to identify on site | NOTE: Unlined chimney stack approximately 33% less. | photo missing (see 32F30A) | photo missing (see 32F30A) | 10039 |  | Each | 10m | 3 - INDUSTRIAL | David Grace | Jim Allen | #N/A | Option 2 | ERROR | 0% | 257033 | 178899.7243 | 0% | 0% | 178899.7243 | 0% | ERC Over-ridden | Ian Walker | VOA_GPN_GOV_UK\7231506 | 2021-01-25 | Low | Blue | High | This ERC is at medium risk due to forming part of a larger hereditament. Lack of evidence due to unable to source new evidence/cost information to support the review of the ERC. There are only a few UK based specialist industrial chimney manufacturers and installers with many UK based firms that once manufactured and supplied industrial chimneys now undertaking inspection and repairs only. The manufacturers/installers contacted have either not responded or when chased by telephone advised they will reply in a couple of days, but still no response. Emailed James Allen, VP facilitator for industrial contractors test valuations, Industrial Crown and Commercial Team confirming via email 05/11/2020 advising that due to lack of response from manufacturers/installers this category will have to be indexed. James Allen confirmed this category of multi-flues are hardly used by the valuers. A rate/lin.m. is always preferred by the valuers rather than a lump sum, therefore, this code tends to be used infrequently by the valuers. In terms of Rateable and Non-Rateable elements I have referenced the valuer back to the relevant section of the Rating Manual for further guidance. Determining whether or not an element is rateable is a matter of law and the valuer should be able to apply their own specialist knowledge of Rating to current legislation to determine if an element is rateable or not. This is beyond the scope of the Cost Guide. | - | Minor tweaks to order of description for readability. | NA | SPONS Civils | 1.56 | (BEAMS Note 2) The ERC for this item should be added to all other rateable items on the hereditament (except land). Therefore the total of the ERC of the other Building Items and the P&M ERC (where applicable) to enable the correct contract size adjustment to be made. ERC of Building Component + ERC of P&M = Total ERC to which contract size adjustment should be applied. The appropriate % adjustment should be made in accordance with the scale for contract size adjustment specified under section 6 of the RCG 2021 Guidance notes. The currency ERC rates are set at £4m (Four Million Pounds) @ 1st April 2019 (AVD) for the RCG 2021 Publication. | photo missing (see 32F30A) | photo missing (see 32F30A) | 2 | TRUE
660 | 32F50C | 9799 | 32F50C | Chimneys | Multiple Chimney Stacks | Steel Self-supporting lined - 2m diameter at base | 10m high including foundations | 5 nr | Self-supporting steel flue stacks. Circular in cross-section, tall and slender tapering towards the top of the stack. Usually lined to provide heat insulation protection to the steel structure, level of insulation dependent upon the temperatures of the flue. See Variations for unlined stacks. | Location Adjustment Applicable (See Guidance Notes) - ERC = UK mean of 1.00 | (BEAMS Note 2) The ERC for this item should be added to all other rateable items on the hereditament (except land). Therefore the total of the ERC of the other Building Items and the P&M ERC (where applicable) to enable the correct contract size adjustment to be made. ERC of Building Component + ERC of P&M = Total ERC to which contract size adjustment should be applied. The appropriate % adjustment should be made in accordance with the scale for contract size adjustment specified under section 6 of the RCG 2023 Guidance notes. The currency ERC rates are set at £4m (Four Million Pounds) @ 1st April 2021 (AVD) for the RCG 2023 Publication. | Cost is per complete multiple flue stack installation above ground level. Cost does not include foundation bases, Aviation Warning Lights, access ladders or platforms. Please refer to separate RCG Category for Foundation Bases Code 30001F >500cu.m. or 300045 50cu.m. - 250cu.m. For Aviation lights see Chimney Accessory RCG code 32F15S1. For Access ladders see Chimney Accessory RCG codes 32F15S2 30m high or 32F15S3 60m High. For Lightning conductors see Separate RCG Category for Lightning Conductors. | Request copies of plans and annual mandatory inspection reports. Ascertain base diameter and height. Identify presence of aviation warning lights, lightning conductors, obtain photograph of chimney stack and overall view of base. Note any adjacent and associated plant & machinery suchs as flues, ducts etc | Refer to Rating Manual Part 5 Plant and Machinery and Practice note 1 Plant and Machinery | Refer to Rating Manual Part 5 Plant and Machinery and Practice note 1 Plant and Machinery | Flues and Ducts | Referencer to identify on site | NOTE: Unlined chimney stack approximately 33% less. | photo missing (see 32F30A) | photo missing (see 32F30A) | 10039 |  | Each | 10m | 3 - INDUSTRIAL | David Grace | Jim Allen | #N/A | Option 2 | ERROR | 0% | 321291 | 223624.4814 | 0% | 0% | 223624.4814 | 0% | ERC Over-ridden | Ian Walker | VOA_GPN_GOV_UK\7231506 | 2021-01-25 | Low | Blue | High | This ERC is at medium risk due to forming part of a larger hereditament. Lack of evidence due to unable to source new evidence/cost information to support the review of the ERC. There are only a few UK based specialist industrial chimney manufacturers and installers with many UK based firms that once manufactured and supplied industrial chimneys now undertaking inspection and repairs only. The manufacturers/installers contacted have either not responded or when chased by telephone advised they will reply in a couple of days, but still no response. Emailed James Allen, VP facilitator for industrial contractors test valuations, Industrial Crown and Commercial Team confirming via email 05/11/2020 advising that due to lack of response from manufacturers/installers this category will have to be indexed. James Allen confirmed this category of multi-flues are hardly used by the valuers. A rate/lin.m. is always preferred by the valuers rather than a lump sum, therefore, this code tends to be used infrequently by the valuers. In terms of Rateable and Non-Rateable elements I have referenced the valuer back to the relevant section of the Rating Manual for further guidance. Determining whether or not an element is rateable is a matter of law and the valuer should be able to apply their own specialist knowledge of Rating to current legislation to determine if an element is rateable or not. This is beyond the scope of the Cost Guide. | - | Minor tweaks to order of description for readability. | NA | SPONS Civils | 1.56 | (BEAMS Note 2) The ERC for this item should be added to all other rateable items on the hereditament (except land). Therefore the total of the ERC of the other Building Items and the P&M ERC (where applicable) to enable the correct contract size adjustment to be made. ERC of Building Component + ERC of P&M = Total ERC to which contract size adjustment should be applied. The appropriate % adjustment should be made in accordance with the scale for contract size adjustment specified under section 6 of the RCG 2021 Guidance notes. The currency ERC rates are set at £4m (Four Million Pounds) @ 1st April 2019 (AVD) for the RCG 2021 Publication. | photo missing (see 32F30A) | photo missing (see 32F30A) | 2 | TRUE
661 | 32F51A | 9800 | 32F51A | Chimneys | Multiple Chimney Stacks | Steel Self-supporting lined - 2m diameter at base | 15m high including foundations | 4 nr | Self-supporting steel flue stacks. Circular in cross-section, tall and slender tapering towards the top of the stack. Usually lined to provide heat insulation protection to the steel structure, level of insulation dependent upon the temperatures of the flue. See Variations for unlined stacks. | Location Adjustment Applicable (See Guidance Notes) - ERC = UK mean of 1.00 | (BEAMS Note 2) The ERC for this item should be added to all other rateable items on the hereditament (except land). Therefore the total of the ERC of the other Building Items and the P&M ERC (where applicable) to enable the correct contract size adjustment to be made. ERC of Building Component + ERC of P&M = Total ERC to which contract size adjustment should be applied. The appropriate % adjustment should be made in accordance with the scale for contract size adjustment specified under section 6 of the RCG 2023 Guidance notes. The currency ERC rates are set at £4m (Four Million Pounds) @ 1st April 2021 (AVD) for the RCG 2023 Publication. | Cost is per complete multiple flue stack installation above ground level. Cost does not include foundation bases, Aviation Warning Lights, access ladders or platforms. Please refer to separate RCG Category for Foundation Bases Code 30001F >500cu.m. or 300045 50cu.m. - 250cu.m. For Aviation lights see Chimney Accessory RCG code 32F15S1. For Access ladders see Chimney Accessory RCG codes 32F15S2 30m high or 32F15S3 60m High. For Lightning conductors see Separate RCG Category for Lightning Conductors. | Request copies of plans and annual mandatory inspection reports. Ascertain base diameter and height. Identify presence of aviation warning lights, lightning conductors, obtain photograph of chimney stack and overall view of base. Note any adjacent and associated plant & machinery suchs as flues, ducts etc | Refer to Rating Manual Part 5 Plant and Machinery and Practice note 1 Plant and Machinery | Refer to Rating Manual Part 5 Plant and Machinery and Practice note 1 Plant and Machinery | Flues and Ducts | Referencer to identify on site | NOTE: Unlined chimney stack approximately 33% less. | photo missing (see 32F30A) | photo missing (see 32F30A) | 10039 |  | Each | 15m | 3 - INDUSTRIAL | David Grace | Jim Allen | #N/A | Option 2 | ERROR | 0% | 342387 | 238307.6878 | 0% | 0% | 238307.6878 | 0% | ERC Over-ridden | Ian Walker | VOA_GPN_GOV_UK\7231506 | 2021-01-25 | Low | Amber | High | This ERC is at medium risk due to forming part of a larger hereditament. Lack of evidence due to unable to source new evidence/cost information to support the review of the ERC. There are only a few UK based specialist industrial chimney manufacturers and installers with many UK based firms that once manufactured and supplied industrial chimneys now undertaking inspection and repairs only. The manufacturers/installers contacted have either not responded or when chased by telephone advised they will reply in a couple of days, but still no response. Emailed James Allen, VP facilitator for industrial contractors test valuations, Industrial Crown and Commercial Team confirming via email 05/11/2020 advising that due to lack of response from manufacturers/installers this category will have to be indexed. James Allen confirmed this category of multi-flues are hardly used by the valuers. A rate/lin.m. is always preferred by the valuers rather than a lump sum, therefore, this code tends to be used infrequently by the valuers. In terms of Rateable and Non-Rateable elements I have referenced the valuer back to the relevant section of the Rating Manual for further guidance. Determining whether or not an element is rateable is a matter of law and the valuer should be able to apply their own specialist knowledge of Rating to current legislation to determine if an element is rateable or not. This is beyond the scope of the Cost Guide. | - | Minor tweaks to order of description for readability. | NA | SPONS Civils | 1.56 | (BEAMS Note 2) The ERC for this item should be added to all other rateable items on the hereditament (except land). Therefore the total of the ERC of the other Building Items and the P&M ERC (where applicable) to enable the correct contract size adjustment to be made. ERC of Building Component + ERC of P&M = Total ERC to which contract size adjustment should be applied. The appropriate % adjustment should be made in accordance with the scale for contract size adjustment specified under section 6 of the RCG 2021 Guidance notes. The currency ERC rates are set at £4m (Four Million Pounds) @ 1st April 2019 (AVD) for the RCG 2021 Publication. | photo missing (see 32F30A) | photo missing (see 32F30A) | 2 | TRUE
662 | 32F51C | 9801 | 32F51C | Chimneys | Multiple Chimney Stacks | Steel Self-supporting lined - 2m diameter at base | 15m high including foundations | 5 nr | Self-supporting steel flue stacks. Circular in cross-section, tall and slender tapering towards the top of the stack. Usually lined to provide heat insulation protection to the steel structure, level of insulation dependent upon the temperatures of the flue. See Variations for unlined stacks. | Location Adjustment Applicable (See Guidance Notes) - ERC = UK mean of 1.00 | (BEAMS Note 2) The ERC for this item should be added to all other rateable items on the hereditament (except land). Therefore the total of the ERC of the other Building Items and the P&M ERC (where applicable) to enable the correct contract size adjustment to be made. ERC of Building Component + ERC of P&M = Total ERC to which contract size adjustment should be applied. The appropriate % adjustment should be made in accordance with the scale for contract size adjustment specified under section 6 of the RCG 2023 Guidance notes. The currency ERC rates are set at £4m (Four Million Pounds) @ 1st April 2021 (AVD) for the RCG 2023 Publication. | Cost is per complete multiple flue stack installation above ground level. Cost does not include foundation bases, Aviation Warning Lights, access ladders or platforms. Please refer to separate RCG Category for Foundation Bases Code 30001F >500cu.m. or 300045 50cu.m. - 250cu.m. For Aviation lights see Chimney Accessory RCG code 32F15S1. For Access ladders see Chimney Accessory RCG codes 32F15S2 30m high or 32F15S3 60m High. For Lightning conductors see Separate RCG Category for Lightning Conductors. | Request copies of plans and annual mandatory inspection reports. Ascertain base diameter and height. Identify presence of aviation warning lights, lightning conductors, obtain photograph of chimney stack and overall view of base. Note any adjacent and associated plant & machinery suchs as flues, ducts etc | Refer to Rating Manual Part 5 Plant and Machinery and Practice note 1 Plant and Machinery | Refer to Rating Manual Part 5 Plant and Machinery and Practice note 1 Plant and Machinery | Flues and Ducts | Referencer to identify on site | NOTE: Unlined chimney stack approximately 33% less. | photo missing (see 32F30A) | photo missing (see 32F30A) | 10039 |  | Each | 15m | 3 - INDUSTRIAL | David Grace | Jim Allen | #N/A | Option 2 | ERROR | 0% | 427984 | 297884.7837 | 0% | 0% | 297884.7837 | 0% | ERC Over-ridden | Ian Walker | VOA_GPN_GOV_UK\7231506 | 2021-01-25 | Low | Blue | High | This ERC is at medium risk due to forming part of a larger hereditament. Lack of evidence due to unable to source new evidence/cost information to support the review of the ERC. There are only a few UK based specialist industrial chimney manufacturers and installers with many UK based firms that once manufactured and supplied industrial chimneys now undertaking inspection and repairs only. The manufacturers/installers contacted have either not responded or when chased by telephone advised they will reply in a couple of days, but still no response. Emailed James Allen, VP facilitator for industrial contractors test valuations, Industrial Crown and Commercial Team confirming via email 05/11/2020 advising that due to lack of response from manufacturers/installers this category will have to be indexed. James Allen confirmed this category of multi-flues are hardly used by the valuers. A rate/lin.m. is always preferred by the valuers rather than a lump sum, therefore, this code tends to be used infrequently by the valuers. In terms of Rateable and Non-Rateable elements I have referenced the valuer back to the relevant section of the Rating Manual for further guidance. Determining whether or not an element is rateable is a matter of law and the valuer should be able to apply their own specialist knowledge of Rating to current legislation to determine if an element is rateable or not. This is beyond the scope of the Cost Guide. | - | Minor tweaks to order of description for readability. | NA | SPONS Civils | 1.56 | (BEAMS Note 2) The ERC for this item should be added to all other rateable items on the hereditament (except land). Therefore the total of the ERC of the other Building Items and the P&M ERC (where applicable) to enable the correct contract size adjustment to be made. ERC of Building Component + ERC of P&M = Total ERC to which contract size adjustment should be applied. The appropriate % adjustment should be made in accordance with the scale for contract size adjustment specified under section 6 of the RCG 2021 Guidance notes. The currency ERC rates are set at £4m (Four Million Pounds) @ 1st April 2019 (AVD) for the RCG 2021 Publication. | photo missing (see 32F30A) | photo missing (see 32F30A) | 2 | TRUE
663 | 32F52A | 9802 | 32F52A | Chimneys | Multiple Chimney Stacks | Steel Self-supporting lined - 2m diameter at base | 20m high including foundations | 4 nr | Self-supporting steel flue stacks. Circular in cross-section, tall and slender tapering towards the top of the stack. Usually lined to provide heat insulation protection to the steel structure, level of insulation dependent upon the temperatures of the flue. See Variations for unlined stacks. | Location Adjustment Applicable (See Guidance Notes) - ERC = UK mean of 1.00 | (BEAMS Note 2) The ERC for this item should be added to all other rateable items on the hereditament (except land). Therefore the total of the ERC of the other Building Items and the P&M ERC (where applicable) to enable the correct contract size adjustment to be made. ERC of Building Component + ERC of P&M = Total ERC to which contract size adjustment should be applied. The appropriate % adjustment should be made in accordance with the scale for contract size adjustment specified under section 6 of the RCG 2023 Guidance notes. The currency ERC rates are set at £4m (Four Million Pounds) @ 1st April 2021 (AVD) for the RCG 2023 Publication. | Cost is per complete multiple flue stack installation above ground level. Cost does not include foundation bases, Aviation Warning Lights, access ladders or platforms. Please refer to separate RCG Category for Foundation Bases Code 30001F >500cu.m. or 300045 50cu.m. - 250cu.m. For Aviation lights see Chimney Accessory RCG code 32F15S1. For Access ladders see Chimney Accessory RCG codes 32F15S2 30m high or 32F15S3 60m High. For Lightning conductors see Separate RCG Category for Lightning Conductors. | Request copies of plans and annual mandatory inspection reports. Ascertain base diameter and height. Identify presence of aviation warning lights, lightning conductors, obtain photograph of chimney stack and overall view of base. Note any adjacent and associated plant & machinery suchs as flues, ducts etc | Refer to Rating Manual Part 5 Plant and Machinery and Practice note 1 Plant and Machinery | Refer to Rating Manual Part 5 Plant and Machinery and Practice note 1 Plant and Machinery | Flues and Ducts | Referencer to identify on site | NOTE: Unlined chimney stack approximately 33% less. | photo missing (see 32F30A) | photo missing (see 32F30A) | 10039 | 32F60A | Each | 20m | 3 - INDUSTRIAL | David Grace | Jim Allen | #N/A | Option 2 | ERROR | 0% | 437041 | 304188.6233 | 0% | 0% | 297716.3473 | 0% | ERC Over-ridden | Ian Walker | VOA_GPN_GOV_UK\7231506 | 2022-04-08 | Low | Blue | High | This ERC is at medium risk due to forming part of a larger hereditament. Lack of evidence due to unable to source new evidence/cost information to support the review of the ERC. There are only a few UK based specialist industrial chimney manufacturers and installers with many UK based firms that once manufactured and supplied industrial chimneys now undertaking inspection and repairs only. The manufacturers/installers contacted have either not responded or when chased by telephone advised they will reply in a couple of days, but still no response. Emailed James Allen, VP facilitator for industrial contractors test valuations, Industrial Crown and Commercial Team confirming via email 05/11/2020 advising that due to lack of response from manufacturers/installers this category will have to be indexed. James Allen confirmed this category of multi-flues are hardly used by the valuers. A rate/lin.m. is always preferred by the valuers rather than a lump sum, therefore, this code tends to be used infrequently by the valuers. In terms of Rateable and Non-Rateable elements I have referenced the valuer back to the relevant section of the Rating Manual for further guidance. Determining whether or not an element is rateable is a matter of law and the valuer should be able to apply their own specialist knowledge of Rating to current legislation to determine if an element is rateable or not. This is beyond the scope of the Cost Guide. | - | Minor tweaks to order of description for readability. | NA | SPONS Civils | 1.56 | (BEAMS Note 2) The ERC for this item should be added to all other rateable items on the hereditament (except land). Therefore the total of the ERC of the other Building Items and the P&M ERC (where applicable) to enable the correct contract size adjustment to be made. ERC of Building Component + ERC of P&M = Total ERC to which contract size adjustment should be applied. The appropriate % adjustment should be made in accordance with the scale for contract size adjustment specified under section 6 of the RCG 2021 Guidance notes. The currency ERC rates are set at £4m (Four Million Pounds) @ 1st April 2019 (AVD) for the RCG 2021 Publication. | photo missing (see 32F30A) | photo missing (see 32F30A) | 2 | TRUE
664 | 32F52C | 9803 | 32F52C | Chimneys | Multiple Chimney Stacks | Steel Self-supporting lined - 2m diameter at base | 20m high including foundations | 5 nr | Self-supporting steel flue stacks. Circular in cross-section, tall and slender tapering towards the top of the stack. Usually lined to provide heat insulation protection to the steel structure, level of insulation dependent upon the temperatures of the flue. See Variations for unlined stacks. | Location Adjustment Applicable (See Guidance Notes) - ERC = UK mean of 1.00 | (BEAMS Note 2) The ERC for this item should be added to all other rateable items on the hereditament (except land). Therefore the total of the ERC of the other Building Items and the P&M ERC (where applicable) to enable the correct contract size adjustment to be made. ERC of Building Component + ERC of P&M = Total ERC to which contract size adjustment should be applied. The appropriate % adjustment should be made in accordance with the scale for contract size adjustment specified under section 6 of the RCG 2023 Guidance notes. The currency ERC rates are set at £4m (Four Million Pounds) @ 1st April 2021 (AVD) for the RCG 2023 Publication. | Cost is per complete multiple flue stack installation above ground level. Cost does not include foundation bases, Aviation Warning Lights, access ladders or platforms. Please refer to separate RCG Category for Foundation Bases Code 30001F >500cu.m. or 300045 50cu.m. - 250cu.m. For Aviation lights see Chimney Accessory RCG code 32F15S1. For Access ladders see Chimney Accessory RCG codes 32F15S2 30m high or 32F15S3 60m High. For Lightning conductors see Separate RCG Category for Lightning Conductors. | Request copies of plans and annual mandatory inspection reports. Ascertain base diameter and height. Identify presence of aviation warning lights, lightning conductors, obtain photograph of chimney stack and overall view of base. Note any adjacent and associated plant & machinery suchs as flues, ducts etc | Refer to Rating Manual Part 5 Plant and Machinery and Practice note 1 Plant and Machinery | Refer to Rating Manual Part 5 Plant and Machinery and Practice note 1 Plant and Machinery | Flues and Ducts | Referencer to identify on site | NOTE: Unlined chimney stack approximately 33% less. | photo missing (see 32F30A) | photo missing (see 32F30A) | 10039 | 32F60C | Each | 20m | 3 - INDUSTRIAL | David Grace | Jim Allen | #N/A | Option 2 | ERROR | 0% | 534677 | 372145.0861 | 0% | 0% | 372145.0861 | 0% | ERC Over-ridden | Ian Walker | VOA_GPN_GOV_UK\7231506 | 2021-01-25 | Low | Blue | High | This ERC is at medium risk due to forming part of a larger hereditament. Lack of evidence due to unable to source new evidence/cost information to support the review of the ERC. There are only a few UK based specialist industrial chimney manufacturers and installers with many UK based firms that once manufactured and supplied industrial chimneys now undertaking inspection and repairs only. The manufacturers/installers contacted have either not responded or when chased by telephone advised they will reply in a couple of days, but still no response. Emailed James Allen, VP facilitator for industrial contractors test valuations, Industrial Crown and Commercial Team confirming via email 05/11/2020 advising that due to lack of response from manufacturers/installers this category will have to be indexed. James Allen confirmed this category of multi-flues are hardly used by the valuers. A rate/lin.m. is always preferred by the valuers rather than a lump sum, therefore, this code tends to be used infrequently by the valuers. In terms of Rateable and Non-Rateable elements I have referenced the valuer back to the relevant section of the Rating Manual for further guidance. Determining whether or not an element is rateable is a matter of law and the valuer should be able to apply their own specialist knowledge of Rating to current legislation to determine if an element is rateable or not. This is beyond the scope of the Cost Guide. | - | Minor tweaks to order of description for readability. | NA | SPONS Civils | 1.56 | (BEAMS Note 2) The ERC for this item should be added to all other rateable items on the hereditament (except land). Therefore the total of the ERC of the other Building Items and the P&M ERC (where applicable) to enable the correct contract size adjustment to be made. ERC of Building Component + ERC of P&M = Total ERC to which contract size adjustment should be applied. The appropriate % adjustment should be made in accordance with the scale for contract size adjustment specified under section 6 of the RCG 2021 Guidance notes. The currency ERC rates are set at £4m (Four Million Pounds) @ 1st April 2019 (AVD) for the RCG 2021 Publication. | photo missing (see 32F30A) | photo missing (see 32F30A) | 2 | TRUE
665 | 32F53A | 9804 | 32F53A | Chimneys | Multiple Chimney Stacks | Steel Self-supporting lined - 2m diameter at base | 25m high including foundations | 4 nr | Self-supporting steel flue stacks. Circular in cross-section, tall and slender tapering towards the top of the stack. Usually lined to provide heat insulation protection to the steel structure, level of insulation dependent upon the temperatures of the flue. See Variations for unlined stacks. | Location Adjustment Applicable (See Guidance Notes) - ERC = UK mean of 1.00 | (BEAMS Note 2) The ERC for this item should be added to all other rateable items on the hereditament (except land). Therefore the total of the ERC of the other Building Items and the P&M ERC (where applicable) to enable the correct contract size adjustment to be made. ERC of Building Component + ERC of P&M = Total ERC to which contract size adjustment should be applied. The appropriate % adjustment should be made in accordance with the scale for contract size adjustment specified under section 6 of the RCG 2023 Guidance notes. The currency ERC rates are set at £4m (Four Million Pounds) @ 1st April 2021 (AVD) for the RCG 2023 Publication. | Cost is per complete multiple flue stack installation above ground level. Cost does not include foundation bases, Aviation Warning Lights, access ladders or platforms. Please refer to separate RCG Category for Foundation Bases Code 30001F >500cu.m. or 300045 50cu.m. - 250cu.m. For Aviation lights see Chimney Accessory RCG code 32F15S1. For Access ladders see Chimney Accessory RCG codes 32F15S2 30m high or 32F15S3 60m High. For Lightning conductors see Separate RCG Category for Lightning Conductors. | Request copies of plans and annual mandatory inspection reports. Ascertain base diameter and height. Identify presence of aviation warning lights, lightning conductors, obtain photograph of chimney stack and overall view of base. Note any adjacent and associated plant & machinery suchs as flues, ducts etc | Refer to Rating Manual Part 5 Plant and Machinery and Practice note 1 Plant and Machinery | Refer to Rating Manual Part 5 Plant and Machinery and Practice note 1 Plant and Machinery | Flues and Ducts | Referencer to identify on site | NOTE: Unlined chimney stack approximately 33% less. | photo missing (see 32F30A) | photo missing (see 32F30A) | 10039 | 32F61A | Each | 25m | 3 - INDUSTRIAL | David Grace | Jim Allen | #N/A | Option 2 | ERROR | 0% | 513097 | 357125.0067 | 0% | 0% | 357125.0067 | 0% | ERC Over-ridden | Ian Walker | VOA_GPN_GOV_UK\7231506 | 2021-01-25 | Low | Amber | High | This ERC is at medium risk due to forming part of a larger hereditament. Lack of evidence due to unable to source new evidence/cost information to support the review of the ERC. There are only a few UK based specialist industrial chimney manufacturers and installers with many UK based firms that once manufactured and supplied industrial chimneys now undertaking inspection and repairs only. The manufacturers/installers contacted have either not responded or when chased by telephone advised they will reply in a couple of days, but still no response. Emailed James Allen, VP facilitator for industrial contractors test valuations, Industrial Crown and Commercial Team confirming via email 05/11/2020 advising that due to lack of response from manufacturers/installers this category will have to be indexed. James Allen confirmed this category of multi-flues are hardly used by the valuers. A rate/lin.m. is always preferred by the valuers rather than a lump sum, therefore, this code tends to be used infrequently by the valuers. In terms of Rateable and Non-Rateable elements I have referenced the valuer back to the relevant section of the Rating Manual for further guidance. Determining whether or not an element is rateable is a matter of law and the valuer should be able to apply their own specialist knowledge of Rating to current legislation to determine if an element is rateable or not. This is beyond the scope of the Cost Guide. | - | Minor tweaks to order of description for readability. | NA | SPONS Civils | 1.56 | (BEAMS Note 2) The ERC for this item should be added to all other rateable items on the hereditament (except land). Therefore the total of the ERC of the other Building Items and the P&M ERC (where applicable) to enable the correct contract size adjustment to be made. ERC of Building Component + ERC of P&M = Total ERC to which contract size adjustment should be applied. The appropriate % adjustment should be made in accordance with the scale for contract size adjustment specified under section 6 of the RCG 2021 Guidance notes. The currency ERC rates are set at £4m (Four Million Pounds) @ 1st April 2019 (AVD) for the RCG 2021 Publication. | photo missing (see 32F30A) | photo missing (see 32F30A) | 2 | TRUE
666 | 32F53C | 9805 | 32F53C | Chimneys | Multiple Chimney Stacks | Steel Self-supporting lined - 2m diameter at base | 25m high including foundations | 5 nr | Self-supporting steel flue stacks. Circular in cross-section, tall and slender tapering towards the top of the stack. Usually lined to provide heat insulation protection to the steel structure, level of insulation dependent upon the temperatures of the flue. See Variations for unlined stacks. | Location Adjustment Applicable (See Guidance Notes) - ERC = UK mean of 1.00 | (BEAMS Note 2) The ERC for this item should be added to all other rateable items on the hereditament (except land). Therefore the total of the ERC of the other Building Items and the P&M ERC (where applicable) to enable the correct contract size adjustment to be made. ERC of Building Component + ERC of P&M = Total ERC to which contract size adjustment should be applied. The appropriate % adjustment should be made in accordance with the scale for contract size adjustment specified under section 6 of the RCG 2023 Guidance notes. The currency ERC rates are set at £4m (Four Million Pounds) @ 1st April 2021 (AVD) for the RCG 2023 Publication. | Cost is per complete multiple flue stack installation above ground level. Cost does not include foundation bases, Aviation Warning Lights, access ladders or platforms. Please refer to separate RCG Category for Foundation Bases Code 30001F >500cu.m. or 300045 50cu.m. - 250cu.m. For Aviation lights see Chimney Accessory RCG code 32F15S1. For Access ladders see Chimney Accessory RCG codes 32F15S2 30m high or 32F15S3 60m High. For Lightning conductors see Separate RCG Category for Lightning Conductors. | Request copies of plans and annual mandatory inspection reports. Ascertain base diameter and height. Identify presence of aviation warning lights, lightning conductors, obtain photograph of chimney stack and overall view of base. Note any adjacent and associated plant & machinery suchs as flues, ducts etc | Refer to Rating Manual Part 5 Plant and Machinery and Practice note 1 Plant and Machinery | Refer to Rating Manual Part 5 Plant and Machinery and Practice note 1 Plant and Machinery | Flues and Ducts | Referencer to identify on site | NOTE: Unlined chimney stack approximately 33% less. | photo missing (see 32F30A) | photo missing (see 32F30A) | 10039 | 32F61C | Each | 25m | 3 - INDUSTRIAL | David Grace | Jim Allen | #N/A | Option 2 | ERROR | 0% | 655314 | 456110.6704 | 0% | 0% | 446406.0844 | 0% | ERC Over-ridden | Ian Walker | VOA_GPN_GOV_UK\7231506 | 2022-04-08 | Low | Blue | High | This ERC is at medium risk due to forming part of a larger hereditament. Lack of evidence due to unable to source new evidence/cost information to support the review of the ERC. There are only a few UK based specialist industrial chimney manufacturers and installers with many UK based firms that once manufactured and supplied industrial chimneys now undertaking inspection and repairs only. The manufacturers/installers contacted have either not responded or when chased by telephone advised they will reply in a couple of days, but still no response. Emailed James Allen, VP facilitator for industrial contractors test valuations, Industrial Crown and Commercial Team confirming via email 05/11/2020 advising that due to lack of response from manufacturers/installers this category will have to be indexed. James Allen confirmed this category of multi-flues are hardly used by the valuers. A rate/lin.m. is always preferred by the valuers rather than a lump sum, therefore, this code tends to be used infrequently by the valuers. In terms of Rateable and Non-Rateable elements I have referenced the valuer back to the relevant section of the Rating Manual for further guidance. Determining whether or not an element is rateable is a matter of law and the valuer should be able to apply their own specialist knowledge of Rating to current legislation to determine if an element is rateable or not. This is beyond the scope of the Cost Guide. | - | Minor tweaks to order of description for readability. | NA | SPONS Civils | 1.56 | (BEAMS Note 2) The ERC for this item should be added to all other rateable items on the hereditament (except land). Therefore the total of the ERC of the other Building Items and the P&M ERC (where applicable) to enable the correct contract size adjustment to be made. ERC of Building Component + ERC of P&M = Total ERC to which contract size adjustment should be applied. The appropriate % adjustment should be made in accordance with the scale for contract size adjustment specified under section 6 of the RCG 2021 Guidance notes. The currency ERC rates are set at £4m (Four Million Pounds) @ 1st April 2019 (AVD) for the RCG 2021 Publication. | photo missing (see 32F30A) | photo missing (see 32F30A) | 2 | TRUE
667 | 32F54A | 9806 | 32F54A | Chimneys | Multiple Chimney Stacks | Steel Self-supporting lined - 2m diameter at base | 30m high including foundations | 4 nr | Self-supporting steel flue stacks. Circular in cross-section, tall and slender tapering towards the top of the stack. Usually lined to provide heat insulation protection to the steel structure, level of insulation dependent upon the temperatures of the flue. See Variations for unlined stacks. | Location Adjustment Applicable (See Guidance Notes) - ERC = UK mean of 1.00 | (BEAMS Note 2) The ERC for this item should be added to all other rateable items on the hereditament (except land). Therefore the total of the ERC of the other Building Items and the P&M ERC (where applicable) to enable the correct contract size adjustment to be made. ERC of Building Component + ERC of P&M = Total ERC to which contract size adjustment should be applied. The appropriate % adjustment should be made in accordance with the scale for contract size adjustment specified under section 6 of the RCG 2023 Guidance notes. The currency ERC rates are set at £4m (Four Million Pounds) @ 1st April 2021 (AVD) for the RCG 2023 Publication. | Cost is per complete multiple flue stack installation above ground level. Cost does not include foundation bases, Aviation Warning Lights, access ladders or platforms. Please refer to separate RCG Category for Foundation Bases Code 30001F >500cu.m. or 300045 50cu.m. - 250cu.m. For Aviation lights see Chimney Accessory RCG code 32F15S1. For Access ladders see Chimney Accessory RCG codes 32F15S2 30m high or 32F15S3 60m High. For Lightning conductors see Separate RCG Category for Lightning Conductors. | Request copies of plans and annual mandatory inspection reports. Ascertain base diameter and height. Identify presence of aviation warning lights, lightning conductors, obtain photograph of chimney stack and overall view of base. Note any adjacent and associated plant & machinery suchs as flues, ducts etc | Refer to Rating Manual Part 5 Plant and Machinery and Practice note 1 Plant and Machinery | Refer to Rating Manual Part 5 Plant and Machinery and Practice note 1 Plant and Machinery | Flues and Ducts | Referencer to identify on site | NOTE: Unlined chimney stack approximately 33% less. | photo missing (see 32F30A) | photo missing (see 32F30A) | 10039 | 32F62A | Each | 30m | 3 - INDUSTRIAL | David Grace | Jim Allen | #N/A | Option 2 | ERROR | 0% | 611462 | 425588.867 | 0% | 0% | 416533.6662 | 0% | ERC Over-ridden | Ian Walker | VOA_GPN_GOV_UK\7231506 | 2022-04-08 | Low | Blue | High | This ERC is at medium risk due to forming part of a larger hereditament. Lack of evidence due to unable to source new evidence/cost information to support the review of the ERC. There are only a few UK based specialist industrial chimney manufacturers and installers with many UK based firms that once manufactured and supplied industrial chimneys now undertaking inspection and repairs only. The manufacturers/installers contacted have either not responded or when chased by telephone advised they will reply in a couple of days, but still no response. Emailed James Allen, VP facilitator for industrial contractors test valuations, Industrial Crown and Commercial Team confirming via email 05/11/2020 advising that due to lack of response from manufacturers/installers this category will have to be indexed. James Allen confirmed this category of multi-flues are hardly used by the valuers. A rate/lin.m. is always preferred by the valuers rather than a lump sum, therefore, this code tends to be used infrequently by the valuers. In terms of Rateable and Non-Rateable elements I have referenced the valuer back to the relevant section of the Rating Manual for further guidance. Determining whether or not an element is rateable is a matter of law and the valuer should be able to apply their own specialist knowledge of Rating to current legislation to determine if an element is rateable or not. This is beyond the scope of the Cost Guide. | - | Minor tweaks to order of description for readability. | NA | SPONS Civils | 1.56 | (BEAMS Note 2) The ERC for this item should be added to all other rateable items on the hereditament (except land). Therefore the total of the ERC of the other Building Items and the P&M ERC (where applicable) to enable the correct contract size adjustment to be made. ERC of Building Component + ERC of P&M = Total ERC to which contract size adjustment should be applied. The appropriate % adjustment should be made in accordance with the scale for contract size adjustment specified under section 6 of the RCG 2021 Guidance notes. The currency ERC rates are set at £4m (Four Million Pounds) @ 1st April 2019 (AVD) for the RCG 2021 Publication. | photo missing (see 32F30A) | photo missing (see 32F30A) | 2 | TRUE
668 | 32F54C | 9807 | 32F54C | Chimneys | Multiple Chimney Stacks | Steel Self-supporting lined - 2m diameter at base | 30m high including foundations | 5 nr | Self-supporting steel flue stacks. Circular in cross-section, tall and slender tapering towards the top of the stack. Usually lined to provide heat insulation protection to the steel structure, level of insulation dependent upon the temperatures of the flue. See Variations for unlined stacks. | Location Adjustment Applicable (See Guidance Notes) - ERC = UK mean of 1.00 | (BEAMS Note 2) The ERC for this item should be added to all other rateable items on the hereditament (except land). Therefore the total of the ERC of the other Building Items and the P&M ERC (where applicable) to enable the correct contract size adjustment to be made. ERC of Building Component + ERC of P&M = Total ERC to which contract size adjustment should be applied. The appropriate % adjustment should be made in accordance with the scale for contract size adjustment specified under section 6 of the RCG 2023 Guidance notes. The currency ERC rates are set at £4m (Four Million Pounds) @ 1st April 2021 (AVD) for the RCG 2023 Publication. | Cost is per complete multiple flue stack installation above ground level. Cost does not include foundation bases, Aviation Warning Lights, access ladders or platforms. Please refer to separate RCG Category for Foundation Bases Code 30001F >500cu.m. or 300045 50cu.m. - 250cu.m. For Aviation lights see Chimney Accessory RCG code 32F15S1. For Access ladders see Chimney Accessory RCG codes 32F15S2 30m high or 32F15S3 60m High. For Lightning conductors see Separate RCG Category for Lightning Conductors. | Request copies of plans and annual mandatory inspection reports. Ascertain base diameter and height. Identify presence of aviation warning lights, lightning conductors, obtain photograph of chimney stack and overall view of base. Note any adjacent and associated plant & machinery suchs as flues, ducts etc | Refer to Rating Manual Part 5 Plant and Machinery and Practice note 1 Plant and Machinery | Refer to Rating Manual Part 5 Plant and Machinery and Practice note 1 Plant and Machinery | Flues and Ducts | Referencer to identify on site | NOTE: Unlined chimney stack approximately 33% less. | photo missing (see 32F30A) | photo missing (see 32F30A) | 10039 | 32F62C | Each | 30m | 3 - INDUSTRIAL | David Grace | Jim Allen | #N/A | Option 2 | ERROR | 0% | 764327 | 531985.7357 | 0% | 0% | 520666.3867 | 0% | ERC Over-ridden | Ian Walker | VOA_GPN_GOV_UK\7231506 | 2022-04-08 | Low | Blue | High | This ERC is at medium risk due to forming part of a larger hereditament. Lack of evidence due to unable to source new evidence/cost information to support the review of the ERC. There are only a few UK based specialist industrial chimney manufacturers and installers with many UK based firms that once manufactured and supplied industrial chimneys now undertaking inspection and repairs only. The manufacturers/installers contacted have either not responded or when chased by telephone advised they will reply in a couple of days, but still no response. Emailed James Allen, VP facilitator for industrial contractors test valuations, Industrial Crown and Commercial Team confirming via email 05/11/2020 advising that due to lack of response from manufacturers/installers this category will have to be indexed. James Allen confirmed this category of multi-flues are hardly used by the valuers. A rate/lin.m. is always preferred by the valuers rather than a lump sum, therefore, this code tends to be used infrequently by the valuers. In terms of Rateable and Non-Rateable elements I have referenced the valuer back to the relevant section of the Rating Manual for further guidance. Determining whether or not an element is rateable is a matter of law and the valuer should be able to apply their own specialist knowledge of Rating to current legislation to determine if an element is rateable or not. This is beyond the scope of the Cost Guide. | - | Updated indices following QA. 25/01/2021 - Minor tweaks to order of description for readability. | NA | SPONS Civils | 1.56 | (BEAMS Note 2) The ERC for this item should be added to all other rateable items on the hereditament (except land). Therefore the total of the ERC of the other Building Items and the P&M ERC (where applicable) to enable the correct contract size adjustment to be made. ERC of Building Component + ERC of P&M = Total ERC to which contract size adjustment should be applied. The appropriate % adjustment should be made in accordance with the scale for contract size adjustment specified under section 6 of the RCG 2021 Guidance notes. The currency ERC rates are set at £4m (Four Million Pounds) @ 1st April 2019 (AVD) for the RCG 2021 Publication. | photo missing (see 32F30A) | photo missing (see 32F30A) | 2 | TRUE
669 | 32F55A | 9808 | 32F55A | Chimneys | Multiple Chimney Stacks | Steel Self-supporting lined - 2m diameter at base | 35m high including foundations | 4 nr | Self-supporting steel flue stacks. Circular in cross-section, tall and slender tapering towards the top of the stack. Usually lined to provide heat insulation protection to the steel structure, level of insulation dependent upon the temperatures of the flue. See Variations for unlined stacks. | Location Adjustment Applicable (See Guidance Notes) - ERC = UK mean of 1.00 | (BEAMS Note 2) The ERC for this item should be added to all other rateable items on the hereditament (except land). Therefore the total of the ERC of the other Building Items and the P&M ERC (where applicable) to enable the correct contract size adjustment to be made. ERC of Building Component + ERC of P&M = Total ERC to which contract size adjustment should be applied. The appropriate % adjustment should be made in accordance with the scale for contract size adjustment specified under section 6 of the RCG 2023 Guidance notes. The currency ERC rates are set at £4m (Four Million Pounds) @ 1st April 2021 (AVD) for the RCG 2023 Publication. | Cost is per complete multiple flue stack installation above ground level. Cost does not include foundation bases, Aviation Warning Lights, access ladders or platforms. Please refer to separate RCG Category for Foundation Bases Code 30001F >500cu.m. or 300045 50cu.m. - 250cu.m. For Aviation lights see Chimney Accessory RCG code 32F15S1. For Access ladders see Chimney Accessory RCG codes 32F15S2 30m high or 32F15S3 60m High. For Lightning conductors see Separate RCG Category for Lightning Conductors. | Request copies of plans and annual mandatory inspection reports. Ascertain base diameter and height. Identify presence of aviation warning lights, lightning conductors, obtain photograph of chimney stack and overall view of base. Note any adjacent and associated plant & machinery suchs as flues, ducts etc | Refer to Rating Manual Part 5 Plant and Machinery and Practice note 1 Plant and Machinery | Refer to Rating Manual Part 5 Plant and Machinery and Practice note 1 Plant and Machinery | Flues and Ducts | Referencer to identify on site | NOTE: Unlined chimney stack approximately 33% less. | photo missing (see 32F30A) | photo missing (see 32F30A) | 10039 | 32F63A | Each | 35m | 3 - INDUSTRIAL | David Grace | Jim Allen | #N/A | Option 2 | ERROR | 0% | 698671 | 486287.9447 | 0% | 0% | 475941.6297 | 0% | ERC Over-ridden | Ian Walker | VOA_GPN_GOV_UK\7231506 | 2022-04-08 | Low | Blue | High | This ERC is at medium risk due to forming part of a larger hereditament. Lack of evidence due to unable to source new evidence/cost information to support the review of the ERC. There are only a few UK based specialist industrial chimney manufacturers and installers with many UK based firms that once manufactured and supplied industrial chimneys now undertaking inspection and repairs only. The manufacturers/installers contacted have either not responded or when chased by telephone advised they will reply in a couple of days, but still no response. Emailed James Allen, VP facilitator for industrial contractors test valuations, Industrial Crown and Commercial Team confirming via email 05/11/2020 advising that due to lack of response from manufacturers/installers this category will have to be indexed. James Allen confirmed this category of multi-flues are hardly used by the valuers. A rate/lin.m. is always preferred by the valuers rather than a lump sum, therefore, this code tends to be used infrequently by the valuers. In terms of Rateable and Non-Rateable elements I have referenced the valuer back to the relevant section of the Rating Manual for further guidance. Determining whether or not an element is rateable is a matter of law and the valuer should be able to apply their own specialist knowledge of Rating to current legislation to determine if an element is rateable or not. This is beyond the scope of the Cost Guide. | - | Minor tweaks to order of description for readability. | NA | SPONS Civils | 1.56 | (BEAMS Note 2) The ERC for this item should be added to all other rateable items on the hereditament (except land). Therefore the total of the ERC of the other Building Items and the P&M ERC (where applicable) to enable the correct contract size adjustment to be made. ERC of Building Component + ERC of P&M = Total ERC to which contract size adjustment should be applied. The appropriate % adjustment should be made in accordance with the scale for contract size adjustment specified under section 6 of the RCG 2021 Guidance notes. The currency ERC rates are set at £4m (Four Million Pounds) @ 1st April 2019 (AVD) for the RCG 2021 Publication. | photo missing (see 32F30A) | photo missing (see 32F30A) | 2 | TRUE
670 | 32F55C | 9809 | 32F55C | Chimneys | Multiple Chimney Stacks | Steel Self-supporting lined - 2m diameter at base | 35m high including foundations | 5 nr | Self-supporting steel flue stacks. Circular in cross-section, tall and slender tapering towards the top of the stack. Usually lined to provide heat insulation protection to the steel structure, level of insulation dependent upon the temperatures of the flue. See Variations for unlined stacks. | Location Adjustment Applicable (See Guidance Notes) - ERC = UK mean of 1.00 | (BEAMS Note 2) The ERC for this item should be added to all other rateable items on the hereditament (except land). Therefore the total of the ERC of the other Building Items and the P&M ERC (where applicable) to enable the correct contract size adjustment to be made. ERC of Building Component + ERC of P&M = Total ERC to which contract size adjustment should be applied. The appropriate % adjustment should be made in accordance with the scale for contract size adjustment specified under section 6 of the RCG 2023 Guidance notes. The currency ERC rates are set at £4m (Four Million Pounds) @ 1st April 2021 (AVD) for the RCG 2023 Publication. | Cost is per complete multiple flue stack installation above ground level. Cost does not include foundation bases, Aviation Warning Lights, access ladders or platforms. Please refer to separate RCG Category for Foundation Bases Code 30001F >500cu.m. or 300045 50cu.m. - 250cu.m. For Aviation lights see Chimney Accessory RCG code 32F15S1. For Access ladders see Chimney Accessory RCG codes 32F15S2 30m high or 32F15S3 60m High. For Lightning conductors see Separate RCG Category for Lightning Conductors. | Request copies of plans and annual mandatory inspection reports. Ascertain base diameter and height. Identify presence of aviation warning lights, lightning conductors, obtain photograph of chimney stack and overall view of base. Note any adjacent and associated plant & machinery suchs as flues, ducts etc | Refer to Rating Manual Part 5 Plant and Machinery and Practice note 1 Plant and Machinery | Refer to Rating Manual Part 5 Plant and Machinery and Practice note 1 Plant and Machinery | Flues and Ducts | Referencer to identify on site | NOTE: Unlined chimney stack approximately 33% less. | photo missing (see 32F30A) | photo missing (see 32F30A) | 10039 | 32F63C | Each | 35m | 3 - INDUSTRIAL | David Grace | Jim Allen | #N/A | Option 2 | ERROR | 0% | 873340 | 607860.8009 | 0% | 0% | 594927.3851 | 0% | ERC Over-ridden | Ian Walker | VOA_GPN_GOV_UK\7231506 | 2022-04-11 | Low | Blue | High | This ERC is at medium risk due to forming part of a larger hereditament. Lack of evidence due to unable to source new evidence/cost information to support the review of the ERC. There are only a few UK based specialist industrial chimney manufacturers and installers with many UK based firms that once manufactured and supplied industrial chimneys now undertaking inspection and repairs only. The manufacturers/installers contacted have either not responded or when chased by telephone advised they will reply in a couple of days, but still no response. Emailed James Allen, VP facilitator for industrial contractors test valuations, Industrial Crown and Commercial Team confirming via email 05/11/2020 advising that due to lack of response from manufacturers/installers this category will have to be indexed. James Allen confirmed this category of multi-flues are hardly used by the valuers. A rate/lin.m. is always preferred by the valuers rather than a lump sum, therefore, this code tends to be used infrequently by the valuers. In terms of Rateable and Non-Rateable elements I have referenced the valuer back to the relevant section of the Rating Manual for further guidance. Determining whether or not an element is rateable is a matter of law and the valuer should be able to apply their own specialist knowledge of Rating to current legislation to determine if an element is rateable or not. This is beyond the scope of the Cost Guide. | - | Minor tweaks to order of description for readability. | NA | SPONS Civils | 1.56 | (BEAMS Note 2) The ERC for this item should be added to all other rateable items on the hereditament (except land). Therefore the total of the ERC of the other Building Items and the P&M ERC (where applicable) to enable the correct contract size adjustment to be made. ERC of Building Component + ERC of P&M = Total ERC to which contract size adjustment should be applied. The appropriate % adjustment should be made in accordance with the scale for contract size adjustment specified under section 6 of the RCG 2021 Guidance notes. The currency ERC rates are set at £4m (Four Million Pounds) @ 1st April 2019 (AVD) for the RCG 2021 Publication. | photo missing (see 32F30A) | photo missing (see 32F30A) | 2 | TRUE
671 | 32F56A | 9810 | 32F56A | Chimneys | Multiple Chimney Stacks | Steel Self-supporting lined - 2m diameter at base | 40m high including foundations | 4 nr | Self-supporting steel flue stacks. Circular in cross-section, tall and slender tapering towards the top of the stack. Usually lined to provide heat insulation protection to the steel structure, level of insulation dependent upon the temperatures of the flue. See Variations for unlined stacks. | Location Adjustment Applicable (See Guidance Notes) - ERC = UK mean of 1.00 | (BEAMS Note 2) The ERC for this item should be added to all other rateable items on the hereditament (except land). Therefore the total of the ERC of the other Building Items and the P&M ERC (where applicable) to enable the correct contract size adjustment to be made. ERC of Building Component + ERC of P&M = Total ERC to which contract size adjustment should be applied. The appropriate % adjustment should be made in accordance with the scale for contract size adjustment specified under section 6 of the RCG 2023 Guidance notes. The currency ERC rates are set at £4m (Four Million Pounds) @ 1st April 2021 (AVD) for the RCG 2023 Publication. | Cost is per complete multiple flue stack installation above ground level. Cost does not include foundation bases, Aviation Warning Lights, access ladders or platforms. Please refer to separate RCG Category for Foundation Bases Code 30001F >500cu.m. or 300045 50cu.m. - 250cu.m. For Aviation lights see Chimney Accessory RCG code 32F15S1. For Access ladders see Chimney Accessory RCG codes 32F15S2 30m high or 32F15S3 60m High. For Lightning conductors see Separate RCG Category for Lightning Conductors. | Request copies of plans and annual mandatory inspection reports. Ascertain base diameter and height. Identify presence of aviation warning lights, lightning conductors, obtain photograph of chimney stack and overall view of base. Note any adjacent and associated plant & machinery suchs as flues, ducts etc | Refer to Rating Manual Part 5 Plant and Machinery and Practice note 1 Plant and Machinery | Refer to Rating Manual Part 5 Plant and Machinery and Practice note 1 Plant and Machinery | Flues and Ducts | Referencer to identify on site | NOTE: Unlined chimney stack approximately 33% less. | photo missing (see 32F30A) | photo missing (see 32F30A) | 10039 | 32F64A | Each | 40m | 3 - INDUSTRIAL | David Grace | Jim Allen | #N/A | Option 2 | ERROR | 0% | 785882 | 546988.4146 | 0% | 0% | 535350.2891 | 0% | ERC Over-ridden | Ian Walker | VOA_GPN_GOV_UK\7231506 | 2022-04-11 | Low | Blue | High | This ERC is at medium risk due to forming part of a larger hereditament. Lack of evidence due to unable to source new evidence/cost information to support the review of the ERC. There are only a few UK based specialist industrial chimney manufacturers and installers with many UK based firms that once manufactured and supplied industrial chimneys now undertaking inspection and repairs only. The manufacturers/installers contacted have either not responded or when chased by telephone advised they will reply in a couple of days, but still no response. Emailed James Allen, VP facilitator for industrial contractors test valuations, Industrial Crown and Commercial Team confirming via email 05/11/2020 advising that due to lack of response from manufacturers/installers this category will have to be indexed. James Allen confirmed this category of multi-flues are hardly used by the valuers. A rate/lin.m. is always preferred by the valuers rather than a lump sum, therefore, this code tends to be used infrequently by the valuers. In terms of Rateable and Non-Rateable elements I have referenced the valuer back to the relevant section of the Rating Manual for further guidance. Determining whether or not an element is rateable is a matter of law and the valuer should be able to apply their own specialist knowledge of Rating to current legislation to determine if an element is rateable or not. This is beyond the scope of the Cost Guide. | - | Minor tweaks to order of description for readability. | NA | SPONS Civils | 1.56 | (BEAMS Note 2) The ERC for this item should be added to all other rateable items on the hereditament (except land). Therefore the total of the ERC of the other Building Items and the P&M ERC (where applicable) to enable the correct contract size adjustment to be made. ERC of Building Component + ERC of P&M = Total ERC to which contract size adjustment should be applied. The appropriate % adjustment should be made in accordance with the scale for contract size adjustment specified under section 6 of the RCG 2021 Guidance notes. The currency ERC rates are set at £4m (Four Million Pounds) @ 1st April 2019 (AVD) for the RCG 2021 Publication. | photo missing (see 32F30A) | photo missing (see 32F30A) | 2 | TRUE
672 | 32F56C | 9811 | 32F56C | Chimneys | Multiple Chimney Stacks | Steel Self-supporting lined - 2m diameter at base | 40m high including foundations | 5 nr | Self-supporting steel flue stacks. Circular in cross-section, tall and slender tapering towards the top of the stack. Usually lined to provide heat insulation protection to the steel structure, level of insulation dependent upon the temperatures of the flue. See Variations for unlined stacks. | Location Adjustment Applicable (See Guidance Notes) - ERC = UK mean of 1.00 | (BEAMS Note 2) The ERC for this item should be added to all other rateable items on the hereditament (except land). Therefore the total of the ERC of the other Building Items and the P&M ERC (where applicable) to enable the correct contract size adjustment to be made. ERC of Building Component + ERC of P&M = Total ERC to which contract size adjustment should be applied. The appropriate % adjustment should be made in accordance with the scale for contract size adjustment specified under section 6 of the RCG 2023 Guidance notes. The currency ERC rates are set at £4m (Four Million Pounds) @ 1st April 2021 (AVD) for the RCG 2023 Publication. | Cost is per complete multiple flue stack installation above ground level. Cost does not include foundation bases, Aviation Warning Lights, access ladders or platforms. Please refer to separate RCG Category for Foundation Bases Code 30001F >500cu.m. or 300045 50cu.m. - 250cu.m. For Aviation lights see Chimney Accessory RCG code 32F15S1. For Access ladders see Chimney Accessory RCG codes 32F15S2 30m high or 32F15S3 60m High. For Lightning conductors see Separate RCG Category for Lightning Conductors. | Request copies of plans and annual mandatory inspection reports. Ascertain base diameter and height. Identify presence of aviation warning lights, lightning conductors, obtain photograph of chimney stack and overall view of base. Note any adjacent and associated plant & machinery suchs as flues, ducts etc | Refer to Rating Manual Part 5 Plant and Machinery and Practice note 1 Plant and Machinery | Refer to Rating Manual Part 5 Plant and Machinery and Practice note 1 Plant and Machinery | Flues and Ducts | Referencer to identify on site | NOTE: Unlined chimney stack approximately 33% less. | photo missing (see 32F30A) | photo missing (see 32F30A) | 10039 | 32F64C | Each | 40m | 3 - INDUSTRIAL | David Grace | Jim Allen | #N/A | Option 2 | ERROR | 0% | 982353 | 683735.8662 | 0% | 0% | 683735.8662 | 0% | ERC Over-ridden | Ian Walker | VOA_GPN_GOV_UK\7231506 | 2021-01-25 | Low | Blue | High | This ERC is at medium risk due to forming part of a larger hereditament. Lack of evidence due to unable to source new evidence/cost information to support the review of the ERC. There are only a few UK based specialist industrial chimney manufacturers and installers with many UK based firms that once manufactured and supplied industrial chimneys now undertaking inspection and repairs only. The manufacturers/installers contacted have either not responded or when chased by telephone advised they will reply in a couple of days, but still no response. Emailed James Allen, VP facilitator for industrial contractors test valuations, Industrial Crown and Commercial Team confirming via email 05/11/2020 advising that due to lack of response from manufacturers/installers this category will have to be indexed. James Allen confirmed this category of multi-flues are hardly used by the valuers. A rate/lin.m. is always preferred by the valuers rather than a lump sum, therefore, this code tends to be used infrequently by the valuers. In terms of Rateable and Non-Rateable elements I have referenced the valuer back to the relevant section of the Rating Manual for further guidance. Determining whether or not an element is rateable is a matter of law and the valuer should be able to apply their own specialist knowledge of Rating to current legislation to determine if an element is rateable or not. This is beyond the scope of the Cost Guide. | - | Minor tweaks to order of description for readability. | NA | SPONS Civils | 1.56 | (BEAMS Note 2) The ERC for this item should be added to all other rateable items on the hereditament (except land). Therefore the total of the ERC of the other Building Items and the P&M ERC (where applicable) to enable the correct contract size adjustment to be made. ERC of Building Component + ERC of P&M = Total ERC to which contract size adjustment should be applied. The appropriate % adjustment should be made in accordance with the scale for contract size adjustment specified under section 6 of the RCG 2021 Guidance notes. The currency ERC rates are set at £4m (Four Million Pounds) @ 1st April 2019 (AVD) for the RCG 2021 Publication. | photo missing (see 32F30A) | photo missing (see 32F30A) | 2 | TRUE
673 | 32F60A | 9812 | 32F60A | Chimneys | Multiple Chimney Stacks | Steel Self-supporting lined - 2m diameter at base | 20m high including foundations | 4 nr | Duplicate of Code 32F52A - Self-supporting steel flue stacks. Circular in cross-section, tall and slender tapering towards the top of the stack. Usually lined to provide heat insulation protection to the steel structure, level of insulation dependent upon the temperatures of the flue. See Variations for unlined stacks. | Location Adjustment Applicable (See Guidance Notes) - ERC = UK mean of 1.00 | (BEAMS Note 2) The ERC for this item should be added to all other rateable items on the hereditament (except land). Therefore the total of the ERC of the other Building Items and the P&M ERC (where applicable) to enable the correct contract size adjustment to be made. ERC of Building Component + ERC of P&M = Total ERC to which contract size adjustment should be applied. The appropriate % adjustment should be made in accordance with the scale for contract size adjustment specified under section 6 of the RCG 2023 Guidance notes. The currency ERC rates are set at £4m (Four Million Pounds) @ 1st April 2021 (AVD) for the RCG 2023 Publication. | Cost is per complete multiple flue stack installation above ground level. Cost does not include foundation bases, Aviation Warning Lights, access ladders or platforms. Please refer to separate RCG Category for Foundation Bases Code 30001F >500cu.m. or 300045 50cu.m. - 250cu.m. For Aviation lights see Chimney Accessory RCG code 32F15S1. For Access ladders see Chimney Accessory RCG codes 32F15S2 30m high or 32F15S3 60m High. For Lightning conductors see Separate RCG Category for Lightning Conductors. | Request copies of plans and annual mandatory inspection reports. Ascertain base diameter and height. Identify presence of aviation warning lights, lightning conductors, obtain photograph of chimney stack and overall view of base. Note any adjacent and associated plant & machinery suchs as flues, ducts etc | Refer to Rating Manual Part 5 Plant and Machinery and Practice note 1 Plant and Machinery | Refer to Rating Manual Part 5 Plant and Machinery and Practice note 1 Plant and Machinery | Flues and Ducts | Referencer to identify on site | NOTE: Unlined chimney stack approximately 33% less. | photo missing (see 32F30A) | photo missing (see 32F30A) | 10039 |  | Each | 20m | 3 - INDUSTRIAL | David Grace | Jim Allen | #N/A | Option 2 | ERROR | 0% | 0 | 0 | 0% | 0% | 0 | 0% | ERC Over-ridden | Ian Walker | VOA_GPN_GOV_UK\7231506 | 2021-01-28 | Low | Blue | Low | This ERC is at medium risk due to forming part of a larger hereditament. Lack of evidence due to unable to source new evidence/cost information to support the review of the ERC. There are only a few UK based specialist industrial chimney manufacturers and installers with many UK based firms that once manufactured and supplied industrial chimneys now undertaking inspection and repairs only. The manufacturers/installers contacted have either not responded or when chased by telephone advised they will reply in a couple of days, but still no response. Emailed James Allen, VP facilitator for industrial contractors test valuations, Industrial Crown and Commercial Team confirming via email 05/11/2020 advising that due to lack of response from manufacturers/installers this category will have to be indexed. James Allen confirmed this category of multi-flues are hardly used by the valuers. A rate/lin.m. is always preferred by the valuers rather than a lump sum, therefore, this code tends to be used infrequently by the valuers. In terms of Rateable and Non-Rateable elements I have referenced the valuer back to the relevant section of the Rating Manual for further guidance. Determining whether or not an element is rateable is a matter of law and the valuer should be able to apply their own specialist knowledge of Rating to current legislation to determine if an element is rateable or not. This is beyond the scope of the Cost Guide. | - | Redirected to code as suggested. Nil cost on this code now. | NA | SPONS Civils | 1.56 | (BEAMS Note 2) The ERC for this item should be added to all other rateable items on the hereditament (except land). Therefore the total of the ERC of the other Building Items and the P&M ERC (where applicable) to enable the correct contract size adjustment to be made. ERC of Building Component + ERC of P&M = Total ERC to which contract size adjustment should be applied. The appropriate % adjustment should be made in accordance with the scale for contract size adjustment specified under section 6 of the RCG 2021 Guidance notes. The currency ERC rates are set at £4m (Four Million Pounds) @ 1st April 2019 (AVD) for the RCG 2021 Publication. | photo missing (see 32F30A) | photo missing (see 32F30A) | 2 | TRUE
674 | 32F60C | 9813 | 32F60C | Chimneys | Multiple Chimney Stacks | Steel Self-supporting lined - 2m diameter at base | 20m high including foundations | 5 nr | Duplicate of Code 32F52C - Self-supporting steel flue stacks. Circular in cross-section, tall and slender tapering towards the top of the stack. Usually lined to provide heat insulation protection to the steel structure, level of insulation dependent upon the temperatures of the flue. See Variations for unlined stacks. | Location Adjustment Applicable (See Guidance Notes) - ERC = UK mean of 1.00 | (BEAMS Note 2) The ERC for this item should be added to all other rateable items on the hereditament (except land). Therefore the total of the ERC of the other Building Items and the P&M ERC (where applicable) to enable the correct contract size adjustment to be made. ERC of Building Component + ERC of P&M = Total ERC to which contract size adjustment should be applied. The appropriate % adjustment should be made in accordance with the scale for contract size adjustment specified under section 6 of the RCG 2023 Guidance notes. The currency ERC rates are set at £4m (Four Million Pounds) @ 1st April 2021 (AVD) for the RCG 2023 Publication. | Cost is per complete multiple flue stack installation above ground level. Cost does not include foundation bases, Aviation Warning Lights, access ladders or platforms. Please refer to separate RCG Category for Foundation Bases Code 30001F >500cu.m. or 300045 50cu.m. - 250cu.m. For Aviation lights see Chimney Accessory RCG code 32F15S1. For Access ladders see Chimney Accessory RCG codes 32F15S2 30m high or 32F15S3 60m High. For Lightning conductors see Separate RCG Category for Lightning Conductors. | Request copies of plans and annual mandatory inspection reports. Ascertain base diameter and height. Identify presence of aviation warning lights, lightning conductors, obtain photograph of chimney stack and overall view of base. Note any adjacent and associated plant & machinery suchs as flues, ducts etc | Refer to Rating Manual Part 5 Plant and Machinery and Practice note 1 Plant and Machinery | Refer to Rating Manual Part 5 Plant and Machinery and Practice note 1 Plant and Machinery | Flues and Ducts | Referencer to identify on site | NOTE: Unlined chimney stack approximately 33% less. | photo missing (see 32F30A) | photo missing (see 32F30A) | 10039 |  | Each | 20m | 3 - INDUSTRIAL | David Grace | Jim Allen | #N/A | Option 2 | ERROR | 0% | 0 | 0 | 0% | 0% | 0 | 0% | ERC Over-ridden | Ian Walker | VOA_GPN_GOV_UK\7231506 | 2021-01-28 | Low | Blue | Low | This ERC is at medium risk due to forming part of a larger hereditament. Lack of evidence due to unable to source new evidence/cost information to support the review of the ERC. There are only a few UK based specialist industrial chimney manufacturers and installers with many UK based firms that once manufactured and supplied industrial chimneys now undertaking inspection and repairs only. The manufacturers/installers contacted have either not responded or when chased by telephone advised they will reply in a couple of days, but still no response. Emailed James Allen, VP facilitator for industrial contractors test valuations, Industrial Crown and Commercial Team confirming via email 05/11/2020 advising that due to lack of response from manufacturers/installers this category will have to be indexed. James Allen confirmed this category of multi-flues are hardly used by the valuers. A rate/lin.m. is always preferred by the valuers rather than a lump sum, therefore, this code tends to be used infrequently by the valuers. In terms of Rateable and Non-Rateable elements I have referenced the valuer back to the relevant section of the Rating Manual for further guidance. Determining whether or not an element is rateable is a matter of law and the valuer should be able to apply their own specialist knowledge of Rating to current legislation to determine if an element is rateable or not. This is beyond the scope of the Cost Guide. | - | Redirected to code as suggested. Nil cost on this code now. | NA | SPONS Civils | 1.56 | (BEAMS Note 2) The ERC for this item should be added to all other rateable items on the hereditament (except land). Therefore the total of the ERC of the other Building Items and the P&M ERC (where applicable) to enable the correct contract size adjustment to be made. ERC of Building Component + ERC of P&M = Total ERC to which contract size adjustment should be applied. The appropriate % adjustment should be made in accordance with the scale for contract size adjustment specified under section 6 of the RCG 2021 Guidance notes. The currency ERC rates are set at £4m (Four Million Pounds) @ 1st April 2019 (AVD) for the RCG 2021 Publication. | photo missing (see 32F30A) | photo missing (see 32F30A) | 2 | TRUE
675 | 32F61A | 9814 | 32F61A | Chimneys | Multiple Chimney Stacks | Steel Self-supporting lined - 2m diameter at base | 25m high including foundations | 4 nr | Duplicate of Code 32F53A - Self-supporting steel flue stacks. Circular in cross-section, tall and slender tapering towards the top of the stack. Usually lined to provide heat insulation protection to the steel structure, level of insulation dependent upon the temperatures of the flue. See Variations for unlined stacks. | Location Adjustment Applicable (See Guidance Notes) - ERC = UK mean of 1.00 | (BEAMS Note 2) The ERC for this item should be added to all other rateable items on the hereditament (except land). Therefore the total of the ERC of the other Building Items and the P&M ERC (where applicable) to enable the correct contract size adjustment to be made. ERC of Building Component + ERC of P&M = Total ERC to which contract size adjustment should be applied. The appropriate % adjustment should be made in accordance with the scale for contract size adjustment specified under section 6 of the RCG 2023 Guidance notes. The currency ERC rates are set at £4m (Four Million Pounds) @ 1st April 2021 (AVD) for the RCG 2023 Publication. | Cost is per complete multiple flue stack installation above ground level. Cost does not include foundation bases, Aviation Warning Lights, access ladders or platforms. Please refer to separate RCG Category for Foundation Bases Code 30001F >500cu.m. or 300045 50cu.m. - 250cu.m. For Aviation lights see Chimney Accessory RCG code 32F15S1. For Access ladders see Chimney Accessory RCG codes 32F15S2 30m high or 32F15S3 60m High. For Lightning conductors see Separate RCG Category for Lightning Conductors. | Request copies of plans and annual mandatory inspection reports. Ascertain base diameter and height. Identify presence of aviation warning lights, lightning conductors, obtain photograph of chimney stack and overall view of base. Note any adjacent and associated plant & machinery suchs as flues, ducts etc | Refer to Rating Manual Part 5 Plant and Machinery and Practice note 1 Plant and Machinery | Refer to Rating Manual Part 5 Plant and Machinery and Practice note 1 Plant and Machinery | Flues and Ducts | Referencer to identify on site | NOTE: Unlined chimney stack approximately 33% less. | photo missing (see 32F30A) | photo missing (see 32F30A) | 10039 |  | Each | 25m | 3 - INDUSTRIAL | David Grace | Jim Allen | #N/A | Option 2 | ERROR | 0% | 0 | 0 | 0% | 0% | 0 | 0% | ERC Over-ridden | Ian Walker | VOA_GPN_GOV_UK\7231506 | 2021-01-28 | - | Blue | Low | This ERC is at medium risk due to forming part of a larger hereditament. Lack of evidence due to unable to source new evidence/cost information to support the review of the ERC. There are only a few UK based specialist industrial chimney manufacturers and installers with many UK based firms that once manufactured and supplied industrial chimneys now undertaking inspection and repairs only. The manufacturers/installers contacted have either not responded or when chased by telephone advised they will reply in a couple of days, but still no response. Emailed James Allen, VP facilitator for industrial contractors test valuations, Industrial Crown and Commercial Team confirming via email 05/11/2020 advising that due to lack of response from manufacturers/installers this category will have to be indexed. James Allen confirmed this category of multi-flues are hardly used by the valuers. A rate/lin.m. is always preferred by the valuers rather than a lump sum, therefore, this code tends to be used infrequently by the valuers. In terms of Rateable and Non-Rateable elements I have referenced the valuer back to the relevant section of the Rating Manual for further guidance. Determining whether or not an element is rateable is a matter of law and the valuer should be able to apply their own specialist knowledge of Rating to current legislation to determine if an element is rateable or not. This is beyond the scope of the Cost Guide. | - | Redirected to code as suggested. Nil cost on this code now. | NA | SPONS Civils | 1.56 | (BEAMS Note 2) The ERC for this item should be added to all other rateable items on the hereditament (except land). Therefore the total of the ERC of the other Building Items and the P&M ERC (where applicable) to enable the correct contract size adjustment to be made. ERC of Building Component + ERC of P&M = Total ERC to which contract size adjustment should be applied. The appropriate % adjustment should be made in accordance with the scale for contract size adjustment specified under section 6 of the RCG 2021 Guidance notes. The currency ERC rates are set at £4m (Four Million Pounds) @ 1st April 2019 (AVD) for the RCG 2021 Publication. | photo missing (see 32F30A) | photo missing (see 32F30A) | 2 | TRUE
676 | 32F61C | 9815 | 32F61C | Chimneys | Multiple Chimney Stacks | Steel Self-supporting lined - 2m diameter at base | 25m high including foundations | 5 nr | Duplicate of Code 32F53C - Self-supporting steel flue stacks. Circular in cross-section, tall and slender tapering towards the top of the stack. Usually lined to provide heat insulation protection to the steel structure, level of insulation dependent upon the temperatures of the flue. See Variations for unlined stacks. | Location Adjustment Applicable (See Guidance Notes) - ERC = UK mean of 1.00 | (BEAMS Note 2) The ERC for this item should be added to all other rateable items on the hereditament (except land). Therefore the total of the ERC of the other Building Items and the P&M ERC (where applicable) to enable the correct contract size adjustment to be made. ERC of Building Component + ERC of P&M = Total ERC to which contract size adjustment should be applied. The appropriate % adjustment should be made in accordance with the scale for contract size adjustment specified under section 6 of the RCG 2023 Guidance notes. The currency ERC rates are set at £4m (Four Million Pounds) @ 1st April 2021 (AVD) for the RCG 2023 Publication. | Cost is per complete multiple flue stack installation above ground level. Cost does not include foundation bases, Aviation Warning Lights, access ladders or platforms. Please refer to separate RCG Category for Foundation Bases Code 30001F >500cu.m. or 300045 50cu.m. - 250cu.m. For Aviation lights see Chimney Accessory RCG code 32F15S1. For Access ladders see Chimney Accessory RCG codes 32F15S2 30m high or 32F15S3 60m High. For Lightning conductors see Separate RCG Category for Lightning Conductors. | Request copies of plans and annual mandatory inspection reports. Ascertain base diameter and height. Identify presence of aviation warning lights, lightning conductors, obtain photograph of chimney stack and overall view of base. Note any adjacent and associated plant & machinery suchs as flues, ducts etc | Refer to Rating Manual Part 5 Plant and Machinery and Practice note 1 Plant and Machinery | Refer to Rating Manual Part 5 Plant and Machinery and Practice note 1 Plant and Machinery | Flues and Ducts | Referencer to identify on site | NOTE: Unlined chimney stack approximately 33% less. | photo missing (see 32F30A) | photo missing (see 32F30A) | 10039 |  | Each | 25m | 3 - INDUSTRIAL | David Grace | Jim Allen | #N/A | Option 2 | ERROR | 0% | 0 | 0 | 0% | 0% | 0 | 0% | ERC Over-ridden | Ian Walker | VOA_GPN_GOV_UK\7231506 | 2021-01-28 | Low | Blue | Low | This ERC is at medium risk due to forming part of a larger hereditament. Lack of evidence due to unable to source new evidence/cost information to support the review of the ERC. There are only a few UK based specialist industrial chimney manufacturers and installers with many UK based firms that once manufactured and supplied industrial chimneys now undertaking inspection and repairs only. The manufacturers/installers contacted have either not responded or when chased by telephone advised they will reply in a couple of days, but still no response. Emailed James Allen, VP facilitator for industrial contractors test valuations, Industrial Crown and Commercial Team confirming via email 05/11/2020 advising that due to lack of response from manufacturers/installers this category will have to be indexed. James Allen confirmed this category of multi-flues are hardly used by the valuers. A rate/lin.m. is always preferred by the valuers rather than a lump sum, therefore, this code tends to be used infrequently by the valuers. In terms of Rateable and Non-Rateable elements I have referenced the valuer back to the relevant section of the Rating Manual for further guidance. Determining whether or not an element is rateable is a matter of law and the valuer should be able to apply their own specialist knowledge of Rating to current legislation to determine if an element is rateable or not. This is beyond the scope of the Cost Guide. | - | Redirected to code as suggested. Nil cost on this code now. | NA | SPONS Civils | 1.56 | (BEAMS Note 2) The ERC for this item should be added to all other rateable items on the hereditament (except land). Therefore the total of the ERC of the other Building Items and the P&M ERC (where applicable) to enable the correct contract size adjustment to be made. ERC of Building Component + ERC of P&M = Total ERC to which contract size adjustment should be applied. The appropriate % adjustment should be made in accordance with the scale for contract size adjustment specified under section 6 of the RCG 2021 Guidance notes. The currency ERC rates are set at £4m (Four Million Pounds) @ 1st April 2019 (AVD) for the RCG 2021 Publication. | photo missing (see 32F30A) | photo missing (see 32F30A) | 2 | TRUE
677 | 32F62A | 9816 | 32F62A | Chimneys | Multiple Chimney Stacks | Steel Self-supporting lined - 2m diameter at base | 30m high including foundations | 4 nr | Duplicate of Code 32F52A - Self-supporting steel flue stacks. Circular in cross-section, tall and slender tapering towards the top of the stack. Usually lined to provide heat insulation protection to the steel structure, level of insulation dependent upon the temperatures of the flue. See Variations for unlined stacks. | Location Adjustment Applicable (See Guidance Notes) - ERC = UK mean of 1.00 | (BEAMS Note 2) The ERC for this item should be added to all other rateable items on the hereditament (except land). Therefore the total of the ERC of the other Building Items and the P&M ERC (where applicable) to enable the correct contract size adjustment to be made. ERC of Building Component + ERC of P&M = Total ERC to which contract size adjustment should be applied. The appropriate % adjustment should be made in accordance with the scale for contract size adjustment specified under section 6 of the RCG 2023 Guidance notes. The currency ERC rates are set at £4m (Four Million Pounds) @ 1st April 2021 (AVD) for the RCG 2023 Publication. | Cost is per complete multiple flue stack installation above ground level. Cost does not include foundation bases, Aviation Warning Lights, access ladders or platforms. Please refer to separate RCG Category for Foundation Bases Code 30001F >500cu.m. or 300045 50cu.m. - 250cu.m. For Aviation lights see Chimney Accessory RCG code 32F15S1. For Access ladders see Chimney Accessory RCG codes 32F15S2 30m high or 32F15S3 60m High. For Lightning conductors see Separate RCG Category for Lightning Conductors. | Request copies of plans and annual mandatory inspection reports. Ascertain base diameter and height. Identify presence of aviation warning lights, lightning conductors, obtain photograph of chimney stack and overall view of base. Note any adjacent and associated plant & machinery suchs as flues, ducts etc | Refer to Rating Manual Part 5 Plant and Machinery and Practice note 1 Plant and Machinery | Refer to Rating Manual Part 5 Plant and Machinery and Practice note 1 Plant and Machinery | Flues and Ducts | Referencer to identify on site | NOTE: Unlined chimney stack approximately 33% less. | photo missing (see 32F30A) | photo missing (see 32F30A) | 10039 |  | Each | 30m | 3 - INDUSTRIAL | David Grace | Jim Allen | #N/A | Option 2 | ERROR | 0% | 0 | 0 | 0% | 0% | 0 | 0% | ERC Over-ridden | Ian Walker | VOA_GPN_GOV_UK\7231506 | 2021-01-28 | Low | Blue | Low | This ERC is at medium risk due to forming part of a larger hereditament. Lack of evidence due to unable to source new evidence/cost information to support the review of the ERC. There are only a few UK based specialist industrial chimney manufacturers and installers with many UK based firms that once manufactured and supplied industrial chimneys now undertaking inspection and repairs only. The manufacturers/installers contacted have either not responded or when chased by telephone advised they will reply in a couple of days, but still no response. Emailed James Allen, VP facilitator for industrial contractors test valuations, Industrial Crown and Commercial Team confirming via email 05/11/2020 advising that due to lack of response from manufacturers/installers this category will have to be indexed. James Allen confirmed this category of multi-flues are hardly used by the valuers. A rate/lin.m. is always preferred by the valuers rather than a lump sum, therefore, this code tends to be used infrequently by the valuers. In terms of Rateable and Non-Rateable elements I have referenced the valuer back to the relevant section of the Rating Manual for further guidance. Determining whether or not an element is rateable is a matter of law and the valuer should be able to apply their own specialist knowledge of Rating to current legislation to determine if an element is rateable or not. This is beyond the scope of the Cost Guide. | - | Redirected to code as suggested. Nil cost on this code now. | NA | SPONS Civils | 1.56 | (BEAMS Note 2) The ERC for this item should be added to all other rateable items on the hereditament (except land). Therefore the total of the ERC of the other Building Items and the P&M ERC (where applicable) to enable the correct contract size adjustment to be made. ERC of Building Component + ERC of P&M = Total ERC to which contract size adjustment should be applied. The appropriate % adjustment should be made in accordance with the scale for contract size adjustment specified under section 6 of the RCG 2021 Guidance notes. The currency ERC rates are set at £4m (Four Million Pounds) @ 1st April 2019 (AVD) for the RCG 2021 Publication. | photo missing (see 32F30A) | photo missing (see 32F30A) | 2 | TRUE
678 | 32F62C | 9817 | 32F62C | Chimneys | Multiple Chimney Stacks | Steel Self-supporting lined - 2m diameter at base | 30m high including foundations | 5 nr | Duplicate of Code 32F54C - Self-supporting steel flue stacks. Circular in cross-section, tall and slender tapering towards the top of the stack. Usually lined to provide heat insulation protection to the steel structure, level of insulation dependent upon the temperatures of the flue. See Variations for unlined stacks. | Location Adjustment Applicable (See Guidance Notes) - ERC = UK mean of 1.00 | (BEAMS Note 2) The ERC for this item should be added to all other rateable items on the hereditament (except land). Therefore the total of the ERC of the other Building Items and the P&M ERC (where applicable) to enable the correct contract size adjustment to be made. ERC of Building Component + ERC of P&M = Total ERC to which contract size adjustment should be applied. The appropriate % adjustment should be made in accordance with the scale for contract size adjustment specified under section 6 of the RCG 2023 Guidance notes. The currency ERC rates are set at £4m (Four Million Pounds) @ 1st April 2021 (AVD) for the RCG 2023 Publication. | Cost is per complete multiple flue stack installation above ground level. Cost does not include foundation bases, Aviation Warning Lights, access ladders or platforms. Please refer to separate RCG Category for Foundation Bases Code 30001F >500cu.m. or 300045 50cu.m. - 250cu.m. For Aviation lights see Chimney Accessory RCG code 32F15S1. For Access ladders see Chimney Accessory RCG codes 32F15S2 30m high or 32F15S3 60m High. For Lightning conductors see Separate RCG Category for Lightning Conductors. | Request copies of plans and annual mandatory inspection reports. Ascertain base diameter and height. Identify presence of aviation warning lights, lightning conductors, obtain photograph of chimney stack and overall view of base. Note any adjacent and associated plant & machinery suchs as flues, ducts etc | Refer to Rating Manual Part 5 Plant and Machinery and Practice note 1 Plant and Machinery | Refer to Rating Manual Part 5 Plant and Machinery and Practice note 1 Plant and Machinery | Flues and Ducts | Referencer to identify on site | NOTE: Unlined chimney stack approximately 33% less. | photo missing (see 32F30A) | photo missing (see 32F30A) | 10039 |  | Each | 30m | 3 - INDUSTRIAL | David Grace | Jim Allen | #N/A | Option 2 | ERROR | 0% | 0 | 0 | 0% | 0% | 0 | 0% | ERC Over-ridden | Ian Walker | VOA_GPN_GOV_UK\7231506 | 2021-01-28 | Low | Blue | Low | This ERC is at medium risk due to forming part of a larger hereditament. Lack of evidence due to unable to source new evidence/cost information to support the review of the ERC. There are only a few UK based specialist industrial chimney manufacturers and installers with many UK based firms that once manufactured and supplied industrial chimneys now undertaking inspection and repairs only. The manufacturers/installers contacted have either not responded or when chased by telephone advised they will reply in a couple of days, but still no response. Emailed James Allen, VP facilitator for industrial contractors test valuations, Industrial Crown and Commercial Team confirming via email 05/11/2020 advising that due to lack of response from manufacturers/installers this category will have to be indexed. James Allen confirmed this category of multi-flues are hardly used by the valuers. A rate/lin.m. is always preferred by the valuers rather than a lump sum, therefore, this code tends to be used infrequently by the valuers. In terms of Rateable and Non-Rateable elements I have referenced the valuer back to the relevant section of the Rating Manual for further guidance. Determining whether or not an element is rateable is a matter of law and the valuer should be able to apply their own specialist knowledge of Rating to current legislation to determine if an element is rateable or not. This is beyond the scope of the Cost Guide. | - | Redirected to code as suggested. Nil cost on this code now. | NA | SPONS Civils | 1.56 | (BEAMS Note 2) The ERC for this item should be added to all other rateable items on the hereditament (except land). Therefore the total of the ERC of the other Building Items and the P&M ERC (where applicable) to enable the correct contract size adjustment to be made. ERC of Building Component + ERC of P&M = Total ERC to which contract size adjustment should be applied. The appropriate % adjustment should be made in accordance with the scale for contract size adjustment specified under section 6 of the RCG 2021 Guidance notes. The currency ERC rates are set at £4m (Four Million Pounds) @ 1st April 2019 (AVD) for the RCG 2021 Publication. | photo missing (see 32F30A) | photo missing (see 32F30A) | 2 | TRUE
679 | 32F63A | 9818 | 32F63A | Chimneys | Multiple Chimney Stacks | Steel Self-supporting lined - 2m diameter at base | 35m high including foundations | 4 nr | Duplicate of Code 32F55A - Self-supporting steel flue stacks. Circular in cross-section, tall and slender tapering towards the top of the stack. Usually lined to provide heat insulation protection to the steel structure, level of insulation dependent upon the temperatures of the flue. See Variations for unlined stacks. | Location Adjustment Applicable (See Guidance Notes) - ERC = UK mean of 1.00 | (BEAMS Note 2) The ERC for this item should be added to all other rateable items on the hereditament (except land). Therefore the total of the ERC of the other Building Items and the P&M ERC (where applicable) to enable the correct contract size adjustment to be made. ERC of Building Component + ERC of P&M = Total ERC to which contract size adjustment should be applied. The appropriate % adjustment should be made in accordance with the scale for contract size adjustment specified under section 6 of the RCG 2023 Guidance notes. The currency ERC rates are set at £4m (Four Million Pounds) @ 1st April 2021 (AVD) for the RCG 2023 Publication. | Cost is per complete multiple flue stack installation above ground level. Cost does not include foundation bases, Aviation Warning Lights, access ladders or platforms. Please refer to separate RCG Category for Foundation Bases Code 30001F >500cu.m. or 300045 50cu.m. - 250cu.m. For Aviation lights see Chimney Accessory RCG code 32F15S1. For Access ladders see Chimney Accessory RCG codes 32F15S2 30m high or 32F15S3 60m High. For Lightning conductors see Separate RCG Category for Lightning Conductors. | Request copies of plans and annual mandatory inspection reports. Ascertain base diameter and height. Identify presence of aviation warning lights, lightning conductors, obtain photograph of chimney stack and overall view of base. Note any adjacent and associated plant & machinery suchs as flues, ducts etc | Refer to Rating Manual Part 5 Plant and Machinery and Practice note 1 Plant and Machinery | Refer to Rating Manual Part 5 Plant and Machinery and Practice note 1 Plant and Machinery | Flues and Ducts | Referencer to identify on site | NOTE: Unlined chimney stack approximately 33% less. | photo missing (see 32F30A) | photo missing (see 32F30A) | 10039 |  | Each | 35m | 3 - INDUSTRIAL | David Grace | Jim Allen | #N/A | Option 2 | ERROR | 0% | 0 | 0 | 0% | 0% | 0 | 0% | ERC Over-ridden | Ian Walker | VOA_GPN_GOV_UK\7231506 | 2021-01-28 | Low | Blue | Low | This ERC is at medium risk due to forming part of a larger hereditament. Lack of evidence due to unable to source new evidence/cost information to support the review of the ERC. There are only a few UK based specialist industrial chimney manufacturers and installers with many UK based firms that once manufactured and supplied industrial chimneys now undertaking inspection and repairs only. The manufacturers/installers contacted have either not responded or when chased by telephone advised they will reply in a couple of days, but still no response. Emailed James Allen, VP facilitator for industrial contractors test valuations, Industrial Crown and Commercial Team confirming via email 05/11/2020 advising that due to lack of response from manufacturers/installers this category will have to be indexed. James Allen confirmed this category of multi-flues are hardly used by the valuers. A rate/lin.m. is always preferred by the valuers rather than a lump sum, therefore, this code tends to be used infrequently by the valuers. In terms of Rateable and Non-Rateable elements I have referenced the valuer back to the relevant section of the Rating Manual for further guidance. Determining whether or not an element is rateable is a matter of law and the valuer should be able to apply their own specialist knowledge of Rating to current legislation to determine if an element is rateable or not. This is beyond the scope of the Cost Guide. | - | Redirected to code as suggested. Nil cost on this code now. | NA | SPONS Civils | 1.56 | (BEAMS Note 2) The ERC for this item should be added to all other rateable items on the hereditament (except land). Therefore the total of the ERC of the other Building Items and the P&M ERC (where applicable) to enable the correct contract size adjustment to be made. ERC of Building Component + ERC of P&M = Total ERC to which contract size adjustment should be applied. The appropriate % adjustment should be made in accordance with the scale for contract size adjustment specified under section 6 of the RCG 2021 Guidance notes. The currency ERC rates are set at £4m (Four Million Pounds) @ 1st April 2019 (AVD) for the RCG 2021 Publication. | photo missing (see 32F30A) | photo missing (see 32F30A) | 2 | TRUE
680 | 32F63C | 9819 | 32F63C | Chimneys | Multiple Chimney Stacks | Steel Self-supporting lined - 2m diameter at base | 35m high including foundations | 5 nr | Duplicate of Code 32F55C - Self-supporting steel flue stacks. Circular in cross-section, tall and slender tapering towards the top of the stack. Usually lined to provide heat insulation protection to the steel structure, level of insulation dependent upon the temperatures of the flue. See Variations for unlined stacks. | Location Adjustment Applicable (See Guidance Notes) - ERC = UK mean of 1.00 | (BEAMS Note 2) The ERC for this item should be added to all other rateable items on the hereditament (except land). Therefore the total of the ERC of the other Building Items and the P&M ERC (where applicable) to enable the correct contract size adjustment to be made. ERC of Building Component + ERC of P&M = Total ERC to which contract size adjustment should be applied. The appropriate % adjustment should be made in accordance with the scale for contract size adjustment specified under section 6 of the RCG 2023 Guidance notes. The currency ERC rates are set at £4m (Four Million Pounds) @ 1st April 2021 (AVD) for the RCG 2023 Publication. | Cost is per complete multiple flue stack installation above ground level. Cost does not include foundation bases, Aviation Warning Lights, access ladders or platforms. Please refer to separate RCG Category for Foundation Bases Code 30001F >500cu.m. or 300045 50cu.m. - 250cu.m. For Aviation lights see Chimney Accessory RCG code 32F15S1. For Access ladders see Chimney Accessory RCG codes 32F15S2 30m high or 32F15S3 60m High. For Lightning conductors see Separate RCG Category for Lightning Conductors. | Request copies of plans and annual mandatory inspection reports. Ascertain base diameter and height. Identify presence of aviation warning lights, lightning conductors, obtain photograph of chimney stack and overall view of base. Note any adjacent and associated plant & machinery suchs as flues, ducts etc | Refer to Rating Manual Part 5 Plant and Machinery and Practice note 1 Plant and Machinery | Refer to Rating Manual Part 5 Plant and Machinery and Practice note 1 Plant and Machinery | Flues and Ducts | Referencer to identify on site | NOTE: Unlined chimney stack approximately 33% less. | - | Re-use existing photographs from RCG 2021 - Unable to obtain new photographs due to COVID restrictions and lack of response from manufacturers and installers | 10039 |  | Each | 35m | 3 - INDUSTRIAL | David Grace | Jim Allen | #N/A | Option 2 | ERROR | 0% | 0 | 0 | 0% | 0% | 0 | 0% | ERC Over-ridden | Ian Walker | VOA_GPN_GOV_UK\7231506 | 2021-01-28 | Low | Blue | Low | This ERC is at medium risk due to forming part of a larger hereditament. Lack of evidence due to unable to source new evidence/cost information to support the review of the ERC. There are only a few UK based specialist industrial chimney manufacturers and installers with many UK based firms that once manufactured and supplied industrial chimneys now undertaking inspection and repairs only. The manufacturers/installers contacted have either not responded or when chased by telephone advised they will reply in a couple of days, but still no response. Emailed James Allen, VP facilitator for industrial contractors test valuations, Industrial Crown and Commercial Team confirming via email 05/11/2020 advising that due to lack of response from manufacturers/installers this category will have to be indexed. James Allen confirmed this category of multi-flues are hardly used by the valuers. A rate/lin.m. is always preferred by the valuers rather than a lump sum, therefore, this code tends to be used infrequently by the valuers. In terms of Rateable and Non-Rateable elements I have referenced the valuer back to the relevant section of the Rating Manual for further guidance. Determining whether or not an element is rateable is a matter of law and the valuer should be able to apply their own specialist knowledge of Rating to current legislation to determine if an element is rateable or not. This is beyond the scope of the Cost Guide. | - | Redirected to code as suggested. Nil cost on this code now. | NA | SPONS Civils | 1.56 | (BEAMS Note 2) The ERC for this item should be added to all other rateable items on the hereditament (except land). Therefore the total of the ERC of the other Building Items and the P&M ERC (where applicable) to enable the correct contract size adjustment to be made. ERC of Building Component + ERC of P&M = Total ERC to which contract size adjustment should be applied. The appropriate % adjustment should be made in accordance with the scale for contract size adjustment specified under section 6 of the RCG 2021 Guidance notes. The currency ERC rates are set at £4m (Four Million Pounds) @ 1st April 2019 (AVD) for the RCG 2021 Publication. | - | Re-use existing photographs from RCG 2021 - Unable to obtain new photographs due to COVID restrictions and lack of response from manufacturers and installers | 2 | TRUE
681 | 32F64A | 9820 | 32F64A | Chimneys | Multiple Chimney Stacks | Steel Self-supporting lined - 2m diameter at base | 40m high including foundations | 4 nr | Duplicate of Code 32F56A - Self-supporting steel flue stacks. Circular in cross-section, tall and slender tapering towards the top of the stack. Usually lined to provide heat insulation protection to the steel structure, level of insulation dependent upon the temperatures of the flue. See Variations for unlined stacks. | Location Adjustment Applicable (See Guidance Notes) - ERC = UK mean of 1.00 | (BEAMS Note 2) The ERC for this item should be added to all other rateable items on the hereditament (except land). Therefore the total of the ERC of the other Building Items and the P&M ERC (where applicable) to enable the correct contract size adjustment to be made. ERC of Building Component + ERC of P&M = Total ERC to which contract size adjustment should be applied. The appropriate % adjustment should be made in accordance with the scale for contract size adjustment specified under section 6 of the RCG 2023 Guidance notes. The currency ERC rates are set at £4m (Four Million Pounds) @ 1st April 2021 (AVD) for the RCG 2023 Publication. | Cost is per complete multiple flue stack installation above ground level. Cost does not include foundation bases, Aviation Warning Lights, access ladders or platforms. Please refer to separate RCG Category for Foundation Bases Code 30001F >500cu.m. or 300045 50cu.m. - 250cu.m. For Aviation lights see Chimney Accessory RCG code 32F15S1. For Access ladders see Chimney Accessory RCG codes 32F15S2 30m high or 32F15S3 60m High. For Lightning conductors see Separate RCG Category for Lightning Conductors. | Request copies of plans and annual mandatory inspection reports. Ascertain base diameter and height. Identify presence of aviation warning lights, lightning conductors, obtain photograph of chimney stack and overall view of base. Note any adjacent and associated plant & machinery suchs as flues, ducts etc | Refer to Rating Manual Part 5 Plant and Machinery and Practice note 1 Plant and Machinery | Refer to Rating Manual Part 5 Plant and Machinery and Practice note 1 Plant and Machinery | Flues and Ducts | Referencer to identify on site | NOTE: Unlined chimney stack approximately 33% less. | photo missing (see 32F30A) | photo missing (see 32F30A) | 10039 |  | Each | 40m | 3 - INDUSTRIAL | David Grace | Jim Allen | #N/A | Option 2 | ERROR | 0% | 0 | 0 | 0% | 0% | 0 | 0% | ERC Over-ridden | Ian Walker | VOA_GPN_GOV_UK\7231506 | 2021-01-28 | Low | Blue | Low | This ERC is at medium risk due to forming part of a larger hereditament. Lack of evidence due to unable to source new evidence/cost information to support the review of the ERC. There are only a few UK based specialist industrial chimney manufacturers and installers with many UK based firms that once manufactured and supplied industrial chimneys now undertaking inspection and repairs only. The manufacturers/installers contacted have either not responded or when chased by telephone advised they will reply in a couple of days, but still no response. Emailed James Allen, VP facilitator for industrial contractors test valuations, Industrial Crown and Commercial Team confirming via email 05/11/2020 advising that due to lack of response from manufacturers/installers this category will have to be indexed. James Allen confirmed this category of multi-flues are hardly used by the valuers. A rate/lin.m. is always preferred by the valuers rather than a lump sum, therefore, this code tends to be used infrequently by the valuers. In terms of Rateable and Non-Rateable elements I have referenced the valuer back to the relevant section of the Rating Manual for further guidance. Determining whether or not an element is rateable is a matter of law and the valuer should be able to apply their own specialist knowledge of Rating to current legislation to determine if an element is rateable or not. This is beyond the scope of the Cost Guide. | - | Redirected to code as suggested. Nil cost on this code now. | NA | SPONS Civils | 1.56 | (BEAMS Note 2) The ERC for this item should be added to all other rateable items on the hereditament (except land). Therefore the total of the ERC of the other Building Items and the P&M ERC (where applicable) to enable the correct contract size adjustment to be made. ERC of Building Component + ERC of P&M = Total ERC to which contract size adjustment should be applied. The appropriate % adjustment should be made in accordance with the scale for contract size adjustment specified under section 6 of the RCG 2021 Guidance notes. The currency ERC rates are set at £4m (Four Million Pounds) @ 1st April 2019 (AVD) for the RCG 2021 Publication. | photo missing (see 32F30A) | photo missing (see 32F30A) | 2 | TRUE
682 | 32F64C | 9821 | 32F64C | Chimneys | Multiple Chimney Stacks | Steel Self-supporting lined - 2m diameter at base | 40m high including foundations | 5 nr | Duplicate of Code 32F56C - Self-supporting steel flue stacks. Circular in cross-section, tall and slender tapering towards the top of the stack. Usually lined to provide heat insulation protection to the steel structure, level of insulation dependent upon the temperatures of the flue. See Variations for unlined stacks. | Location Adjustment Applicable (See Guidance Notes) - ERC = UK mean of 1.00 | (BEAMS Note 2) The ERC for this item should be added to all other rateable items on the hereditament (except land). Therefore the total of the ERC of the other Building Items and the P&M ERC (where applicable) to enable the correct contract size adjustment to be made. ERC of Building Component + ERC of P&M = Total ERC to which contract size adjustment should be applied. The appropriate % adjustment should be made in accordance with the scale for contract size adjustment specified under section 6 of the RCG 2023 Guidance notes. The currency ERC rates are set at £4m (Four Million Pounds) @ 1st April 2021 (AVD) for the RCG 2023 Publication. | Cost is per complete multiple flue stack installation above ground level. Cost does not include foundation bases, Aviation Warning Lights, access ladders or platforms. Please refer to separate RCG Category for Foundation Bases Code 30001F >500cu.m. or 300045 50cu.m. - 250cu.m. For Aviation lights see Chimney Accessory RCG code 32F15S1. For Access ladders see Chimney Accessory RCG codes 32F15S2 30m high or 32F15S3 60m High. For Lightning conductors see Separate RCG Category for Lightning Conductors. | Request copies of plans and annual mandatory inspection reports. Ascertain base diameter and height. Identify presence of aviation warning lights, lightning conductors, obtain photograph of chimney stack and overall view of base. Note any adjacent and associated plant & machinery suchs as flues, ducts etc | Refer to Rating Manual Part 5 Plant and Machinery and Practice note 1 Plant and Machinery | Refer to Rating Manual Part 5 Plant and Machinery and Practice note 1 Plant and Machinery | Flues and Ducts | Referencer to identify on site | NOTE: Unlined chimney stack approximately 33% less. | photo missing (see 32F30A) | photo missing (see 32F30A) | 10039 |  | Each | 40m | 3 - INDUSTRIAL | David Grace | Jim Allen | #N/A | Option 2 | ERROR | 0% | 0 | 0 | 0% | 0% | 0 | 0% | ERC Over-ridden | Ian Walker | VOA_GPN_GOV_UK\7231506 | 2021-01-28 | Low | Blue | Low | This ERC is at medium risk due to forming part of a larger hereditament. Lack of evidence due to unable to source new evidence/cost information to support the review of the ERC. There are only a few UK based specialist industrial chimney manufacturers and installers with many UK based firms that once manufactured and supplied industrial chimneys now undertaking inspection and repairs only. The manufacturers/installers contacted have either not responded or when chased by telephone advised they will reply in a couple of days, but still no response. Emailed James Allen, VP facilitator for industrial contractors test valuations, Industrial Crown and Commercial Team confirming via email 05/11/2020 advising that due to lack of response from manufacturers/installers this category will have to be indexed. James Allen confirmed this category of multi-flues are hardly used by the valuers. A rate/lin.m. is always preferred by the valuers rather than a lump sum, therefore, this code tends to be used infrequently by the valuers. In terms of Rateable and Non-Rateable elements I have referenced the valuer back to the relevant section of the Rating Manual for further guidance. Determining whether or not an element is rateable is a matter of law and the valuer should be able to apply their own specialist knowledge of Rating to current legislation to determine if an element is rateable or not. This is beyond the scope of the Cost Guide. | - | Redirected to code as suggested. Nil cost on this code now. | NA | SPONS Civils | 1.56 | (BEAMS Note 2) The ERC for this item should be added to all other rateable items on the hereditament (except land). Therefore the total of the ERC of the other Building Items and the P&M ERC (where applicable) to enable the correct contract size adjustment to be made. ERC of Building Component + ERC of P&M = Total ERC to which contract size adjustment should be applied. The appropriate % adjustment should be made in accordance with the scale for contract size adjustment specified under section 6 of the RCG 2021 Guidance notes. The currency ERC rates are set at £4m (Four Million Pounds) @ 1st April 2019 (AVD) for the RCG 2021 Publication. | photo missing (see 32F30A) | photo missing (see 32F30A) | 2 | TRUE
683 | 32F65A | 9822 | 32F65A | Chimneys | Multiple Chimney Stacks | Steel Self-supporting lined - 2m diameter at base | 45m high including foundations | 4 nr | Self-supporting steel flue stacks. Circular in cross-section, tall and slender tapering towards the top of the stack. Usually lined to provide heat insulation protection to the steel structure, level of insulation dependent upon the temperatures of the flue. See Variations for unlined stacks. | Location Adjustment Applicable (See Guidance Notes) - ERC = UK mean of 1.00 | (BEAMS Note 2) The ERC for this item should be added to all other rateable items on the hereditament (except land). Therefore the total of the ERC of the other Building Items and the P&M ERC (where applicable) to enable the correct contract size adjustment to be made. ERC of Building Component + ERC of P&M = Total ERC to which contract size adjustment should be applied. The appropriate % adjustment should be made in accordance with the scale for contract size adjustment specified under section 6 of the RCG 2023 Guidance notes. The currency ERC rates are set at £4m (Four Million Pounds) @ 1st April 2021 (AVD) for the RCG 2023 Publication. | Cost is per complete multiple flue stack installation above ground level. Cost does not include foundation bases, Aviation Warning Lights, access ladders or platforms. Please refer to separate RCG Category for Foundation Bases Code 30001F >500cu.m. or 300045 50cu.m. - 250cu.m. For Aviation lights see Chimney Accessory RCG code 32F15S1. For Access ladders see Chimney Accessory RCG codes 32F15S2 30m high or 32F15S3 60m High. For Lightning conductors see Separate RCG Category for Lightning Conductors. | Request copies of plans and annual mandatory inspection reports. Ascertain base diameter and height. Identify presence of aviation warning lights, lightning conductors, obtain photograph of chimney stack and overall view of base. Note any adjacent and associated plant & machinery suchs as flues, ducts etc | Refer to Rating Manual Part 5 Plant and Machinery and Practice note 1 Plant and Machinery | Refer to Rating Manual Part 5 Plant and Machinery and Practice note 1 Plant and Machinery | Flues and Ducts | Referencer to identify on site | NOTE: Unlined chimney stack approximately 33% less. | photo missing (see 32F30A) | photo missing (see 32F30A) | - |  | Each | 45m | 3 - INDUSTRIAL | David Grace | Jim Allen | #N/A | Option 2 | ERROR | 0% | 873093 | 607688.8844 | 0% | 0% | 607688.8844 | 0% | ERC Over-ridden | Ian Walker | VOA_GPN_GOV_UK\7231506 | 2021-01-28 | - | Blue | Low | This ERC is at medium risk due to forming part of a larger hereditament. Lack of evidence due to unable to source new evidence/cost information to support the review of the ERC. There are only a few UK based specialist industrial chimney manufacturers and installers with many UK based firms that once manufactured and supplied industrial chimneys now undertaking inspection and repairs only. The manufacturers/installers contacted have either not responded or when chased by telephone advised they will reply in a couple of days, but still no response. Emailed James Allen, VP facilitator for industrial contractors test valuations, Industrial Crown and Commercial Team confirming via email 05/11/2020 advising that due to lack of response from manufacturers/installers this category will have to be indexed. James Allen confirmed this category of multi-flues are hardly used by the valuers. A rate/lin.m. is always preferred by the valuers rather than a lump sum, therefore, this code tends to be used infrequently by the valuers. In terms of Rateable and Non-Rateable elements I have referenced the valuer back to the relevant section of the Rating Manual for further guidance. Determining whether or not an element is rateable is a matter of law and the valuer should be able to apply their own specialist knowledge of Rating to current legislation to determine if an element is rateable or not. This is beyond the scope of the Cost Guide. | - | Minor tweaks to order of description for readability. | NA | SPONS Civils | 1.56 | (BEAMS Note 2) The ERC for this item should be added to all other rateable items on the hereditament (except land). Therefore the total of the ERC of the other Building Items and the P&M ERC (where applicable) to enable the correct contract size adjustment to be made. ERC of Building Component + ERC of P&M = Total ERC to which contract size adjustment should be applied. The appropriate % adjustment should be made in accordance with the scale for contract size adjustment specified under section 6 of the RCG 2021 Guidance notes. The currency ERC rates are set at £4m (Four Million Pounds) @ 1st April 2019 (AVD) for the RCG 2021 Publication. | photo missing (see 32F30A) | photo missing (see 32F30A) | 2 | TRUE
684 | 32F65C | 9823 | 32F65C | Chimneys | Multiple Chimney Stacks | Steel Self-supporting lined - 2m diameter at base | 45m high including foundations | 5 nr | Self-supporting steel flue stacks. Circular in cross-section, tall and slender tapering towards the top of the stack. Usually lined to provide heat insulation protection to the steel structure, level of insulation dependent upon the temperatures of the flue. See Variations for unlined stacks. | Location Adjustment Applicable (See Guidance Notes) - ERC = UK mean of 1.00 | (BEAMS Note 2) The ERC for this item should be added to all other rateable items on the hereditament (except land). Therefore the total of the ERC of the other Building Items and the P&M ERC (where applicable) to enable the correct contract size adjustment to be made. ERC of Building Component + ERC of P&M = Total ERC to which contract size adjustment should be applied. The appropriate % adjustment should be made in accordance with the scale for contract size adjustment specified under section 6 of the RCG 2023 Guidance notes. The currency ERC rates are set at £4m (Four Million Pounds) @ 1st April 2021 (AVD) for the RCG 2023 Publication. | Cost is per complete multiple flue stack installation above ground level. Cost does not include foundation bases, Aviation Warning Lights, access ladders or platforms. Please refer to separate RCG Category for Foundation Bases Code 30001F >500cu.m. or 300045 50cu.m. - 250cu.m. For Aviation lights see Chimney Accessory RCG code 32F15S1. For Access ladders see Chimney Accessory RCG codes 32F15S2 30m high or 32F15S3 60m High. For Lightning conductors see Separate RCG Category for Lightning Conductors. | Request copies of plans and annual mandatory inspection reports. Ascertain base diameter and height. Identify presence of aviation warning lights, lightning conductors, obtain photograph of chimney stack and overall view of base. Note any adjacent and associated plant & machinery suchs as flues, ducts etc | Refer to Rating Manual Part 5 Plant and Machinery and Practice note 1 Plant and Machinery | Refer to Rating Manual Part 5 Plant and Machinery and Practice note 1 Plant and Machinery | Flues and Ducts | Referencer to identify on site | NOTE: Unlined chimney stack approximately 33% less. | photo missing (see 32F30A) | photo missing (see 32F30A) | - |  | Each | 45m | 3 - INDUSTRIAL | David Grace | Jim Allen | #N/A | Option 2 | ERROR | 0% | 1091365 | 759610.2354 | 0% | 0% | 759610.2354 | 0% | ERC Over-ridden | Ian Walker | VOA_GPN_GOV_UK\7231506 | 2021-01-28 | Low | Blue | Low | This ERC is at medium risk due to forming part of a larger hereditament. Lack of evidence due to unable to source new evidence/cost information to support the review of the ERC. There are only a few UK based specialist industrial chimney manufacturers and installers with many UK based firms that once manufactured and supplied industrial chimneys now undertaking inspection and repairs only. The manufacturers/installers contacted have either not responded or when chased by telephone advised they will reply in a couple of days, but still no response. Emailed James Allen, VP facilitator for industrial contractors test valuations, Industrial Crown and Commercial Team confirming via email 05/11/2020 advising that due to lack of response from manufacturers/installers this category will have to be indexed. James Allen confirmed this category of multi-flues are hardly used by the valuers. A rate/lin.m. is always preferred by the valuers rather than a lump sum, therefore, this code tends to be used infrequently by the valuers. In terms of Rateable and Non-Rateable elements I have referenced the valuer back to the relevant section of the Rating Manual for further guidance. Determining whether or not an element is rateable is a matter of law and the valuer should be able to apply their own specialist knowledge of Rating to current legislation to determine if an element is rateable or not. This is beyond the scope of the Cost Guide. | - | Minor tweaks to order of description for readability. | NA | SPONS Civils | 1.56 | (BEAMS Note 2) The ERC for this item should be added to all other rateable items on the hereditament (except land). Therefore the total of the ERC of the other Building Items and the P&M ERC (where applicable) to enable the correct contract size adjustment to be made. ERC of Building Component + ERC of P&M = Total ERC to which contract size adjustment should be applied. The appropriate % adjustment should be made in accordance with the scale for contract size adjustment specified under section 6 of the RCG 2021 Guidance notes. The currency ERC rates are set at £4m (Four Million Pounds) @ 1st April 2019 (AVD) for the RCG 2021 Publication. | photo missing (see 32F30A) | photo missing (see 32F30A) | 2 | TRUE
654 | 32F31A | 6761 | 32F31A | Chimneys | Multiple Flue Stacks | Steel Self-supporting lined - 1m diameter at base | 15m high including foundations | 2 nr | Self-supporting steel flue stacks. Circular in cross-section, tall and slender tapering towards the top of the stack. Usually lined to provide heat insulation protection to the steel structure, level of insulation dependent upon the temperatures of the flue. See Variations for unlined stacks. | Location Adjustment Applicable (See Guidance Notes) - ERC = UK mean of 1.00 | (BEAMS Note 2) The ERC for this item should be added to all other rateable items on the hereditament (except land). Therefore the total of the ERC of the other Building Items and the P&M ERC (where applicable) to enable the correct contract size adjustment to be made. ERC of Building Component + ERC of P&M = Total ERC to which contract size adjustment should be applied. The appropriate % adjustment should be made in accordance with the scale for contract size adjustment specified under section 6 of the RCG 2023 Guidance notes. The currency ERC rates are set at £4m (Four Million Pounds) @ 1st April 2021 (AVD) for the RCG 2023 Publication. | Cost is per metre above ground level. Cost does not include foundation bases, Aviation Warning Lights, access ladders or platforms. Please refer to separate RCG Category for Foundation Bases Code 30001F >500cu.m. or 300045 50cu.m. - 250cu.m. For Aviation lights see Chimney Accessory RCG code 32F15S1. For Access ladders see Chimney Accessory RCG codes 32F15S2 30m high or 32F15S3 60m High. For Lightning conductors see Separate RCG Category for Lightning Conductors. | Request copies of plans and annual mandatory inspection reports. Ascertain base diameter and height. Identify presence of aviation warning lights, lightning conductors, obtain photograph of chimney stack and overall view of base. Note any adjacent and associated plant & machinery suchs as flues, ducts etc | Refer to Rating Manual Part 5 Plant and Machinery and Practice note 1 Plant and Machinery | Refer to Rating Manual Part 5 Plant and Machinery and Practice note 1 Plant and Machinery | Flues and Ducts | Referencer to identify on site | NOTE: Unlined chimney stack approximately 33% less. | Photo 1 - Typical multi flue chimney. Photo 2 - Multi flue chimney. | - | 10039 |  | Each | 15m | 3 - INDUSTRIAL | David Grace | Jim Allen | 18164.0521 | Option 2 | 23827.9381 | 31.18% | 94031 | 65447.316 | 260.3% | 174.7% | 65447.316 | 260.3% | ERC Over-ridden | Ian Walker | VOA_GPN_GOV_UK\7231506 | 2021-01-25 | Low | Blue | High | This ERC is at medium risk due to forming part of a larger hereditament. Lack of evidence due to unable to source new evidence/cost information to support the review of the ERC. There are only a few UK based specialist industrial chimney manufacturers and installers with many UK based firms that once manufactured and supplied industrial chimneys now undertaking inspection and repairs only. The manufacturers/installers contacted have either not responded or when chased by telephone advised they will reply in a couple of days, but still no response. Emailed James Allen, VP facilitator for industrial contractors test valuations, Industrial Crown and Commercial Team confirming via email 05/11/2020 advising that due to lack of response from manufacturers/installers this category will have to be indexed. James Allen confirmed this category of multi-flues are hardly used by the valuers. A rate/lin.m. is always preferred by the valuers rather than a lump sum, therefore, this code tends to be used infrequently by the valuers. In terms of Rateable and Non-Rateable elements I have referenced the valuer back to the relevant section of the Rating Manual for further guidance. Determining whether or not an element is rateable is a matter of law and the valuer should be able to apply their own specialist knowledge of Rating to current legislation to determine if an element is rateable or not. This is beyond the scope of the Cost Guide. | - | Minor tweaks to order of description for readability. | NA | SPONS Civils | 1.56 | (BEAMS Note 2) The ERC for this item should be added to all other rateable items on the hereditament (except land). Therefore the total of the ERC of the other Building Items and the P&M ERC (where applicable) to enable the correct contract size adjustment to be made. ERC of Building Component + ERC of P&M = Total ERC to which contract size adjustment should be applied. The appropriate % adjustment should be made in accordance with the scale for contract size adjustment specified under section 6 of the RCG 2021 Guidance notes. The currency ERC rates are set at £4m (Four Million Pounds) @ 1st April 2019 (AVD) for the RCG 2021 Publication. | Photo 1 - Typical multi flue chimney. Photo 2 - Multi flue chimney. | - | 2 | TRUE
685 | 32F15A | 6693 | 32F15A | Chimneys | Steel | Lined self-supporting flue stack | 900mm diameter at base | Height Upto 100m | Single steel self-supporting flue stack lined internally. Thickness of steel plate assumed to be 12.00mm for flue stacks upto to 100m above ground level. Circular in cross-section usually tapering towards the top of the stack. Lined to provide heat and corrosion protection to the steel structure. Presence of lining dependent upon the temperatures of the flue and chemical composition of the fue gases. | Location Adjustment Applicable (See Guidance Notes) - ERC = UK mean of 1.00 | (BEAMS Note 2) The ERC for this item should be added to all other rateable items on the hereditament (except land). Therefore the total of the ERC of the other Building Items and the P&M ERC (where applicable) to enable the correct contract size adjustment to be made. ERC of Building Component + ERC of P&M = Total ERC to which contract size adjustment should be applied. The appropriate % adjustment should be made in accordance with the scale for contract size adjustment specified under section 6 of the RCG 2023 Guidance notes. The currency ERC rates are set at £4m (Four Million Pounds) @ 1st April 2021 (AVD) for the RCG 2023 Publication. | Cost is per metre above ground level upto a maximum height of 100m. Cost does not include foundation bases, Aviation Warning Lights, access ladders or platforms. Please refer to separate RCG Category for Foundation Bases Code 30001F >500cu.m. or 300045 50cu.m. - 250cu.m. For Aviation lights see Chimney Accessory RCG code 32F15S1. For Access ladders see Chimney Accessory RCG codes 32F15S2 30m high or 32F15S3 60m High. For Lightning conductors see Separate RCG Category for Lightning Conductors. | Request copies of plans and annual mandatory inspection reports. Ascertain base diameter and height. Identify presence of aviation warning lights, lightning conductors, obtain photograph of chimney stack and overall view of base. Note any adjacent and associated plant & machinery suchs as flues, ducts etc | Refer to Rating Manual Part 5 Plant and Machinery and Practice note 1 Plant and Machinery | Refer to Rating Manual Part 5 Plant and Machinery and Practice note 1 Plant and Machinery | Flues and Ducts | Referencer to identify on site | NOTE: | Steel: self-supporting, twin and single flue stack | - | 10040 |  | m | <100m | 3 - INDUSTRIAL | David Grace | Jim Allen | 1288.5646 | Option 2 | 1399.9811 | 8.647% | 3098.7449 | 3105.6705 | 141% | 121.8% | 3105.6705 | 141% | ERC Over-ridden | Ian Walker | VOA_GPN_GOV_UK\7231506 | 2021-07-30 | Low | Blue | High | This ERC is at medium risk due to forming part of a larger hereditament. There is a lack of reliable evidence due to unable to source new evidence/cost information to support the review of the ERC. For consistency with similar lined flue stack cost guide categories have adopted the ERC rate derived from the "Flue Liner" category for broadly similar flue stack, 32F20A, manufactured from 12mm steel plate. There are only a few UK based specialist industrial chimney manufacturers and installers with many UK based firms that once manufactured and supplied industrial chimneys now undertaking inspection and repairs only. The manufacturers/installers contacted have either not responded or when chased by telephone advised they will reply in a couple of days, but still no response. Emailed James Allen, VP facilitator for industrial contractors test valuations, Industrial Crown and Commercial Team confirming via email 05/11/2020 advising that due to lack of response from manufacturers/installers this category will have to be indexed. A rate/lin.m. is always preferred by the valuers rather than a lump sum. In terms of Rateable and Non-Rateable elements I have referenced the valuer back to the relevant section of the Rating Manual for further guidance. Determining whether or not an element is rateable is a matter of law and the valuer should be able to apply their own specialist knowledge of Rating to current legislation to determine if an element is rateable or not. This is beyond the scope of the Cost Guide. | - | Following valuer queries it appears Ian indexed the wrong code. Therefore I've over-ridden his costs and indexed 2021 costs forward. | NA | Steel | 1.56 | (BEAMS Note 2) The ERC for this item should be added to all other rateable items on the hereditament (except land). Therefore the total of the ERC of the other Building Items and the P&M ERC (where applicable) to enable the correct contract size adjustment to be made. ERC of Building Component + ERC of P&M = Total ERC to which contract size adjustment should be applied. The appropriate % adjustment should be made in accordance with the scale for contract size adjustment specified under section 6 of the RCG 2021 Guidance notes. The currency ERC rates are set at £4m (Four Million Pounds) @ 1st April 2019 (AVD) for the RCG 2021 Publication. | Steel: self-supporting, twin and single flue stack | - | 2 | TRUE
686 | 32F15F | 6694 | 32F15F | Chimneys | Steel | Lined self-supporting flue stack | 1250mm diameter at base | Height Upto 100m | Single steel self-supporting flue stack lined internally. Thickness of steel plate assumed to be 12mm for flue stacks upto to 100m above ground level. Circular in cross-section usually tapering towards the top of the stack. Lined to provide heat and corrosion protection to the steel structure. Presence of lining dependent upon the temperatures of the flue and chemical composition of the fue gases. | Location Adjustment Applicable (See Guidance Notes) - ERC = UK mean of 1.00 | (BEAMS Note 2) The ERC for this item should be added to all other rateable items on the hereditament (except land). Therefore the total of the ERC of the other Building Items and the P&M ERC (where applicable) to enable the correct contract size adjustment to be made. ERC of Building Component + ERC of P&M = Total ERC to which contract size adjustment should be applied. The appropriate % adjustment should be made in accordance with the scale for contract size adjustment specified under section 6 of the RCG 2023 Guidance notes. The currency ERC rates are set at £4m (Four Million Pounds) @ 1st April 2021 (AVD) for the RCG 2023 Publication. | Cost is per metre above ground level upto a maximum height of 100m. Cost does not include foundation bases, Aviation Warning Lights, access ladders or platforms. Please refer to separate RCG Category for Foundation Bases Code 30001F >500cu.m. or 300045 50cu.m. - 250cu.m. For Aviation lights see Chimney Accessory RCG code 32F15S1. For Access ladders see Chimney Accessory RCG codes 32F15S2 30m high or 32F15S3 60m High. For Lightning conductors see Separate RCG Category for Lightning Conductors. | Request copies of plans and annual mandatory inspection reports. Ascertain base diameter and height. Identify presence of aviation warning lights, lightning conductors, obtain photograph of chimney stack and overall view of base. Note any adjacent and associated plant & machinery suchs as flues, ducts etc | Refer to Rating Manual Part 5 Plant and Machinery and Practice note 1 Plant and Machinery | Refer to Rating Manual Part 5 Plant and Machinery and Practice note 1 Plant and Machinery | Flues and Ducts | Referencer to identify on site | NOTE: | Steel: self-supporting, twin and single flue stack | - | 10040 |  | m | <100m | 3 - INDUSTRIAL | David Grace | Jim Allen | 1605.3546 | Option 2 | 1744.1625 | 8.647% | 3504.7727 | 3512.6057 | 118.8% | 101.4% | 3512.6057 | 118.8% | ERC Over-ridden | Ian Walker | VOA_GPN_GOV_UK\7231506 | 2021-07-30 | Low | Blue | High | This ERC is at medium risk due to forming part of a larger hereditament. There is a lack of reliable evidence due to unable to source new evidence/cost information to support the review of the ERC. For consistency with similar lined flue stack cost guide categories have adopted the ERC rate derived from the "Flue Liner" category for broadly similar flue stack, 32F20C, manufactured from 12mm steel plate. There are only a few UK based specialist industrial chimney manufacturers and installers with many UK based firms that once manufactured and supplied industrial chimneys now undertaking inspection and repairs only. The manufacturers/installers contacted have either not responded or when chased by telephone advised they will reply in a couple of days, but still no response. Emailed James Allen, VP facilitator for industrial contractors test valuations, Industrial Crown and Commercial Team confirming via email 05/11/2020 advising that due to lack of response from manufacturers/installers this category will have to be indexed. A rate/lin.m. is always preferred by the valuers rather than a lump sum. In terms of Rateable and Non-Rateable elements I have referenced the valuer back to the relevant section of the Rating Manual for further guidance. Determining whether or not an element is rateable is a matter of law and the valuer should be able to apply their own specialist knowledge of Rating to current legislation to determine if an element is rateable or not. This is beyond the scope of the Cost Guide. | - | Following valuer queries it appears Ian indexed the wrong code. Therefore I've over-ridden his costs and indexed 2021 costs forward. | NA | Steel | 1.56 | (BEAMS Note 2) The ERC for this item should be added to all other rateable items on the hereditament (except land). Therefore the total of the ERC of the other Building Items and the P&M ERC (where applicable) to enable the correct contract size adjustment to be made. ERC of Building Component + ERC of P&M = Total ERC to which contract size adjustment should be applied. The appropriate % adjustment should be made in accordance with the scale for contract size adjustment specified under section 6 of the RCG 2021 Guidance notes. The currency ERC rates are set at £4m (Four Million Pounds) @ 1st April 2019 (AVD) for the RCG 2021 Publication. | Steel: self-supporting, twin and single flue stack | - | 2 | TRUE
687 | 32F15K | 6695 | 32F15K | Chimneys | Steel | Lined self-supporting flue stack | 1500mm diameter at base | Height Upto 100m | Single steel self-supporting flue stack lined internally. Thickness of steel plate assumed to be 12mm for flue stacks upto to 100m above ground level. Circular in cross-section usually tapering towards the top of the stack. Lined to provide heat and corrosion protection to the steel structure. Presence of lining dependent upon the temperatures of the flue and chemical composition of the fue gases. | Location Adjustment Applicable (See Guidance Notes) - ERC = UK mean of 1.00 | (BEAMS Note 2) The ERC for this item should be added to all other rateable items on the hereditament (except land). Therefore the total of the ERC of the other Building Items and the P&M ERC (where applicable) to enable the correct contract size adjustment to be made. ERC of Building Component + ERC of P&M = Total ERC to which contract size adjustment should be applied. The appropriate % adjustment should be made in accordance with the scale for contract size adjustment specified under section 6 of the RCG 2023 Guidance notes. The currency ERC rates are set at £4m (Four Million Pounds) @ 1st April 2021 (AVD) for the RCG 2023 Publication. | Cost is per metre above ground level upto a maximum height of 100m. Cost does not include foundation bases, Aviation Warning Lights, access ladders or platforms. Please refer to separate RCG Category for Foundation Bases Code 30001F >500cu.m. or 300045 50cu.m. - 250cu.m. For Aviation lights see Chimney Accessory RCG code 32F15S1. For Access ladders see Chimney Accessory RCG codes 32F15S2 30m high or 32F15S3 60m High. For Lightning conductors see Separate RCG Category for Lightning Conductors. | Request copies of plans and annual mandatory inspection reports. Ascertain base diameter and height. Identify presence of aviation warning lights, lightning conductors, obtain photograph of chimney stack and overall view of base. Note any adjacent and associated plant & machinery suchs as flues, ducts etc | Refer to Rating Manual Part 5 Plant and Machinery and Practice note 1 Plant and Machinery | Refer to Rating Manual Part 5 Plant and Machinery and Practice note 1 Plant and Machinery | Flues and Ducts | Referencer to identify on site | NOTE: | Steel: self-supporting, twin and single flue stack | - | 10040 |  | m | <100m | 3 - INDUSTRIAL | David Grace | Jim Allen | 1913.5827 | Option 2 | 2079.0417 | 8.647% | 3946.8448 | 3955.6658 | 106.7% | 90.26% | 3955.6658 | 106.7% | ERC Over-ridden | Ian Walker | VOA_GPN_GOV_UK\7231506 | 2021-07-30 | Low | Blue | High | This ERC is at medium risk due to forming part of a larger hereditament. There is a lack of reliable evidence due to unable to source new evidence/cost information to support the review of the ERC. For consistency with similar lined flue stack cost guide categories have adopted the ERC rate derived from the "Flue Liner" category for broadly similar flue stack, 32F20E, manufactured from 12mm steel plate. There are only a few UK based specialist industrial chimney manufacturers and installers with many UK based firms that once manufactured and supplied industrial chimneys now undertaking inspection and repairs only. The manufacturers/installers contacted have either not responded or when chased by telephone advised they will reply in a couple of days, but still no response. Emailed James Allen, VP facilitator for industrial contractors test valuations, Industrial Crown and Commercial Team confirming via email 05/11/2020 advising that due to lack of response from manufacturers/installers this category will have to be indexed. A rate/lin.m. is always preferred by the valuers rather than a lump sum. In terms of Rateable and Non-Rateable elements I have referenced the valuer back to the relevant section of the Rating Manual for further guidance. Determining whether or not an element is rateable is a matter of law and the valuer should be able to apply their own specialist knowledge of Rating to current legislation to determine if an element is rateable or not. This is beyond the scope of the Cost Guide. | - | Following valuer queries it appears Ian indexed the wrong code. Therefore I've over-ridden his costs and indexed 2021 costs forward. | NA | Steel | 1.56 | (BEAMS Note 2) The ERC for this item should be added to all other rateable items on the hereditament (except land). Therefore the total of the ERC of the other Building Items and the P&M ERC (where applicable) to enable the correct contract size adjustment to be made. ERC of Building Component + ERC of P&M = Total ERC to which contract size adjustment should be applied. The appropriate % adjustment should be made in accordance with the scale for contract size adjustment specified under section 6 of the RCG 2021 Guidance notes. The currency ERC rates are set at £4m (Four Million Pounds) @ 1st April 2019 (AVD) for the RCG 2021 Publication. | Steel: self-supporting, twin and single flue stack | - | 2 | TRUE
688 | 32F15P | 6696 | 32F15P | Chimneys | Steel | Lined self-supporting flue stack | 1800mm diameter at base | Height Upto 100m | Single steel self-supporting flue stack lined internally. Thickness of steel plate assumed to be 12mm for flue stacks upto to 100m above ground level. Circular in cross-section usually tapering towards the top of the stack. Lined to provide heat and corrosion protection to the steel structure. Presence of lining dependent upon the temperatures of the flue and chemical composition of the fue gases. | Location Adjustment Applicable (See Guidance Notes) - ERC = UK mean of 1.00 | (BEAMS Note 2) The ERC for this item should be added to all other rateable items on the hereditament (except land). Therefore the total of the ERC of the other Building Items and the P&M ERC (where applicable) to enable the correct contract size adjustment to be made. ERC of Building Component + ERC of P&M = Total ERC to which contract size adjustment should be applied. The appropriate % adjustment should be made in accordance with the scale for contract size adjustment specified under section 6 of the RCG 2023 Guidance notes. The currency ERC rates are set at £4m (Four Million Pounds) @ 1st April 2021 (AVD) for the RCG 2023 Publication. | Cost is per metre above ground level upto a maximum height of 100m. Cost does not include foundation bases, Aviation Warning Lights, access ladders or platforms. Please refer to separate RCG Category for Foundation Bases Code 30001F >500cu.m. or 300045 50cu.m. - 250cu.m. For Aviation lights see Chimney Accessory RCG code 32F15S1. For Access ladders see Chimney Accessory RCG codes 32F15S2 30m high or 32F15S3 60m High. For Lightning conductors see Separate RCG Category for Lightning Conductors. | Request copies of plans and annual mandatory inspection reports. Ascertain base diameter and height. Identify presence of aviation warning lights, lightning conductors, obtain photograph of chimney stack and overall view of base. Note any adjacent and associated plant & machinery suchs as flues, ducts etc | Refer to Rating Manual Part 5 Plant and Machinery and Practice note 1 Plant and Machinery | Refer to Rating Manual Part 5 Plant and Machinery and Practice note 1 Plant and Machinery | Flues and Ducts | Referencer to identify on site | NOTE: | Steel: self-supporting, twin and single flue stack | - | 10040 |  | m | <100m | 3 - INDUSTRIAL | David Grace | Jim Allen | 2208.9679 | Option 2 | 2399.9676 | 8.647% | 4172.6514 | 4181.9771 | 89.32% | 74.25% | 4181.9771 | 89.32% | ERC Over-ridden | Ian Walker | VOA_GPN_GOV_UK\7231506 | 2021-07-30 | Low | Blue | High | This ERC is at medium risk due to forming part of a larger hereditament. There is a lack of reliable evidence due to unable to source new evidence/cost information to support the review of the ERC. For consistency with similar lined flue stack cost guide categories have adopted the ERC rate derived from the "Flue Liner" category for broadly similar flue stack, 32F20F, manufactured from 12mm steel plate. There are only a few UK based specialist industrial chimney manufacturers and installers with many UK based firms that once manufactured and supplied industrial chimneys now undertaking inspection and repairs only. The manufacturers/installers contacted have either not responded or when chased by telephone advised they will reply in a couple of days, but still no response. Emailed James Allen, VP facilitator for industrial contractors test valuations, Industrial Crown and Commercial Team confirming via email 05/11/2020 advising that due to lack of response from manufacturers/installers this category will have to be indexed. A rate/lin.m. is always preferred by the valuers rather than a lump sum. In terms of Rateable and Non-Rateable elements I have referenced the valuer back to the relevant section of the Rating Manual for further guidance. Determining whether or not an element is rateable is a matter of law and the valuer should be able to apply their own specialist knowledge of Rating to current legislation to determine if an element is rateable or not. This is beyond the scope of the Cost Guide. | - | Following valuer queries it appears Ian indexed the wrong code. Therefore I've over-ridden his costs and indexed 2021 costs forward. | NA | Steel | 1.56 | (BEAMS Note 2) The ERC for this item should be added to all other rateable items on the hereditament (except land). Therefore the total of the ERC of the other Building Items and the P&M ERC (where applicable) to enable the correct contract size adjustment to be made. ERC of Building Component + ERC of P&M = Total ERC to which contract size adjustment should be applied. The appropriate % adjustment should be made in accordance with the scale for contract size adjustment specified under section 6 of the RCG 2021 Guidance notes. The currency ERC rates are set at £4m (Four Million Pounds) @ 1st April 2019 (AVD) for the RCG 2021 Publication. | Steel: self-supporting, twin and single flue stack | - | 2 | TRUE
689 | 32F15Y | 9534 | 32F15Y | Chimneys | Steel | Lined self-supporting flue stack | 2100mm diameter at base | Height Upto 100m | Single steel self-supporting flue stack lined internally. Thickness of steel plate assumed to be 12mm for flue stacks upto to 100m above ground level. Circular in cross-section usually tapering towards the top of the stack. Lined to provide heat and corrosion protection to the steel structure. Presence of lining dependent upon the temperatures of the flue and chemical composition of the fue gases. | Location Adjustment Applicable (See Guidance Notes) - ERC = UK mean of 1.00 | (BEAMS Note 2) The ERC for this item should be added to all other rateable items on the hereditament (except land). Therefore the total of the ERC of the other Building Items and the P&M ERC (where applicable) to enable the correct contract size adjustment to be made. ERC of Building Component + ERC of P&M = Total ERC to which contract size adjustment should be applied. The appropriate % adjustment should be made in accordance with the scale for contract size adjustment specified under section 6 of the RCG 2023 Guidance notes. The currency ERC rates are set at £4m (Four Million Pounds) @ 1st April 2021 (AVD) for the RCG 2023 Publication. | Cost is per metre above ground level upto a maximum height of 100m. Cost does not include foundation bases, Aviation Warning Lights, access ladders or platforms. Please refer to separate RCG Category for Foundation Bases Code 30001F >500cu.m. or 300045 50cu.m. - 250cu.m. For Aviation lights see Chimney Accessory RCG code 32F15S1. For Access ladders see Chimney Accessory RCG codes 32F15S2 30m high or 32F15S3 60m High. For Lightning conductors see Separate RCG Category for Lightning Conductors. | Request copies of plans and annual mandatory inspection reports. Ascertain base diameter and height. Identify presence of aviation warning lights, lightning conductors, obtain photograph of chimney stack and overall view of base. Note any adjacent and associated plant & machinery suchs as flues, ducts etc | Refer to Rating Manual Part 5 Plant and Machinery and Practice note 1 Plant and Machinery | Refer to Rating Manual Part 5 Plant and Machinery and Practice note 1 Plant and Machinery | Flues and Ducts | Referencer to identify on site | NOTE: | photo missing (see 32F15A) | photo missing (see 32F15A) | 10040 |  | m | <100m | 3 - INDUSTRIAL | David Grace | Jim Allen | #N/A | Option 2 | ERROR | 0% | 4466.3059 | 4476.2879 | 0% | 0% | 4476.2879 | 0% | ERC Over-ridden | Ian Walker | VOA_GPN_GOV_UK\7231506 | 2021-01-28 | Low | Blue | High | This ERC is at medium risk due to forming part of a larger hereditament. There is a lack of reliable evidence due to unable to source new evidence/cost information to support the review of the ERC. For consistency with similar lined flue stack cost guide categories have adopted the average ERC rate derived from the "Flue Liner" category for broadly similar flue stacks, 32F20G and 32F20K, manufactured from 12mm steel plate. There are only a few UK based specialist industrial chimney manufacturers and installers with many UK based firms that once manufactured and supplied industrial chimneys now undertaking inspection and repairs only. The manufacturers/installers contacted have either not responded or when chased by telephone advised they will reply in a couple of days, but still no response. Emailed James Allen, VP facilitator for industrial contractors test valuations, Industrial Crown and Commercial Team confirming via email 05/11/2020 advising that due to lack of response from manufacturers/installers this category will have to be indexed. A rate/lin.m. is always preferred by the valuers rather than a lump sum. In terms of Rateable and Non-Rateable elements I have referenced the valuer back to the relevant section of the Rating Manual for further guidance. Determining whether or not an element is rateable is a matter of law and the valuer should be able to apply their own specialist knowledge of Rating to current legislation to determine if an element is rateable or not. This is beyond the scope of the Cost Guide. | - | - | NA | Steel | 1.56 | (BEAMS Note 2) The ERC for this item should be added to all other rateable items on the hereditament (except land). Therefore the total of the ERC of the other Building Items and the P&M ERC (where applicable) to enable the correct contract size adjustment to be made. ERC of Building Component + ERC of P&M = Total ERC to which contract size adjustment should be applied. The appropriate % adjustment should be made in accordance with the scale for contract size adjustment specified under section 6 of the RCG 2021 Guidance notes. The currency ERC rates are set at £4m (Four Million Pounds) @ 1st April 2019 (AVD) for the RCG 2021 Publication. | photo missing (see 32F15A) | photo missing (see 32F15A) | 2 | TRUE
690 | 32F15Z | 9535 | 32F15Z | Chimneys | Steel | Lined self-supporting flue stack | 2600mm diameter at base | Height Upto 100m | Single steel self-supporting flue stack lined internally. Thickness of steel plate assumed to be 12mm for flue stacks upto to 100m above ground level. Circular in cross-section usually tapering towards the top of the stack. Lined to provide heat and corrosion protection to the steel structure. Presence of lining dependent upon the temperatures of the flue and chemical composition of the fue gases. | Location Adjustment Applicable (See Guidance Notes) - ERC = UK mean of 1.00 | (BEAMS Note 2) The ERC for this item should be added to all other rateable items on the hereditament (except land). Therefore the total of the ERC of the other Building Items and the P&M ERC (where applicable) to enable the correct contract size adjustment to be made. ERC of Building Component + ERC of P&M = Total ERC to which contract size adjustment should be applied. The appropriate % adjustment should be made in accordance with the scale for contract size adjustment specified under section 6 of the RCG 2023 Guidance notes. The currency ERC rates are set at £4m (Four Million Pounds) @ 1st April 2021 (AVD) for the RCG 2023 Publication. | Cost is per metre above ground level upto a maximum height of 100m. Cost does not include foundation bases, Aviation Warning Lights, access ladders or platforms. Please refer to separate RCG Category for Foundation Bases Code 30001F >500cu.m. or 300045 50cu.m. - 250cu.m. For Aviation lights see Chimney Accessory RCG code 32F15S1. For Access ladders see Chimney Accessory RCG codes 32F15S2 30m high or 32F15S3 60m High. For Lightning conductors see Separate RCG Category for Lightning Conductors. | Request copies of plans and annual mandatory inspection reports. Ascertain base diameter and height. Identify presence of aviation warning lights, lightning conductors, obtain photograph of chimney stack and overall view of base. Note any adjacent and associated plant & machinery suchs as flues, ducts etc | Refer to Rating Manual Part 5 Plant and Machinery and Practice note 1 Plant and Machinery | Refer to Rating Manual Part 5 Plant and Machinery and Practice note 1 Plant and Machinery | Flues and Ducts | Referencer to identify on site | NOTE: | photo missing (see 32F15A) | photo missing (see 32F15A) | 10040 |  | m | <100m | 3 - INDUSTRIAL | David Grace | Jim Allen | #N/A | Option 2 | ERROR | 0% | 4719.2468 | 4729.7941 | 0% | 0% | 4729.7941 | 0% | ERC Over-ridden | Ian Walker | VOA_GPN_GOV_UK\7231506 | 2021-01-28 | Low | Blue | High | This ERC is at medium risk due to forming part of a larger hereditament. There is a lack of reliable evidence due to unable to source new evidence/cost information to support the review of the ERC. For consistency with similar lined flue stack cost guide categories have adopted the average ERC rate derived from the "Flue Liner" category for broadly similar flue stacks, 32F20M and 32F20P, manufactured from 12mm steel plate. There are only a few UK based specialist industrial chimney manufacturers and installers with many UK based firms that once manufactured and supplied industrial chimneys now undertaking inspection and repairs only. The manufacturers/installers contacted have either not responded or when chased by telephone advised they will reply in a couple of days, but still no response. Emailed James Allen, VP facilitator for industrial contractors test valuations, Industrial Crown and Commercial Team confirming via email 05/11/2020 advising that due to lack of response from manufacturers/installers this category will have to be indexed. A rate/lin.m. is always preferred by the valuers rather than a lump sum. In terms of Rateable and Non-Rateable elements I have referenced the valuer back to the relevant section of the Rating Manual for further guidance. Determining whether or not an element is rateable is a matter of law and the valuer should be able to apply their own specialist knowledge of Rating to current legislation to determine if an element is rateable or not. This is beyond the scope of the Cost Guide. | - | Ian had used the old TPI of 350, I have adjusted back to 322. | NA | Steel | 1.56 | (BEAMS Note 2) The ERC for this item should be added to all other rateable items on the hereditament (except land). Therefore the total of the ERC of the other Building Items and the P&M ERC (where applicable) to enable the correct contract size adjustment to be made. ERC of Building Component + ERC of P&M = Total ERC to which contract size adjustment should be applied. The appropriate % adjustment should be made in accordance with the scale for contract size adjustment specified under section 6 of the RCG 2021 Guidance notes. The currency ERC rates are set at £4m (Four Million Pounds) @ 1st April 2019 (AVD) for the RCG 2021 Publication. | photo missing (see 32F15A) | photo missing (see 32F15A) | 2 | TRUE
691 | 32F14A | 6689 | 32F14A | Chimneys | Steel | Unlined self-supporting flue stack | 900mm diameter at base | Height Upto 100m | Single steel self-supporting flue stack lined internally. Thickness of steel plate assumed to be 12.00mm for flue stacks upto to 100m above ground level. Circular in cross-section usually tapering towards the top of the stack. Lined to provide heat and corrosion protection to the steel structure. Presence of lining dependent upon the temperatures of the flue and chemical composition of the fue gases. | Location Adjustment Applicable (See Guidance Notes) - ERC = UK mean of 1.00 | (BEAMS Note 2) The ERC for this item should be added to all other rateable items on the hereditament (except land). Therefore the total of the ERC of the other Building Items and the P&M ERC (where applicable) to enable the correct contract size adjustment to be made. ERC of Building Component + ERC of P&M = Total ERC to which contract size adjustment should be applied. The appropriate % adjustment should be made in accordance with the scale for contract size adjustment specified under section 6 of the RCG 2023 Guidance notes. The currency ERC rates are set at £4m (Four Million Pounds) @ 1st April 2021 (AVD) for the RCG 2023 Publication. | Cost is per metre above ground level upto a maximum height of 100m. Cost does not include foundation bases, Aviation Warning Lights, access ladders or platforms. Please refer to separate RCG Category for Foundation Bases Code 30001F >500cu.m. or 300045 50cu.m. - 250cu.m. For Aviation lights see Chimney Accessory RCG code 32F15S1. For Access ladders see Chimney Accessory RCG codes 32F15S2 30m high or 32F15S3 60m High. For Lightning conductors see Separate RCG Category for Lightning Conductors. | Request copies of plans and annual mandatory inspection reports. Ascertain base diameter and height. Identify presence of aviation warning lights, lightning conductors, obtain photograph of chimney stack and overall view of base. Note any adjacent and associated plant & machinery suchs as flues, ducts etc | Refer to Rating Manual Part 5 Plant and Machinery and Practice note 1 Plant and Machinery | Refer to Rating Manual Part 5 Plant and Machinery and Practice note 1 Plant and Machinery | Flues and Ducts | Referencer to identify on site | NOTE: | Steel: self-supporting, twin and single flue stack | - | 10040 |  | m | <100m | 3 - INDUSTRIAL | David Grace | Jim Allen | 886.1557 | Option 2 | 962.7777 | 8.647% | 1399.3648 | 1402.4923 | 58.27% | 45.67% | 1402.4923 | 58.27% | ERC Over-ridden | Ian Walker | VOA_GPN_GOV_UK\7231506 | 2021-01-28 | Low | Blue | High | This ERC is at medium risk due to forming part of a larger hereditament. There is a lack of reliable evidence due to unable to source new evidence/cost information to support the review of the ERC. For consistency with similar lined flue stack cost guide categories have adopted the ERC rate derived from the "Flue Liner" category for broadly similar flue stack, 32F20A, manufactured from 12mm steel plate. There are only a few UK based specialist industrial chimney manufacturers and installers with many UK based firms that once manufactured and supplied industrial chimneys now undertaking inspection and repairs only. The manufacturers/installers contacted have either not responded or when chased by telephone advised they will reply in a couple of days, but still no response. Emailed James Allen, VP facilitator for industrial contractors test valuations, Industrial Crown and Commercial Team confirming via email 05/11/2020 advising that due to lack of response from manufacturers/installers this category will have to be indexed. A rate/lin.m. is always preferred by the valuers rather than a lump sum. In terms of Rateable and Non-Rateable elements I have referenced the valuer back to the relevant section of the Rating Manual for further guidance. Determining whether or not an element is rateable is a matter of law and the valuer should be able to apply their own specialist knowledge of Rating to current legislation to determine if an element is rateable or not. This is beyond the scope of the Cost Guide. | - | - | NA | Steel | 1.56 | (BEAMS Note 2) The ERC for this item should be added to all other rateable items on the hereditament (except land). Therefore the total of the ERC of the other Building Items and the P&M ERC (where applicable) to enable the correct contract size adjustment to be made. ERC of Building Component + ERC of P&M = Total ERC to which contract size adjustment should be applied. The appropriate % adjustment should be made in accordance with the scale for contract size adjustment specified under section 6 of the RCG 2021 Guidance notes. The currency ERC rates are set at £4m (Four Million Pounds) @ 1st April 2019 (AVD) for the RCG 2021 Publication. | Steel: self-supporting, twin and single flue stack | - | 2 | TRUE
692 | 32F14F | 6690 | 32F14F | Chimneys | Steel | Unlined self-supporting flue stack | 1250mm diameter at base | Height Upto 100m | Single steel self-supporting flue stack lined internally. Thickness of steel plate assumed to be 12mm for flue stacks upto to 100m above ground level. Circular in cross-section usually tapering towards the top of the stack. Lined to provide heat and corrosion protection to the steel structure. Presence of lining dependent upon the temperatures of the flue and chemical composition of the fue gases. | Location Adjustment Applicable (See Guidance Notes) - ERC = UK mean of 1.00 | (BEAMS Note 2) The ERC for this item should be added to all other rateable items on the hereditament (except land). Therefore the total of the ERC of the other Building Items and the P&M ERC (where applicable) to enable the correct contract size adjustment to be made. ERC of Building Component + ERC of P&M = Total ERC to which contract size adjustment should be applied. The appropriate % adjustment should be made in accordance with the scale for contract size adjustment specified under section 6 of the RCG 2023 Guidance notes. The currency ERC rates are set at £4m (Four Million Pounds) @ 1st April 2021 (AVD) for the RCG 2023 Publication. | Cost is per metre above ground level upto a maximum height of 100m. Cost does not include foundation bases, Aviation Warning Lights, access ladders or platforms. Please refer to separate RCG Category for Foundation Bases Code 30001F >500cu.m. or 300045 50cu.m. - 250cu.m. For Aviation lights see Chimney Accessory RCG code 32F15S1. For Access ladders see Chimney Accessory RCG codes 32F15S2 30m high or 32F15S3 60m High. For Lightning conductors see Separate RCG Category for Lightning Conductors. | Request copies of plans and annual mandatory inspection reports. Ascertain base diameter and height. Identify presence of aviation warning lights, lightning conductors, obtain photograph of chimney stack and overall view of base. Note any adjacent and associated plant & machinery suchs as flues, ducts etc | Refer to Rating Manual Part 5 Plant and Machinery and Practice note 1 Plant and Machinery | Refer to Rating Manual Part 5 Plant and Machinery and Practice note 1 Plant and Machinery | Flues and Ducts | Referencer to identify on site | NOTE: | Steel: self-supporting, twin and single flue stack | - | 10040 |  | m | <100m | 3 - INDUSTRIAL | David Grace | Jim Allen | 1065.9554 | Option 2 | 1158.1239 | 8.647% | 1683.4782 | 1687.2407 | 58.28% | 45.69% | 1687.2407 | 58.28% | ERC Over-ridden | Ian Walker | VOA_GPN_GOV_UK\7231506 | 2021-01-28 | Low | Blue | High | This ERC is at medium risk due to forming part of a larger hereditament. There is a lack of reliable evidence due to unable to source new evidence/cost information to support the review of the ERC. For consistency with similar lined flue stack cost guide categories have adopted the ERC rate derived from the "Flue Liner" category for broadly similar flue stack, 32F20C, manufactured from 12mm steel plate. There are only a few UK based specialist industrial chimney manufacturers and installers with many UK based firms that once manufactured and supplied industrial chimneys now undertaking inspection and repairs only. The manufacturers/installers contacted have either not responded or when chased by telephone advised they will reply in a couple of days, but still no response. Emailed James Allen, VP facilitator for industrial contractors test valuations, Industrial Crown and Commercial Team confirming via email 05/11/2020 advising that due to lack of response from manufacturers/installers this category will have to be indexed. A rate/lin.m. is always preferred by the valuers rather than a lump sum. In terms of Rateable and Non-Rateable elements I have referenced the valuer back to the relevant section of the Rating Manual for further guidance. Determining whether or not an element is rateable is a matter of law and the valuer should be able to apply their own specialist knowledge of Rating to current legislation to determine if an element is rateable or not. This is beyond the scope of the Cost Guide. | - | - | NA | Steel | 1.56 | (BEAMS Note 2) The ERC for this item should be added to all other rateable items on the hereditament (except land). Therefore the total of the ERC of the other Building Items and the P&M ERC (where applicable) to enable the correct contract size adjustment to be made. ERC of Building Component + ERC of P&M = Total ERC to which contract size adjustment should be applied. The appropriate % adjustment should be made in accordance with the scale for contract size adjustment specified under section 6 of the RCG 2021 Guidance notes. The currency ERC rates are set at £4m (Four Million Pounds) @ 1st April 2019 (AVD) for the RCG 2021 Publication. | Steel: self-supporting, twin and single flue stack | - | 2 | TRUE
693 | 32F14K | 6691 | 32F14K | Chimneys | Steel | Unlined self-supporting flue stack | 1500mm diameter at base | Height Upto 100m | Single steel self-supporting flue stack lined internally. Thickness of steel plate assumed to be 12mm for flue stacks upto to 100m above ground level. Circular in cross-section usually tapering towards the top of the stack. Lined to provide heat and corrosion protection to the steel structure. Presence of lining dependent upon the temperatures of the flue and chemical composition of the fue gases. | Location Adjustment Applicable (See Guidance Notes) - ERC = UK mean of 1.00 | (BEAMS Note 2) The ERC for this item should be added to all other rateable items on the hereditament (except land). Therefore the total of the ERC of the other Building Items and the P&M ERC (where applicable) to enable the correct contract size adjustment to be made. ERC of Building Component + ERC of P&M = Total ERC to which contract size adjustment should be applied. The appropriate % adjustment should be made in accordance with the scale for contract size adjustment specified under section 6 of the RCG 2023 Guidance notes. The currency ERC rates are set at £4m (Four Million Pounds) @ 1st April 2021 (AVD) for the RCG 2023 Publication. | Cost is per metre above ground level upto a maximum height of 100m. Cost does not include foundation bases, Aviation Warning Lights, access ladders or platforms. Please refer to separate RCG Category for Foundation Bases Code 30001F >500cu.m. or 300045 50cu.m. - 250cu.m. For Aviation lights see Chimney Accessory RCG code 32F15S1. For Access ladders see Chimney Accessory RCG codes 32F15S2 30m high or 32F15S3 60m High. For Lightning conductors see Separate RCG Category for Lightning Conductors. | Request copies of plans and annual mandatory inspection reports. Ascertain base diameter and height. Identify presence of aviation warning lights, lightning conductors, obtain photograph of chimney stack and overall view of base. Note any adjacent and associated plant & machinery suchs as flues, ducts etc | Refer to Rating Manual Part 5 Plant and Machinery and Practice note 1 Plant and Machinery | Refer to Rating Manual Part 5 Plant and Machinery and Practice note 1 Plant and Machinery | Flues and Ducts | Referencer to identify on site | NOTE: | Steel: self-supporting, twin and single flue stack | - | 10040 |  | m | <100m | 3 - INDUSTRIAL | David Grace | Jim Allen | 1254.3171 | Option 2 | 1362.7723 | 8.647% | 1981.3733 | 1985.8016 | 58.32% | 45.72% | 1985.8016 | 58.32% | ERC Over-ridden | Ian Walker | VOA_GPN_GOV_UK\7231506 | 2021-01-28 | Low | Blue | High | This ERC is at medium risk due to forming part of a larger hereditament. There is a lack of reliable evidence due to unable to source new evidence/cost information to support the review of the ERC. For consistency with similar lined flue stack cost guide categories have adopted the ERC rate derived from the "Flue Liner" category for broadly similar flue stack, 32F20E, manufactured from 12mm steel plate. There are only a few UK based specialist industrial chimney manufacturers and installers with many UK based firms that once manufactured and supplied industrial chimneys now undertaking inspection and repairs only. The manufacturers/installers contacted have either not responded or when chased by telephone advised they will reply in a couple of days, but still no response. Emailed James Allen, VP facilitator for industrial contractors test valuations, Industrial Crown and Commercial Team confirming via email 05/11/2020 advising that due to lack of response from manufacturers/installers this category will have to be indexed. A rate/lin.m. is always preferred by the valuers rather than a lump sum. In terms of Rateable and Non-Rateable elements I have referenced the valuer back to the relevant section of the Rating Manual for further guidance. Determining whether or not an element is rateable is a matter of law and the valuer should be able to apply their own specialist knowledge of Rating to current legislation to determine if an element is rateable or not. This is beyond the scope of the Cost Guide. | - | - | NA | Steel | 1.56 | (BEAMS Note 2) The ERC for this item should be added to all other rateable items on the hereditament (except land). Therefore the total of the ERC of the other Building Items and the P&M ERC (where applicable) to enable the correct contract size adjustment to be made. ERC of Building Component + ERC of P&M = Total ERC to which contract size adjustment should be applied. The appropriate % adjustment should be made in accordance with the scale for contract size adjustment specified under section 6 of the RCG 2021 Guidance notes. The currency ERC rates are set at £4m (Four Million Pounds) @ 1st April 2019 (AVD) for the RCG 2021 Publication. | Steel: self-supporting, twin and single flue stack | - | 2 | TRUE
694 | 32F14P | 6692 | 32F14P | Chimneys | Steel | Unlined self-supporting flue stack | 1800mm diameter at base | Height Upto 100m | Single steel self-supporting flue stack lined internally. Thickness of steel plate assumed to be 12mm for flue stacks upto to 100m above ground level. Circular in cross-section usually tapering towards the top of the stack. Lined to provide heat and corrosion protection to the steel structure. Presence of lining dependent upon the temperatures of the flue and chemical composition of the fue gases. | Location Adjustment Applicable (See Guidance Notes) - ERC = UK mean of 1.00 | (BEAMS Note 2) The ERC for this item should be added to all other rateable items on the hereditament (except land). Therefore the total of the ERC of the other Building Items and the P&M ERC (where applicable) to enable the correct contract size adjustment to be made. ERC of Building Component + ERC of P&M = Total ERC to which contract size adjustment should be applied. The appropriate % adjustment should be made in accordance with the scale for contract size adjustment specified under section 6 of the RCG 2023 Guidance notes. The currency ERC rates are set at £4m (Four Million Pounds) @ 1st April 2021 (AVD) for the RCG 2023 Publication. | Cost is per metre above ground level upto a maximum height of 100m. Cost does not include foundation bases, Aviation Warning Lights, access ladders or platforms. Please refer to separate RCG Category for Foundation Bases Code 30001F >500cu.m. or 300045 50cu.m. - 250cu.m. For Aviation lights see Chimney Accessory RCG code 32F15S1. For Access ladders see Chimney Accessory RCG codes 32F15S2 30m high or 32F15S3 60m High. For Lightning conductors see Separate RCG Category for Lightning Conductors. | Request copies of plans and annual mandatory inspection reports. Ascertain base diameter and height. Identify presence of aviation warning lights, lightning conductors, obtain photograph of chimney stack and overall view of base. Note any adjacent and associated plant & machinery suchs as flues, ducts etc | Refer to Rating Manual Part 5 Plant and Machinery and Practice note 1 Plant and Machinery | Refer to Rating Manual Part 5 Plant and Machinery and Practice note 1 Plant and Machinery | Flues and Ducts | Referencer to identify on site | NOTE: | Steel: self-supporting, twin and single flue stack | - | 10040 |  | m | <100m | 3 - INDUSTRIAL | David Grace | Jim Allen | 1429.8358 | Option 2 | 1553.4674 | 8.647% | 2259.126 | 2264.1751 | 58.35% | 45.75% | 2264.1751 | 58.35% | ERC Over-ridden | Ian Walker | VOA_GPN_GOV_UK\7231506 | 2021-01-28 | Low | Blue | High | This ERC is at medium risk due to forming part of a larger hereditament. There is a lack of reliable evidence due to unable to source new evidence/cost information to support the review of the ERC. For consistency with similar lined flue stack cost guide categories have adopted the ERC rate derived from the "Flue Liner" category for broadly similar flue stack, 32F20F, manufactured from 12mm steel plate. There are only a few UK based specialist industrial chimney manufacturers and installers with many UK based firms that once manufactured and supplied industrial chimneys now undertaking inspection and repairs only. The manufacturers/installers contacted have either not responded or when chased by telephone advised they will reply in a couple of days, but still no response. Emailed James Allen, VP facilitator for industrial contractors test valuations, Industrial Crown and Commercial Team confirming via email 05/11/2020 advising that due to lack of response from manufacturers/installers this category will have to be indexed. A rate/lin.m. is always preferred by the valuers rather than a lump sum. In terms of Rateable and Non-Rateable elements I have referenced the valuer back to the relevant section of the Rating Manual for further guidance. Determining whether or not an element is rateable is a matter of law and the valuer should be able to apply their own specialist knowledge of Rating to current legislation to determine if an element is rateable or not. This is beyond the scope of the Cost Guide. | - | - | NA | Steel | 1.56 | (BEAMS Note 2) The ERC for this item should be added to all other rateable items on the hereditament (except land). Therefore the total of the ERC of the other Building Items and the P&M ERC (where applicable) to enable the correct contract size adjustment to be made. ERC of Building Component + ERC of P&M = Total ERC to which contract size adjustment should be applied. The appropriate % adjustment should be made in accordance with the scale for contract size adjustment specified under section 6 of the RCG 2021 Guidance notes. The currency ERC rates are set at £4m (Four Million Pounds) @ 1st April 2019 (AVD) for the RCG 2021 Publication. | Steel: self-supporting, twin and single flue stack | - | 2 | TRUE
695 | STS005 | 5025 | STS005 | Civil airports | Subject to scheme | - | - | - | - | Location Adjustment Applicable (See Guidance Notes) - ERC = UK mean of 1.00 | (BEAMS Note 2) The ERC for this item should be added to all other rateable items on the hereditament (except land). Therefore the total of the ERC of the other Building Items and the P&M ERC (where applicable) to enable the correct contract size adjustment to be made. ERC of Building Component + ERC of P&M = Total ERC to which contract size adjustment should be applied. The appropriate % adjustment should be made in accordance with the scale for contract size adjustment specified under section 6 of the RCG 2023 Guidance notes. The currency ERC rates are set at £4m (Four Million Pounds) @ 1st April 2021 (AVD) for the RCG 2023 Publication. | - | - | - | - | - | - | - | - | - | 77777 |  | STS | 1 | NA | NA | NA | #N/A | Option 1 | ERROR | 0% | 0 | 0 | 0% | 0% | 0 | 0% | Indexed | NA | VOA_GPN_GOV_UK\7246041 | 2019-08-30 | Low | Amber | Medium | Risk taken from previous CG | - | - | NA | BCIS | NA | (BEAMS Note 2) The ERC for this item should be added to all other rateable items on the hereditament (except land). Therefore the total of the ERC of the other Building Items and the P&M ERC (where applicable) to enable the correct contract size adjustment to be made. ERC of Building Component + ERC of P&M = Total ERC to which contract size adjustment should be applied. The appropriate % adjustment should be made in accordance with the scale for contract size adjustment specified under section 6 of the RCG 2021 Guidance notes. The currency ERC rates are set at £4m (Four Million Pounds) @ 1st April 2019 (AVD) for the RCG 2021 Publication. | - | - | 2 | TRUE
697 | 61A05P | 4403 | 61A05P | Clubs - halls | Coastal sailing club | - | - | - | Typically a two storey building with boat storage facility on the ground floor and clubhouse, changing facilities, toilets and the like to first floor. Sample building has a steel frame with external walls of cladding & curtaining walling, precast concrete first floor and stairs and a mixture of blockwork and stud partitions. Internal finishes comprise emulsion to plastered walls and plasterboard ceilings with vinyl floor coverings on screed. There are painted timber doors & painted MDF skirting, cubicles & IPS panels and possibly a motorised roller shutter to the kitchen. The services comprise sanitary, plumbing, mechanical & electrical installations with some sustainable features. Research noted the increase in aesthetically pleasing designs with balconies and the like. The above is a typical "shed" type construction which is used by a club as opposed to developed as a commercial enterprise with public access. | Location Adjustment Applicable (See Guidance Notes) - ERC = UK mean of 1.00 | (BEAMS Note 2) The ERC for this item should be added to all other rateable items on the hereditament (except land). Therefore the total of the ERC of the other Building Items and the P&M ERC (where applicable) to enable the correct contract size adjustment to be made. ERC of Building Component + ERC of P&M = Total ERC to which contract size adjustment should be applied. The appropriate % adjustment should be made in accordance with the scale for contract size adjustment specified under section 6 of the RCG 2023 Guidance notes. The currency ERC rates are set at £4m (Four Million Pounds) @ 1st April 2021 (AVD) for the RCG 2023 Publication. | Indexation of 2021 cost, which are based on specification of Manvers Waterfront Boat Club built in 2010 with grant funding using high level fit-out costs by Sport England and a retail unit shell from a BCIS analysis in the absence of cost information for the actual building shell costs. The boat club is single storey and the retail unit is predominantly single storey with a small first floor office space. The boat club has been fitted out with sustainable features with reduced power usage lighting, water source heat pumps, increased insulation and low water usage fittings. FF&E provision would not provide for a commercial style bar facility but would include for extensive lockers. | GIA - Gross internal area. | - | - | - | - | - | Photographs 1 & 2 - Typical sailing club, Photograph 3 - Sample building, waterfront boat club | Typical sailing club (white cladding) and sample building (dark cladding), that fit-out part of the costs have been based on. | 10053 |  | m2 | - | 2 - LEISURE | Wayne Cox | Richard Gibson | 915.905 | Option 1 | 1135.5427 | 23.98% | 1663 | 1193.9942 | 30.36% | 5.147% | 1193.9942 | 30.36% | ERC Over-ridden | Saara Saloranta | VOA_GPN_GOV_UK\7212847 | 2021-02-01 | Low | Amber | High | This code is used 5 times according to the IT data, although this may also include redundant codes on valuation templates that are not actually contributing to the valuations as at the moment it’s not possible to identify specific hereditaments where the code is used. The cost for 2017 is based on a high level fit out cost information for a water front boat club located by a former mine (flooded to create a lake) from SE and in the absence of shell costs an BCIS analysis for a retail unit shell by Lyndsey Thomas. I have located a BCIS analysis for a Cambridge University college boathouse (Caius Boat Club) and the lead valuer, Richard Gibson, has provided an FOR for the Welsh National Sailing Academy (Plas Heli Hafan). I’ve analysed both the Plas Heli Hafan information and the Caius Boat Club analysis from BCIS (saved in the multiple analysis sheet) and at 2017 levels they both work out considerably higher than the £1,468/m² in the 2017 RCG, Plas Heli Hafan at £2,025/m² and the Caius Boathouse at £2,475/m². The Plas Heli Hafan is a Welsh National Sailing Academy with a very individually designed curved building with high sustainability credentials and therefore not representative of a typical sailing club. The Caius Boathouse is a riverside boathouse for a Cambridge University college boat club, which has been designed to match the Victorian boathouse it replaced and therefore again not a good example. I’ve discussed the situation with Richard Gibson on 03.12.2020 and as there is no further cost information available we have agreed that the only option available is to index the 2021 rate, which has been carried out (please see evidence tab for email). The risk with the code is that as we cannot check how it’s being used and that the building costed may not match its use. Also as the cost is not based on any actual projects but a very hypothetical hybrid it could be subject to challenge too. If further evidence is located this code should be recosted. For some reason the descriptions in the 2017 and 2021 RCG don’t match what Lyndsey had written and I’ve amended it so that it reflects the actual cost base better. I have also obtained a photograph of the sample building from CDB. ERC in 2021 RCG was £1,628. | Indexed from CG21 | - | NA | SPONS A&B | 1.56 | (BEAMS Note 2) The ERC for this item should be added to all other rateable items on the hereditament (except land). Therefore the total of the ERC of the other Building Items and the P&M ERC (where applicable) to enable the correct contract size adjustment to be made. ERC of Building Component + ERC of P&M = Total ERC to which contract size adjustment should be applied. The appropriate % adjustment should be made in accordance with the scale for contract size adjustment specified under section 6 of the RCG 2021 Guidance notes. The currency ERC rates are set at £4m (Four Million Pounds) @ 1st April 2019 (AVD) for the RCG 2021 Publication. | Photographs 1 & 2 - Typical sailing club, Photograph 3 - Sample building, waterfront boat club | Typical sailing club (white cladding) and sample building (dark cladding), that fit-out part of the costs have been based on. | 2 | TRUE
696 | 61A05A | 4420 | 61A05A | Clubs - halls | Small, basic | - | - | - | Basic single storey community style use of building (circa 4m tall, 9m wide x 10m long) - approximately 90m2 GIA. The accommodation comprises a small lobby housing male, female and disabled toilets, a small kitchen / tea point and a hall. Average construction with concrete strip foundations, concrete slab, masonry cavity walls, trussed roof with tiles and load bearing masonry partition. Internal finishes comprise emulsion to plastered walls and plasterboard ceiling, vinyl floor coverings on screed. Painted timber doors & painted MDF skirting, no coving and average quality fittings. Basic service provision with gas central heating. | Location Adjustment Applicable (See Guidance Notes) - ERC = UK mean of 1.00 | (BEAMS Note 2) The ERC for this item should be added to all other rateable items on the hereditament (except land). Therefore the total of the ERC of the other Building Items and the P&M ERC (where applicable) to enable the correct contract size adjustment to be made. ERC of Building Component + ERC of P&M = Total ERC to which contract size adjustment should be applied. The appropriate % adjustment should be made in accordance with the scale for contract size adjustment specified under section 6 of the RCG 2023 Guidance notes. The currency ERC rates are set at £4m (Four Million Pounds) @ 1st April 2021 (AVD) for the RCG 2023 Publication. | No actual analysis available, cost build from first principles for a hypothetical building for RCG 2017 and updated using Spons A&B 2019 approximate estimating rates. Higher end of approximate estimating rates range used due to small size of building. | GIA - Gross internal area. | - | - | - | - | - | No photographs available. Cost based on a hypothetical building by Lyndsey Thomas for RCG 2017. | - | 10053 |  | m2 | - | 2 - LEISURE | Wayne Cox | Anthony Robinson | 926.1304 | Option 1 | 1148.2202 | 23.98% | 1507 | 1081.99 | 16.83% | -5.768% | 1081.99 | 16.83% | ERC Over-ridden | Saara Saloranta | VOA_GPN_GOV_UK\7212847 | 2021-02-23 | Low | Amber | High | This code is described as a small single storey clubroom with GIA of 90m². It is being used 28 times according to the IT data, although this may also include redundant codes on valuation templates that are not actually contributing to the valuations. At the moment it’s not possible to identify specific hereditaments where the code is used and it might well be a historic anomaly. The cost for 2017 is based on a hypothetical building and built from first principles by Lyndsey Thomas rather than based on actual projects as any closest BCIS analysis were twice the size of the code building. I’ve checked and this is still the case. The risk with the code is that as we cannot check how it’s being used and that the building costed may not match its use. Also as the cost is not based on any actual projects it could be subject to challenge too. However, the valuer thinks that the risk on their side is fairly low as the hereditaments are likely to be of low value. Agreed with Anthony Robinson, the lead valuer, on 20.10.2020 to uplift the previous costs in line with indices (please see evidence tab for email). Cost uplifted from 2017 build up using Spons A&B 2019 approximate estimating rates by Steven Beresford. ERC in 2021 RCG was £1,475. | Indexed rate | Index compounded by putting ERC through Price Book Sheet. | NA | SPONS A&B | 1.55 | (BEAMS Note 2) The ERC for this item should be added to all other rateable items on the hereditament (except land). Therefore the total of the ERC of the other Building Items and the P&M ERC (where applicable) to enable the correct contract size adjustment to be made. ERC of Building Component + ERC of P&M = Total ERC to which contract size adjustment should be applied. The appropriate % adjustment should be made in accordance with the scale for contract size adjustment specified under section 6 of the RCG 2021 Guidance notes. The currency ERC rates are set at £4m (Four Million Pounds) @ 1st April 2019 (AVD) for the RCG 2021 Publication. | No photographs available. Cost based on a hypothetical building by Lyndsey Thomas for RCG 2017. | - | 2 | TRUE
698 | 61A05U | 4383 | 61A05U | Clubs - halls | Sports clubhouse with changing | - | - | - | Generally a two storey building housing changing rooms with showers and toilets, extensive social/activity/multipurpose/function space, additional toilet facilities, catering kitchen, bar and ancillary storage and office space. Additional facilities may include sports hall, gym, treatment rooms, meeting rooms or retail space for club merchandise. The building is designed to host external functions in addition to the day-to-day sport related uses and has the facilities to provide hot meals. Great variations in design, external finishes and construction between buildings. Steel frame with external walls finished with a range of cladding materials is common. Internally the finishes are of good quality particularly to areas available for hire and commonly comprise emulsion or ceramic tiling/uPVC sheeting to plastered walls, combination of painted plasterboard and suspended ceilings and combination of vinyl, carpet and ceramic tiling floor coverings on screed with specialist timber sports floor to sports hall if present. Cubicles, lockers and benches together with kitchen and bar fittings and display cabinets. Services provision generally comprises heating, extensive sanitary, plumbing and ventilation installations to changing and toilet areas, power, lighting, lift, fire and intruder alarms, data and AV installations with possible air conditioning/cooling, additional security installations and sustainable features. | Location Adjustment Applicable (See Guidance Notes) - ERC = UK mean of 1.00 | (BEAMS Note 2) The ERC for this item should be added to all other rateable items on the hereditament (except land). Therefore the total of the ERC of the other Building Items and the P&M ERC (where applicable) to enable the correct contract size adjustment to be made. ERC of Building Component + ERC of P&M = Total ERC to which contract size adjustment should be applied. The appropriate % adjustment should be made in accordance with the scale for contract size adjustment specified under section 6 of the RCG 2023 Guidance notes. The currency ERC rates are set at £4m (Four Million Pounds) @ 1st April 2021 (AVD) for the RCG 2023 Publication. | Average cost based on 2No BCIS analysis from 2011 and 2017 for a rugby and a cricket & hockey clubhouse with GIAs of 689m2 and 1,798m2. | GIA - Gross internal area. | - | - | - | - | - | No photographs available. | - | 10053 |  | m2 | - | 2 - LEISURE | Wayne Cox | Richard Gibson | 1080.9724 | Option 1 | 1340.194 | 23.98% | 1738 | 1247.8424 | 15.44% | -6.891% | 1247.8424 | 15.44% | Elemental Analysis (multiple) | Saara Saloranta | VOA_GPN_GOV_UK\7212847 | 2021-02-01 | Low | Amber | Medium | The descriptions in RCG 2017 & 2021 did not match that written by Lyndsey Thomas in 2015 and seemed to have been mixed up with code 61A05F – Sports pavilion with changing. It has been assumed that this code is for a larger, better quality building than the pavilion, which is also in line with LT’s interpretation back in 2015. According to the IT data the code is used 21 times mainly in GCT (20) with single use in SLV valuations/templates although this may also include redundant codes on valuation templates that are not actually contributing to the valuations. At the moment it’s not possible to identify specific hereditaments where the code is used and it might well be a historic anomaly. The cost for 2017 was loosely based on a few BCIS analysis as per the pavilion code with an added uplift for a restaurant facility from a restaurant analysis, which was rather unusual approach and not based on an actual building. This time it has been assumed that the code relates to a two storey building, which is larger and better quality than the pavilion one and has been designed with hosting functions in mind in addition to the changing and social space provided for the day to day sport uses. Two suitable BCIS analysis from 2017 and 2011 (rugby clubhouse and a cricket & hockey clubhouse) have been identified and the code reworked in agreement with Richard Gibson and Steve Nettleton, the lead valuers on 11. & 12.01.2021 (please see evidence tab for email). The description has also been rewritten as a more general guide to match the cost base. ERC in 2017 RCG was £1,593 and the new rate rebased to 2017 RCG level would be £1,412, which is less than the rate for the pavilion code. This seems logical as the heavily serviced changing rooms form a smaller proportion of the overall building even if the general specification of at least the function space is better than the social space within the pavilion. (ERC in 2021 RCG was £1,766). The main risks relate to the limited number of analysis used, the change between previous rate and the lack of knowledge on the use of the code. As the code is only used a limited number of times and the rate has reduced rather than increased the risk for this code is assessed as medium. | 2no. BCIS entries; slighly reduced from CG2021 cost £1,766 | - | NA | SPONS A&B | 1.56 | (BEAMS Note 2) The ERC for this item should be added to all other rateable items on the hereditament (except land). Therefore the total of the ERC of the other Building Items and the P&M ERC (where applicable) to enable the correct contract size adjustment to be made. ERC of Building Component + ERC of P&M = Total ERC to which contract size adjustment should be applied. The appropriate % adjustment should be made in accordance with the scale for contract size adjustment specified under section 6 of the RCG 2021 Guidance notes. The currency ERC rates are set at £4m (Four Million Pounds) @ 1st April 2019 (AVD) for the RCG 2021 Publication. | No photographs available. | - | 2 | TRUE
699 | 61A05F | 4118 | 61A05F | Clubs - halls | Sports pavilion with changing | - | - | - | Generally a single storey building housing changing rooms with showers and toilets, social/activity/multipurpose space, public toilet facilities and often basic kitchen, bar or café facilities and possibly a store or a small staff office. Commonly located in public parks, adjacent to public or school sport pitches or at sport clubs. Great variations in design, external finishes and construction between buildings. Steel frame with masonry external walls finished with a range of materials is common. Internally finishes can be very limited to some buildings depending on quality but commonly comprise emulsion or ceramic tiling/uPVC sheeting to plastered walls, combination of painted plasterboard and suspended ceilings and vinyl floor coverings on screed. Cubicles, lockers and benches together with kitchen/bar fittings (if present). Services provision varies particularly when it comes to heating installations (although boiler as a heat source and LTHW radiators or underfloor heating are common) and in addition to heating generally comprises extensive sanitary, plumbing and ventilation installations to changing and toilet areas, power, lighting, fire and intruder alarms with possible additional security and data installations and sustainable features. | Location Adjustment Applicable (See Guidance Notes) - ERC = UK mean of 1.00 | (BEAMS Note 2) The ERC for this item should be added to all other rateable items on the hereditament (except land). Therefore the total of the ERC of the other Building Items and the P&M ERC (where applicable) to enable the correct contract size adjustment to be made. ERC of Building Component + ERC of P&M = Total ERC to which contract size adjustment should be applied. The appropriate % adjustment should be made in accordance with the scale for contract size adjustment specified under section 6 of the RCG 2023 Guidance notes. The currency ERC rates are set at £4m (Four Million Pounds) @ 1st April 2021 (AVD) for the RCG 2023 Publication. | Average cost based on 6No BCIS analysis from 2011 onwards for local authority and school sports pavilions with GIAs between 194m2 and 1,202m2. | GIA - Gross internal area. | - | - | - | - | - | No photographs available. | - | 10053 |  | m2 | - | 2 - LEISURE | Wayne Cox | Richard Gibson | 667.5735 | Option 1 | 827.6603 | 23.98% | 1790 | 1285.1772 | 92.51% | 55.28% | 1285.1772 | 92.51% | Elemental Analysis (multiple) | Saara Saloranta | VOA_GPN_GOV_UK\7212847 | 2021-02-16 | Low | Amber | Low | The descriptions in RCG 2017 & 2021 did not match that written by Lyndsey Thomas in 2015 and seemed to have been mixed up with code 61A05U – Sports clubhouse with changing. It has been assumed that this code is for a smaller, more basic building than the clubhouse, which is also in line with LT’s interpretation back in 2015 and therefore the basis of her costs. According to the IT data the code is used 26 times mainly in GCT (12) and SLV (11) with single use each in CFE, SVU and UNI valuations/templates although this may also include redundant codes on valuation templates that are not actually contributing to the valuations. At the moment it’s not possible to identify specific hereditaments where the code is used and it might well be a historic anomaly. The cost for 2017 was loosely based on a few BCIS analysis, however for this time it has been comprehensively reworked using 7No BCIS analysis between 2017 and 2011, 2No Sport England elemental cost models and a FOR. The average rate using standard non-rateable adjustments is based on 6No BCIS analysis, which were deemed to be typical representatives of actual projects in agreement with Richard Gibson and Steve Nettleton, the lead valuers on 14. 12.2020 & 04.01.2020 (please see evidence tab for email). The description has also been rewritten as a more general guide to match the cost base. ERC in 2017 RCG was £1,461 and the new rate rebased to 2017 RCG level would be £1,485, which is very close. (ERC in 2021 RCG was £1,620). Due to the comprehensive data used, the minimal change between previous rate and the general small value of these types of hereditaments the risk for this code is low. Please see evidence tab under sample 1 email regarding redirected codes and agreement from valuer. | Based on 6no.BCIS Schemes and appears reasonable. | - | NA | SPONS A&B | 1.56 | (BEAMS Note 2) The ERC for this item should be added to all other rateable items on the hereditament (except land). Therefore the total of the ERC of the other Building Items and the P&M ERC (where applicable) to enable the correct contract size adjustment to be made. ERC of Building Component + ERC of P&M = Total ERC to which contract size adjustment should be applied. The appropriate % adjustment should be made in accordance with the scale for contract size adjustment specified under section 6 of the RCG 2021 Guidance notes. The currency ERC rates are set at £4m (Four Million Pounds) @ 1st April 2019 (AVD) for the RCG 2021 Publication. | No photographs available. | - | 2 | TRUE
700 | 61A05K | 4534 | 61A05K | Clubs - halls | Youth centre with sports hall | - | - | - | - | Location Adjustment Applicable (See Guidance Notes) - ERC = UK mean of 1.00 | (BEAMS Note 2) The ERC for this item should be added to all other rateable items on the hereditament (except land). Therefore the total of the ERC of the other Building Items and the P&M ERC (where applicable) to enable the correct contract size adjustment to be made. ERC of Building Component + ERC of P&M = Total ERC to which contract size adjustment should be applied. The appropriate % adjustment should be made in accordance with the scale for contract size adjustment specified under section 6 of the RCG 2023 Guidance notes. The currency ERC rates are set at £4m (Four Million Pounds) @ 1st April 2021 (AVD) for the RCG 2023 Publication. | - | - | - | - | - | - | - | - | - | - |  | m2 | - | 2 - LEISURE | Wayne Cox | Anthony Robinson | 865.5083 | Option 1 | 1073.0607 | 23.98% | 0 | 0 | -100% | -100% | 1073.0607 | 23.98% | ERC Over-ridden | Saara Saloranta | VOA_GPN_GOV_UK\7212847 | 2021-04-13 | Low | Amber | High | No cost information was available, I contacted several contractors and had no reply. Spoke to Sarah Barton who informed me of an FOR11870948/535 however there was no elemental cost breakdown in the FOR it related more to rental information. At this point I am unable to obtain any new cost information for cold stores and therefore believe that indexing of previous figures is the best option available at this point. | 2017 CG indexed due to lack of info. £720 carried over as ERC to avoid double counting for prelims, CSA etc | SB had indexed from 2017 rate but this negated the gross to net adjustments carried out in 2021. I've indexed 2021 rate forward using SPONS A&B indices, which shows a slight decrease on previous list. 21/12/2020 - Copied to latest DCS, updated forecast TPI. | NA | SPONS A&B | 1.56 | (BEAMS Note 2) The ERC for this item should be added to all other rateable items on the hereditament (except land). Therefore the total of the ERC of the other Building Items and the P&M ERC (where applicable) to enable the correct contract size adjustment to be made. ERC of Building Component + ERC of P&M = Total ERC to which contract size adjustment should be applied. The appropriate % adjustment should be made in accordance with the scale for contract size adjustment specified under section 6 of the RCG 2021 Guidance notes. The currency ERC rates are set at £4m (Four Million Pounds) @ 1st April 2019 (AVD) for the RCG 2021 Publication. | - | - | 2 | TRUE
701 | 50Z10A | 4249 | 50Z10A | Cold Stores | Warehouse adaptation costs | <= 500m² | Eaves ht - 5.5m | - | Adaptation costs only, internally to a standard warehouse unit (see industrial buildings/warehouses) to provide a Cold Store (not freezer). These costs should be added to those for the warehouse unit. Costs include for extra depth excavation to accommodate the necessary floor recess to accept the insulated floor including heat mat; secondary support steelwork for walls and ceiling; Proprietary 150mm floor, wall and ceiling panels; personnel/fire escape doors and rapid roll forklift access doors; nominal provision of mechanical installation [NOTE: Chiller Plant is Excluded] and electrical installation. | Location Adjustment Applicable (See Guidance Notes) - ERC = UK mean of 1.00 | (BEAMS Note 2) The ERC for this item should be added to all other rateable items on the hereditament (except land). Therefore the total of the ERC of the other Building Items and the P&M ERC (where applicable) to enable the correct contract size adjustment to be made. ERC of Building Component + ERC of P&M = Total ERC to which contract size adjustment should be applied. The appropriate % adjustment should be made in accordance with the scale for contract size adjustment specified under section 6 of the RCG 2023 Guidance notes. The currency ERC rates are set at £4m (Four Million Pounds) @ 1st April 2021 (AVD) for the RCG 2023 Publication. | External works are excluded | Measure external dimensions- deduct wall thickness to provide GIA dimension and record internal height. | - | - | Chiller plant, motors and compressors | - | - | Photo 1 - Steel frame and panel insulation to walls | - | 10054 |  | m2 | - | 3 - INDUSTRIAL | David Grace | Sarah Barton | 478.4033 | Option 1 | 593.1264 | 23.98% | 614.4071 | 441.1296 | -7.791% | -25.63% | 441.1296 | -7.791% | ERC Over-ridden | S Beresford | VOA_GPN_GOV_UK\7212398 | 2021-08-03 | Low | Blue | High | No cost information was available, I contacted several contractors and had no reply. Spoke to Sarah Barton who informed me of an FOR11870948/535 however there was no elemental cost breakdown in the FOR it related more to rental information. At this point I am unable to obtain any new cost information for cold stores and therefore believe that indexing of previous figures is the best option available at this point. | 2017 CG indexed due to lack of info. £720 carried over as ERC to avoid double counting for prelims, CSA etc | SB had indexed from 2017 rate but this negated the gross to net adjustments carried out in 2021. I've indexed 2021 rate forward using SPONS A&B indices, which shows a slight decrease on previous list. 21/12/2020 - Copied to latest DCS, updated forecast TPI. | NA | SPONS A&B | NA | (BEAMS Note 2) The ERC for this item should be added to all other rateable items on the hereditament (except land). Therefore the total of the ERC of the other Building Items and the P&M ERC (where applicable) to enable the correct contract size adjustment to be made. ERC of Building Component + ERC of P&M = Total ERC to which contract size adjustment should be applied. The appropriate % adjustment should be made in accordance with the scale for contract size adjustment specified under section 6 of the RCG 2021 Guidance notes. The currency ERC rates are set at £4m (Four Million Pounds) @ 1st April 2019 (AVD) for the RCG 2021 Publication. | Photo 1 - Steel frame and panel insulation to walls | - | 2 | TRUE
702 | 50Z10C | 4289 | 50Z10C | Cold Stores | Warehouse adaptation costs | <= 500m² | Eaves ht - 6.0m | - | Adaptation costs only, internally to a standard warehouse unit (see industrial buildings/warehouses) to provide a Cold Store (not freezer). These costs should be added to those for the warehouse unit. Costs include for extra depth excavation to accommodate the necessary floor recess to accept the insulated floor including heat mat; secondary support steelwork for walls and ceiling; Proprietary 150mm floor, wall and ceiling panels; personnel/fire escape doors and rapid roll forklift access doors; nominal provision of mechanical installation [NOTE: Chiller Plant is Excluded] and electrical installation. | Location Adjustment Applicable (See Guidance Notes) - ERC = UK mean of 1.00 | (BEAMS Note 2) The ERC for this item should be added to all other rateable items on the hereditament (except land). Therefore the total of the ERC of the other Building Items and the P&M ERC (where applicable) to enable the correct contract size adjustment to be made. ERC of Building Component + ERC of P&M = Total ERC to which contract size adjustment should be applied. The appropriate % adjustment should be made in accordance with the scale for contract size adjustment specified under section 6 of the RCG 2023 Guidance notes. The currency ERC rates are set at £4m (Four Million Pounds) @ 1st April 2021 (AVD) for the RCG 2023 Publication. | External works are excluded | Measure external dimensions- deduct wall thickness to provide GIA dimension and record internal height. | - | - | Chiller plant, motors and compressors | - | - | Photo 1 - Steel frame and panel insulation to walls | - | 10054 |  | m2 | - | 3 - INDUSTRIAL | David Grace | Sarah Barton | 481.3249 | Option 1 | 596.7485 | 23.98% | 630.2704 | 452.5191 | -5.985% | -24.17% | 452.5191 | -5.985% | ERC Over-ridden | S Beresford | VOA_GPN_GOV_UK\7212398 | 2021-08-03 | Low | Blue | High | No cost information was available, I contacted several contractors and had no reply. Spoke to Sarah Barton who informed me of an FOR11870948/535 however there was no elemental cost breakdown in the FOR it related more to rental information. At this point I am unable to obtain any new cost information for cold stores and therefore believe that indexing of previous figures is the best option available at this point. | 2017 CG indexed due to lack of info. £738 carried over as ERC to avoid double counting for prelims, CSA etc | SB had indexed from 2017 rate but this negated the gross to net adjustments carried out in 2021. I've indexed 2021 rate forward using SPONS A&B indices, which shows a slight decrease on previous list. 21/12/2020 - Copied to latest DCS, updated forecast TPI. | NA | SPONS A&B | 1.56 | (BEAMS Note 2) The ERC for this item should be added to all other rateable items on the hereditament (except land). Therefore the total of the ERC of the other Building Items and the P&M ERC (where applicable) to enable the correct contract size adjustment to be made. ERC of Building Component + ERC of P&M = Total ERC to which contract size adjustment should be applied. The appropriate % adjustment should be made in accordance with the scale for contract size adjustment specified under section 6 of the RCG 2021 Guidance notes. The currency ERC rates are set at £4m (Four Million Pounds) @ 1st April 2019 (AVD) for the RCG 2021 Publication. | Photo 1 - Steel frame and panel insulation to walls | - | 2 | TRUE
703 | 50Z10E | 4290 | 50Z10E | Cold Stores | Warehouse adaptation costs | <= 500m² | Eaves ht - 6.5m | - | Adaptation costs only, internally to a standard warehouse unit (see industrial buildings/warehouses) to provide a Cold Store (not freezer). These costs should be added to those for the warehouse unit. Costs include for extra depth excavation to accommodate the necessary floor recess to accept the insulated floor including heat mat; secondary support steelwork for walls and ceiling; Proprietary 150mm floor, wall and ceiling panels; personnel/fire escape doors and rapid roll forklift access doors; nominal provision of mechanical installation [NOTE: Chiller Plant is Excluded] and electrical installation. | Location Adjustment Applicable (See Guidance Notes) - ERC = UK mean of 1.00 | (BEAMS Note 2) The ERC for this item should be added to all other rateable items on the hereditament (except land). Therefore the total of the ERC of the other Building Items and the P&M ERC (where applicable) to enable the correct contract size adjustment to be made. ERC of Building Component + ERC of P&M = Total ERC to which contract size adjustment should be applied. The appropriate % adjustment should be made in accordance with the scale for contract size adjustment specified under section 6 of the RCG 2023 Guidance notes. The currency ERC rates are set at £4m (Four Million Pounds) @ 1st April 2021 (AVD) for the RCG 2023 Publication. | External works are excluded | Measure external dimensions- deduct wall thickness to provide GIA dimension and record internal height. | - | - | Chiller plant, motors and compressors | - | - | Photo 1 - Steel frame and panel insulation to walls | - | 10054 |  | m2 | - | 3 - INDUSTRIAL | David Grace | Sarah Barton | 486.4376 | Option 1 | 603.0873 | 23.98% | 646.1337 | 463.9086 | -4.631% | -23.08% | 463.9086 | -4.631% | ERC Over-ridden | S Beresford | VOA_GPN_GOV_UK\7212398 | 2021-08-03 | Low | Blue | High | No cost information was available, I contacted several contractors and had no reply. Spoke to Sarah Barton who informed me of an FOR11870948/535 however there was no elemental cost breakdown in the FOR it related more to rental information. At this point I am unable to obtain any new cost information for cold stores and therefore believe that indexing of previous figures is the best option available at this point. | 2017 CG indexed due to lack of info. £738 carried over as ERC to avoid double counting for prelims, CSA etc | SB had indexed from 2017 rate but this negated the gross to net adjustments carried out in 2021. I've indexed 2021 rate forward using SPONS A&B indices, which shows a slight decrease on previous list. 21/12/2020 - Copied to latest DCS, updated forecast TPI. | NA | SPONS A&B | 1.56 | (BEAMS Note 2) The ERC for this item should be added to all other rateable items on the hereditament (except land). Therefore the total of the ERC of the other Building Items and the P&M ERC (where applicable) to enable the correct contract size adjustment to be made. ERC of Building Component + ERC of P&M = Total ERC to which contract size adjustment should be applied. The appropriate % adjustment should be made in accordance with the scale for contract size adjustment specified under section 6 of the RCG 2021 Guidance notes. The currency ERC rates are set at £4m (Four Million Pounds) @ 1st April 2019 (AVD) for the RCG 2021 Publication. | Photo 1 - Steel frame and panel insulation to walls | - | 2 | TRUE
704 | 50Z10F | 4291 | 50Z10F | Cold Stores | Warehouse adaptation costs | <= 500m² | Eaves ht - 7.0m | - | Adaptation costs only, internally to a standard warehouse unit (see industrial buildings/warehouses) to provide a Cold Store (not freezer). These costs should be added to those for the warehouse unit. Costs include for extra depth excavation to accommodate the necessary floor recess to accept the insulated floor including heat mat; secondary support steelwork for walls and ceiling; Proprietary 150mm floor, wall and ceiling panels; personnel/fire escape doors and rapid roll forklift access doors; nominal provision of mechanical installation [NOTE: Chiller Plant is Excluded] and electrical installation. | Location Adjustment Applicable (See Guidance Notes) - ERC = UK mean of 1.00 | (BEAMS Note 2) The ERC for this item should be added to all other rateable items on the hereditament (except land). Therefore the total of the ERC of the other Building Items and the P&M ERC (where applicable) to enable the correct contract size adjustment to be made. ERC of Building Component + ERC of P&M = Total ERC to which contract size adjustment should be applied. The appropriate % adjustment should be made in accordance with the scale for contract size adjustment specified under section 6 of the RCG 2023 Guidance notes. The currency ERC rates are set at £4m (Four Million Pounds) @ 1st April 2021 (AVD) for the RCG 2023 Publication. | External works are excluded | Measure external dimensions- deduct wall thickness to provide GIA dimension and record internal height. | - | - | Chiller plant, motors and compressors | - | - | Photo 1 - Steel frame and panel insulation to walls | - | 10054 |  | m2 | - | 3 - INDUSTRIAL | David Grace | Sarah Barton | 487.8983 | Option 1 | 604.8984 | 23.98% | 669.6134 | 480.7664 | -1.462% | -20.52% | 480.7664 | -1.462% | ERC Over-ridden | S Beresford | VOA_GPN_GOV_UK\7212398 | 2021-08-03 | Low | Blue | High | No cost information was available, I contacted several contractors and had no reply. Spoke to Sarah Barton who informed me of an FOR11870948/535 however there was no elemental cost breakdown in the FOR it related more to rental information. At this point I am unable to obtain any new cost information for cold stores and therefore believe that indexing of previous figures is the best option available at this point. | 2017 CG indexed due to lack of info. £738 carried over as ERC to avoid double counting for prelims, CSA etc | SB had indexed from 2017 rate but this negated the gross to net adjustments carried out in 2021. I've indexed 2021 rate forward using SPONS A&B indices, which shows a slight decrease on previous list. 21/12/2020 - Copied to latest DCS, updated forecast TPI. | NA | SPONS A&B | 1.56 | (BEAMS Note 2) The ERC for this item should be added to all other rateable items on the hereditament (except land). Therefore the total of the ERC of the other Building Items and the P&M ERC (where applicable) to enable the correct contract size adjustment to be made. ERC of Building Component + ERC of P&M = Total ERC to which contract size adjustment should be applied. The appropriate % adjustment should be made in accordance with the scale for contract size adjustment specified under section 6 of the RCG 2021 Guidance notes. The currency ERC rates are set at £4m (Four Million Pounds) @ 1st April 2019 (AVD) for the RCG 2021 Publication. | Photo 1 - Steel frame and panel insulation to walls | - | 2 | TRUE
705 | 50Z10H | 4292 | 50Z10H | Cold Stores | Warehouse adaptation costs | <= 500m² | Eaves ht - 7.5m | - | Adaptation costs only, internally to a standard warehouse unit (see industrial buildings/warehouses) to provide a Cold Store (not freezer). These costs should be added to those for the warehouse unit. Costs include for extra depth excavation to accommodate the necessary floor recess to accept the insulated floor including heat mat; secondary support steelwork for walls and ceiling; Proprietary 150mm floor, wall and ceiling panels; personnel/fire escape doors and rapid roll forklift access doors; nominal provision of mechanical installation [NOTE: Chiller Plant is Excluded] and electrical installation. | Location Adjustment Applicable (See Guidance Notes) - ERC = UK mean of 1.00 | (BEAMS Note 2) The ERC for this item should be added to all other rateable items on the hereditament (except land). Therefore the total of the ERC of the other Building Items and the P&M ERC (where applicable) to enable the correct contract size adjustment to be made. ERC of Building Component + ERC of P&M = Total ERC to which contract size adjustment should be applied. The appropriate % adjustment should be made in accordance with the scale for contract size adjustment specified under section 6 of the RCG 2023 Guidance notes. The currency ERC rates are set at £4m (Four Million Pounds) @ 1st April 2021 (AVD) for the RCG 2023 Publication. | External works are excluded | Measure external dimensions- deduct wall thickness to provide GIA dimension and record internal height. | - | - | Chiller plant, motors and compressors | - | - | Photo 1 - Steel frame and panel insulation to walls | - | 10054 |  | m2 | - | 3 - INDUSTRIAL | David Grace | Sarah Barton | 488.6287 | Option 1 | 605.8039 | 23.98% | 685.4767 | 492.1559 | 0.7218% | -18.76% | 492.1559 | 0.7218% | ERC Over-ridden | S Beresford | VOA_GPN_GOV_UK\7212398 | 2021-08-03 | Low | Blue | High | No cost information was available, I contacted several contractors and had no reply. Spoke to Sarah Barton who informed me of an FOR11870948/535 however there was no elemental cost breakdown in the FOR it related more to rental information. At this point I am unable to obtain any new cost information for cold stores and therefore believe that indexing of previous figures is the best option available at this point. | 2017 CG indexed due to lack of info. £738 carried over as ERC to avoid double counting for prelims, CSA etc | SB had indexed from 2017 rate but this negated the gross to net adjustments carried out in 2021. I've indexed 2021 rate forward using SPONS A&B indices, which shows a slight decrease on previous list. 21/12/2020 - Copied to latest DCS, updated forecast TPI. | NA | SPONS A&B | 1.56 | (BEAMS Note 2) The ERC for this item should be added to all other rateable items on the hereditament (except land). Therefore the total of the ERC of the other Building Items and the P&M ERC (where applicable) to enable the correct contract size adjustment to be made. ERC of Building Component + ERC of P&M = Total ERC to which contract size adjustment should be applied. The appropriate % adjustment should be made in accordance with the scale for contract size adjustment specified under section 6 of the RCG 2021 Guidance notes. The currency ERC rates are set at £4m (Four Million Pounds) @ 1st April 2019 (AVD) for the RCG 2021 Publication. | Photo 1 - Steel frame and panel insulation to walls | - | 2 | TRUE
706 | 50Z10J | 4293 | 50Z10J | Cold Stores | Warehouse adaptation costs | <= 500m² | Eaves ht - 8.0m | - | Adaptation costs only, internally to a standard warehouse unit (see industrial buildings/warehouses) to provide a Cold Store (not freezer). These costs should be added to those for the warehouse unit. Costs include for extra depth excavation to accommodate the necessary floor recess to accept the insulated floor including heat mat; secondary support steelwork for walls and ceiling; Proprietary 150mm floor, wall and ceiling panels; personnel/fire escape doors and rapid roll forklift access doors; nominal provision of mechanical installation [NOTE: Chiller Plant is Excluded] and electrical installation. | Location Adjustment Applicable (See Guidance Notes) - ERC = UK mean of 1.00 | (BEAMS Note 2) The ERC for this item should be added to all other rateable items on the hereditament (except land). Therefore the total of the ERC of the other Building Items and the P&M ERC (where applicable) to enable the correct contract size adjustment to be made. ERC of Building Component + ERC of P&M = Total ERC to which contract size adjustment should be applied. The appropriate % adjustment should be made in accordance with the scale for contract size adjustment specified under section 6 of the RCG 2023 Guidance notes. The currency ERC rates are set at £4m (Four Million Pounds) @ 1st April 2021 (AVD) for the RCG 2023 Publication. | External works are excluded | Measure external dimensions- deduct wall thickness to provide GIA dimension and record internal height. | - | - | Chiller plant, motors and compressors | - | - | Photo 1 - Steel frame and panel insulation to walls | - | 10054 |  | m2 | - | 3 - INDUSTRIAL | David Grace | Sarah Barton | 488.6287 | Option 1 | 605.8039 | 23.98% | 701.34 | 503.5453 | 3.053% | -16.88% | 503.5453 | 3.053% | ERC Over-ridden | S Beresford | VOA_GPN_GOV_UK\7212398 | 2021-08-03 | Low | Blue | High | No cost information was available, I contacted several contractors and had no reply. Spoke to Sarah Barton who informed me of an FOR11870948/535 however there was no elemental cost breakdown in the FOR it related more to rental information. At this point I am unable to obtain any new cost information for cold stores and therefore believe that indexing of previous figures is the best option available at this point. | 2017 CG indexed due to lack of info. £738 carried over as ERC to avoid double counting for prelims, CSA etc | SB had indexed from 2017 rate but this negated the gross to net adjustments carried out in 2021. I've indexed 2021 rate forward using SPONS A&B indices, which shows a slight decrease on previous list. 21/12/2020 - Copied to latest DCS, updated forecast TPI. | NA | SPONS A&B | 1.56 | (BEAMS Note 2) The ERC for this item should be added to all other rateable items on the hereditament (except land). Therefore the total of the ERC of the other Building Items and the P&M ERC (where applicable) to enable the correct contract size adjustment to be made. ERC of Building Component + ERC of P&M = Total ERC to which contract size adjustment should be applied. The appropriate % adjustment should be made in accordance with the scale for contract size adjustment specified under section 6 of the RCG 2021 Guidance notes. The currency ERC rates are set at £4m (Four Million Pounds) @ 1st April 2019 (AVD) for the RCG 2021 Publication. | Photo 1 - Steel frame and panel insulation to walls | - | 2 | TRUE
707 | 50Z10L | 4294 | 50Z10L | Cold Stores | Warehouse adaptation costs | <= 500m² | Eaves ht - 8.5m | - | Adaptation costs only, internally to a standard warehouse unit (see industrial buildings/warehouses) to provide a Cold Store (not freezer). These costs should be added to those for the warehouse unit. Costs include for extra depth excavation to accommodate the necessary floor recess to accept the insulated floor including heat mat; secondary support steelwork for walls and ceiling; Proprietary 150mm floor, wall and ceiling panels; personnel/fire escape doors and rapid roll forklift access doors; nominal provision of mechanical installation [NOTE: Chiller Plant is Excluded] and electrical installation. | Location Adjustment Applicable (See Guidance Notes) - ERC = UK mean of 1.00 | (BEAMS Note 2) The ERC for this item should be added to all other rateable items on the hereditament (except land). Therefore the total of the ERC of the other Building Items and the P&M ERC (where applicable) to enable the correct contract size adjustment to be made. ERC of Building Component + ERC of P&M = Total ERC to which contract size adjustment should be applied. The appropriate % adjustment should be made in accordance with the scale for contract size adjustment specified under section 6 of the RCG 2023 Guidance notes. The currency ERC rates are set at £4m (Four Million Pounds) @ 1st April 2021 (AVD) for the RCG 2023 Publication. | External works are excluded | Measure external dimensions- deduct wall thickness to provide GIA dimension and record internal height. | - | - | Chiller plant, motors and compressors | - | - | Photo 1 - Steel frame and panel insulation to walls | - | 10054 |  | m2 | - | 3 - INDUSTRIAL | David Grace | Sarah Barton | 491.5503 | Option 1 | 609.426 | 23.98% | 717.2033 | 514.9348 | 4.757% | -15.5% | 514.9348 | 4.757% | ERC Over-ridden | S Beresford | VOA_GPN_GOV_UK\7212398 | 2021-08-03 | Low | Blue | High | No cost information was available, I contacted several contractors and had no reply. Spoke to Sarah Barton who informed me of an FOR11870948/535 however there was no elemental cost breakdown in the FOR it related more to rental information. At this point I am unable to obtain any new cost information for cold stores and therefore believe that indexing of previous figures is the best option available at this point. | 2017 CG indexed due to lack of info. £738 carried over as ERC to avoid double counting for prelims, CSA etc | SB had indexed from 2017 rate but this negated the gross to net adjustments carried out in 2021. I've indexed 2021 rate forward using SPONS A&B indices, which shows a slight decrease on previous list. 21/12/2020 - Copied to latest DCS, updated forecast TPI. | NA | SPONS A&B | 1.56 | (BEAMS Note 2) The ERC for this item should be added to all other rateable items on the hereditament (except land). Therefore the total of the ERC of the other Building Items and the P&M ERC (where applicable) to enable the correct contract size adjustment to be made. ERC of Building Component + ERC of P&M = Total ERC to which contract size adjustment should be applied. The appropriate % adjustment should be made in accordance with the scale for contract size adjustment specified under section 6 of the RCG 2021 Guidance notes. The currency ERC rates are set at £4m (Four Million Pounds) @ 1st April 2019 (AVD) for the RCG 2021 Publication. | Photo 1 - Steel frame and panel insulation to walls | - | 2 | TRUE
708 | 50Z10M | 4295 | 50Z10M | Cold Stores | Warehouse adaptation costs | <= 500m² | Eaves ht - 9.0m | - | Adaptation costs only, internally to a standard warehouse unit (see industrial buildings/warehouses) to provide a Cold Store (not freezer). These costs should be added to those for the warehouse unit. Costs include for extra depth excavation to accommodate the necessary floor recess to accept the insulated floor including heat mat; secondary support steelwork for walls and ceiling; Proprietary 150mm floor, wall and ceiling panels; personnel/fire escape doors and rapid roll forklift access doors; nominal provision of mechanical installation [NOTE: Chiller Plant is Excluded] and electrical installation. | Location Adjustment Applicable (See Guidance Notes) - ERC = UK mean of 1.00 | (BEAMS Note 2) The ERC for this item should be added to all other rateable items on the hereditament (except land). Therefore the total of the ERC of the other Building Items and the P&M ERC (where applicable) to enable the correct contract size adjustment to be made. ERC of Building Component + ERC of P&M = Total ERC to which contract size adjustment should be applied. The appropriate % adjustment should be made in accordance with the scale for contract size adjustment specified under section 6 of the RCG 2023 Guidance notes. The currency ERC rates are set at £4m (Four Million Pounds) @ 1st April 2021 (AVD) for the RCG 2023 Publication. | External works are excluded | Measure external dimensions- deduct wall thickness to provide GIA dimension and record internal height. | - | - | Chiller plant, motors and compressors | - | - | Photo 1 - Steel frame and panel insulation to walls | - | 10054 |  | m2 | - | 3 - INDUSTRIAL | David Grace | Sarah Barton | 493.011 | Option 1 | 611.2371 | 23.98% | 740.6829 | 531.7926 | 7.866% | -13% | 531.7926 | 7.866% | ERC Over-ridden | S Beresford | VOA_GPN_GOV_UK\7212398 | 2021-08-03 | Low | Blue | High | No cost information was available, I contacted several contractors and had no reply. Spoke to Sarah Barton who informed me of an FOR11870948/535 however there was no elemental cost breakdown in the FOR it related more to rental information. At this point I am unable to obtain any new cost information for cold stores and therefore believe that indexing of previous figures is the best option available at this point. | 2017 CG indexed due to lack of info. £738 carried over as ERC to avoid double counting for prelims, CSA etc | SB had indexed from 2017 rate but this negated the gross to net adjustments carried out in 2021. I've indexed 2021 rate forward using SPONS A&B indices, which shows a slight decrease on previous list. 21/12/2020 - Copied to latest DCS, updated forecast TPI. | NA | SPONS A&B | 1.56 | (BEAMS Note 2) The ERC for this item should be added to all other rateable items on the hereditament (except land). Therefore the total of the ERC of the other Building Items and the P&M ERC (where applicable) to enable the correct contract size adjustment to be made. ERC of Building Component + ERC of P&M = Total ERC to which contract size adjustment should be applied. The appropriate % adjustment should be made in accordance with the scale for contract size adjustment specified under section 6 of the RCG 2021 Guidance notes. The currency ERC rates are set at £4m (Four Million Pounds) @ 1st April 2019 (AVD) for the RCG 2021 Publication. | Photo 1 - Steel frame and panel insulation to walls | - | 2 | TRUE
709 | 50Z10P | 4296 | 50Z10P | Cold Stores | Warehouse adaptation costs | <= 500m² | Eaves ht - 9.5m | - | Adaptation costs only, internally to a standard warehouse unit (see industrial buildings/warehouses) to provide a Cold Store (not freezer). These costs should be added to those for the warehouse unit. Costs include for extra depth excavation to accommodate the necessary floor recess to accept the insulated floor including heat mat; secondary support steelwork for walls and ceiling; Proprietary 150mm floor, wall and ceiling panels; personnel/fire escape doors and rapid roll forklift access doors; nominal provision of mechanical installation [NOTE: Chiller Plant is Excluded] and electrical installation. | Location Adjustment Applicable (See Guidance Notes) - ERC = UK mean of 1.00 | (BEAMS Note 2) The ERC for this item should be added to all other rateable items on the hereditament (except land). Therefore the total of the ERC of the other Building Items and the P&M ERC (where applicable) to enable the correct contract size adjustment to be made. ERC of Building Component + ERC of P&M = Total ERC to which contract size adjustment should be applied. The appropriate % adjustment should be made in accordance with the scale for contract size adjustment specified under section 6 of the RCG 2023 Guidance notes. The currency ERC rates are set at £4m (Four Million Pounds) @ 1st April 2021 (AVD) for the RCG 2023 Publication. | External works are excluded | Measure external dimensions- deduct wall thickness to provide GIA dimension and record internal height. | - | - | Chiller plant, motors and compressors | - | - | Photo 1 - Steel frame and panel insulation to walls | - | 10054 |  | m2 | - | 3 - INDUSTRIAL | David Grace | Sarah Barton | 493.7414 | Option 1 | 612.1427 | 23.98% | 756.5462 | 543.1821 | 10.01% | -11.27% | 543.1821 | 10.01% | ERC Over-ridden | S Beresford | VOA_GPN_GOV_UK\7212398 | 2021-08-03 | Low | Blue | High | No cost information was available, I contacted several contractors and had no reply. Spoke to Sarah Barton who informed me of an FOR11870948/535 however there was no elemental cost breakdown in the FOR it related more to rental information. At this point I am unable to obtain any new cost information for cold stores and therefore believe that indexing of previous figures is the best option available at this point. | 2017 CG indexed due to lack of info. £738 carried over as ERC to avoid double counting for prelims, CSA etc | SB had indexed from 2017 rate but this negated the gross to net adjustments carried out in 2021. I've indexed 2021 rate forward using SPONS A&B indices, which shows a slight decrease on previous list. 21/12/2020 - Copied to latest DCS, updated forecast TPI. | NA | SPONS A&B | 1.56 | (BEAMS Note 2) The ERC for this item should be added to all other rateable items on the hereditament (except land). Therefore the total of the ERC of the other Building Items and the P&M ERC (where applicable) to enable the correct contract size adjustment to be made. ERC of Building Component + ERC of P&M = Total ERC to which contract size adjustment should be applied. The appropriate % adjustment should be made in accordance with the scale for contract size adjustment specified under section 6 of the RCG 2021 Guidance notes. The currency ERC rates are set at £4m (Four Million Pounds) @ 1st April 2019 (AVD) for the RCG 2021 Publication. | Photo 1 - Steel frame and panel insulation to walls | - | 2 | TRUE
710 | 50Z10R | 4297 | 50Z10R | Cold Stores | Warehouse adaptation costs | <= 500m² | Eaves ht - 10.0m | - | Adaptation costs only, internally to a standard warehouse unit (see industrial buildings/warehouses) to provide a Cold Store (not freezer). These costs should be added to those for the warehouse unit. Costs include for extra depth excavation to accommodate the necessary floor recess to accept the insulated floor including heat mat; secondary support steelwork for walls and ceiling; Proprietary 150mm floor, wall and ceiling panels; personnel/fire escape doors and rapid roll forklift access doors; nominal provision of mechanical installation [NOTE: Chiller Plant is Excluded] and electrical installation. | Location Adjustment Applicable (See Guidance Notes) - ERC = UK mean of 1.00 | (BEAMS Note 2) The ERC for this item should be added to all other rateable items on the hereditament (except land). Therefore the total of the ERC of the other Building Items and the P&M ERC (where applicable) to enable the correct contract size adjustment to be made. ERC of Building Component + ERC of P&M = Total ERC to which contract size adjustment should be applied. The appropriate % adjustment should be made in accordance with the scale for contract size adjustment specified under section 6 of the RCG 2023 Guidance notes. The currency ERC rates are set at £4m (Four Million Pounds) @ 1st April 2021 (AVD) for the RCG 2023 Publication. | External works are excluded | Measure external dimensions- deduct wall thickness to provide GIA dimension and record internal height. | - | - | Chiller plant, motors and compressors | - | - | Photo 1 - Steel frame and panel insulation to walls | - | 10054 |  | m2 | - | 3 - INDUSTRIAL | David Grace | Sarah Barton | 493.7414 | Option 1 | 612.1427 | 23.98% | 772.4095 | 554.5716 | 12.32% | -9.405% | 554.5716 | 12.32% | ERC Over-ridden | S Beresford | VOA_GPN_GOV_UK\7212398 | 2021-08-03 | Low | Blue | High | No cost information was available, I contacted several contractors and had no reply. Spoke to Sarah Barton who informed me of an FOR11870948/535 however there was no elemental cost breakdown in the FOR it related more to rental information. At this point I am unable to obtain any new cost information for cold stores and therefore believe that indexing of previous figures is the best option available at this point. | 2017 CG indexed due to lack of info. £738 carried over as ERC to avoid double counting for prelims, CSA etc | SB had indexed from 2017 rate but this negated the gross to net adjustments carried out in 2021. I've indexed 2021 rate forward using SPONS A&B indices, which shows a slight decrease on previous list. 21/12/2020 - Copied to latest DCS, updated forecast TPI. | NA | SPONS A&B | 1.56 | (BEAMS Note 2) The ERC for this item should be added to all other rateable items on the hereditament (except land). Therefore the total of the ERC of the other Building Items and the P&M ERC (where applicable) to enable the correct contract size adjustment to be made. ERC of Building Component + ERC of P&M = Total ERC to which contract size adjustment should be applied. The appropriate % adjustment should be made in accordance with the scale for contract size adjustment specified under section 6 of the RCG 2021 Guidance notes. The currency ERC rates are set at £4m (Four Million Pounds) @ 1st April 2019 (AVD) for the RCG 2021 Publication. | Photo 1 - Steel frame and panel insulation to walls | - | 2 | TRUE
711 | 50Z10T | 4298 | 50Z10T | Cold Stores | Warehouse adaptation costs | <= 500m² | Eaves ht - 10.5m | - | Adaptation costs only, internally to a standard warehouse unit (see industrial buildings/warehouses) to provide a Cold Store (not freezer). These costs should be added to those for the warehouse unit. Costs include for extra depth excavation to accommodate the necessary floor recess to accept the insulated floor including heat mat; secondary support steelwork for walls and ceiling; Proprietary 150mm floor, wall and ceiling panels; personnel/fire escape doors and rapid roll forklift access doors; nominal provision of mechanical installation [NOTE: Chiller Plant is Excluded] and electrical installation. | Location Adjustment Applicable (See Guidance Notes) - ERC = UK mean of 1.00 | (BEAMS Note 2) The ERC for this item should be added to all other rateable items on the hereditament (except land). Therefore the total of the ERC of the other Building Items and the P&M ERC (where applicable) to enable the correct contract size adjustment to be made. ERC of Building Component + ERC of P&M = Total ERC to which contract size adjustment should be applied. The appropriate % adjustment should be made in accordance with the scale for contract size adjustment specified under section 6 of the RCG 2023 Guidance notes. The currency ERC rates are set at £4m (Four Million Pounds) @ 1st April 2021 (AVD) for the RCG 2023 Publication. | External works are excluded | Measure external dimensions- deduct wall thickness to provide GIA dimension and record internal height. | - | - | Chiller plant, motors and compressors | - | - | Photo 1 - Steel frame and panel insulation to walls | - | 10054 |  | m2 | - | 3 - INDUSTRIAL | David Grace | Sarah Barton | 493.7414 | Option 1 | 612.1427 | 23.98% | 788.2728 | 565.961 | 14.63% | -7.544% | 565.961 | 14.63% | ERC Over-ridden | S Beresford | VOA_GPN_GOV_UK\7212398 | 2021-08-03 | Low | Blue | High | No cost information was available, I contacted several contractors and had no reply. Spoke to Sarah Barton who informed me of an FOR11870948/535 however there was no elemental cost breakdown in the FOR it related more to rental information. At this point I am unable to obtain any new cost information for cold stores and therefore believe that indexing of previous figures is the best option available at this point. | 2017 CG indexed due to lack of info. £738 carried over as ERC to avoid double counting for prelims, CSA etc | SB had indexed from 2017 rate but this negated the gross to net adjustments carried out in 2021. I've indexed 2021 rate forward using SPONS A&B indices, which shows a slight decrease on previous list. 21/12/2020 - Copied to latest DCS, updated forecast TPI. | NA | SPONS A&B | 1.56 | (BEAMS Note 2) The ERC for this item should be added to all other rateable items on the hereditament (except land). Therefore the total of the ERC of the other Building Items and the P&M ERC (where applicable) to enable the correct contract size adjustment to be made. ERC of Building Component + ERC of P&M = Total ERC to which contract size adjustment should be applied. The appropriate % adjustment should be made in accordance with the scale for contract size adjustment specified under section 6 of the RCG 2021 Guidance notes. The currency ERC rates are set at £4m (Four Million Pounds) @ 1st April 2019 (AVD) for the RCG 2021 Publication. | Photo 1 - Steel frame and panel insulation to walls | - | 2 | TRUE
712 | 50Z10V | 4299 | 50Z10V | Cold Stores | Warehouse adaptation costs | <= 500m² | Eaves ht - 11.0m | - | Adaptation costs only, internally to a standard warehouse unit (see industrial buildings/warehouses) to provide a Cold Store (not freezer). These costs should be added to those for the warehouse unit. Costs include for extra depth excavation to accommodate the necessary floor recess to accept the insulated floor including heat mat; secondary support steelwork for walls and ceiling; Proprietary 150mm floor, wall and ceiling panels; personnel/fire escape doors and rapid roll forklift access doors; nominal provision of mechanical installation [NOTE: Chiller Plant is Excluded] and electrical installation. | Location Adjustment Applicable (See Guidance Notes) - ERC = UK mean of 1.00 | (BEAMS Note 2) The ERC for this item should be added to all other rateable items on the hereditament (except land). Therefore the total of the ERC of the other Building Items and the P&M ERC (where applicable) to enable the correct contract size adjustment to be made. ERC of Building Component + ERC of P&M = Total ERC to which contract size adjustment should be applied. The appropriate % adjustment should be made in accordance with the scale for contract size adjustment specified under section 6 of the RCG 2023 Guidance notes. The currency ERC rates are set at £4m (Four Million Pounds) @ 1st April 2021 (AVD) for the RCG 2023 Publication. | External works are excluded | Measure external dimensions- deduct wall thickness to provide GIA dimension and record internal height. | - | - | Chiller plant, motors and compressors | - | - | Photo 1 - Steel frame and panel insulation to walls | - | 10054 |  | m2 | - | 3 - INDUSTRIAL | David Grace | Sarah Barton | 493.7414 | Option 1 | 612.1427 | 23.98% | 811.7525 | 582.8189 | 18.04% | -4.79% | 582.8189 | 18.04% | ERC Over-ridden | S Beresford | VOA_GPN_GOV_UK\7212398 | 2021-08-03 | Low | Blue | High | No cost information was available, I contacted several contractors and had no reply. Spoke to Sarah Barton who informed me of an FOR11870948/535 however there was no elemental cost breakdown in the FOR it related more to rental information. At this point I am unable to obtain any new cost information for cold stores and therefore believe that indexing of previous figures is the best option available at this point. | 2017 CG indexed due to lack of info. £738 carried over as ERC to avoid double counting for prelims, CSA etc | SB had indexed from 2017 rate but this negated the gross to net adjustments carried out in 2021. I've indexed 2021 rate forward using SPONS A&B indices, which shows a slight decrease on previous list. 21/12/2020 - Copied to latest DCS, updated forecast TPI. | NA | SPONS A&B | 1.56 | (BEAMS Note 2) The ERC for this item should be added to all other rateable items on the hereditament (except land). Therefore the total of the ERC of the other Building Items and the P&M ERC (where applicable) to enable the correct contract size adjustment to be made. ERC of Building Component + ERC of P&M = Total ERC to which contract size adjustment should be applied. The appropriate % adjustment should be made in accordance with the scale for contract size adjustment specified under section 6 of the RCG 2021 Guidance notes. The currency ERC rates are set at £4m (Four Million Pounds) @ 1st April 2019 (AVD) for the RCG 2021 Publication. | Photo 1 - Steel frame and panel insulation to walls | - | 2 | TRUE
713 | 50Z30A | 4312 | 50Z30A | Cold Stores | Warehouse adaptation costs | > 5000m² | Eaves ht - 5.5m | - | Adaptation costs only, internally to a standard warehouse unit (see industrial buildings/warehouses) to provide a Cold Store (not freezer). These costs should be added to those for the warehouse unit. Costs include for extra depth excavation to accommodate the necessary floor recess to accept the insulated floor including heat mat; secondary support steelwork for walls and ceiling; Proprietary 150mm floor, wall and ceiling panels; personnel/fire escape doors and rapid roll forklift access doors; nominal provision of mechanical installation [NOTE: Chiller Plant is Excluded] and electrical installation. | Location Adjustment Applicable (See Guidance Notes) - ERC = UK mean of 1.00 | (BEAMS Note 2) The ERC for this item should be added to all other rateable items on the hereditament (except land). Therefore the total of the ERC of the other Building Items and the P&M ERC (where applicable) to enable the correct contract size adjustment to be made. ERC of Building Component + ERC of P&M = Total ERC to which contract size adjustment should be applied. The appropriate % adjustment should be made in accordance with the scale for contract size adjustment specified under section 6 of the RCG 2023 Guidance notes. The currency ERC rates are set at £4m (Four Million Pounds) @ 1st April 2021 (AVD) for the RCG 2023 Publication. | External works are excluded | Measure external dimensions- deduct wall thickness to provide GIA dimension and record internal height. | - | - | Chiller plant, motors and compressors | - | - | Photo 1 - Steel frame and panel insulation to walls | - | 10054 |  | m2 | - | 3 - INDUSTRIAL | David Grace | Sarah Barton | 276.8166 | Option 1 | 343.1983 | 23.98% | 411.9634 | 295.7799 | 6.851% | -13.82% | 295.7799 | 6.851% | ERC Over-ridden | S Beresford | VOA_GPN_GOV_UK\7212398 | 2021-08-03 | Low | Blue | High | No cost information was available, I contacted several contractors and had no reply. Spoke to Sarah Barton who informed me of an FOR11870948/535 however there was no elemental cost breakdown in the FOR it related more to rental information. At this point I am unable to obtain any new cost information for cold stores and therefore believe that indexing of previous figures is the best option available at this point. | 2017 CG indexed due to lack of info. £738 carried over as ERC to avoid double counting for prelims, CSA etc | SB had indexed from 2017 rate but this negated the gross to net adjustments carried out in 2021. I've indexed 2021 rate forward using SPONS A&B indices, which shows a slight decrease on previous list. 21/12/2020 - Copied to latest DCS, updated forecast TPI. | NA | SPONS A&B | 1.56 | (BEAMS Note 2) The ERC for this item should be added to all other rateable items on the hereditament (except land). Therefore the total of the ERC of the other Building Items and the P&M ERC (where applicable) to enable the correct contract size adjustment to be made. ERC of Building Component + ERC of P&M = Total ERC to which contract size adjustment should be applied. The appropriate % adjustment should be made in accordance with the scale for contract size adjustment specified under section 6 of the RCG 2021 Guidance notes. The currency ERC rates are set at £4m (Four Million Pounds) @ 1st April 2019 (AVD) for the RCG 2021 Publication. | Photo 1 - Steel frame and panel insulation to walls | - | 2 | TRUE
714 | 50Z30C | 4313 | 50Z30C | Cold Stores | Warehouse adaptation costs | > 5000m² | Eaves ht - 6.0m | - | Adaptation costs only, internally to a standard warehouse unit (see industrial buildings/warehouses) to provide a Cold Store (not freezer). These costs should be added to those for the warehouse unit. Costs include for extra depth excavation to accommodate the necessary floor recess to accept the insulated floor including heat mat; secondary support steelwork for walls and ceiling; Proprietary 150mm floor, wall and ceiling panels; personnel/fire escape doors and rapid roll forklift access doors; nominal provision of mechanical installation [NOTE: Chiller Plant is Excluded] and electrical installation. | Location Adjustment Applicable (See Guidance Notes) - ERC = UK mean of 1.00 | (BEAMS Note 2) The ERC for this item should be added to all other rateable items on the hereditament (except land). Therefore the total of the ERC of the other Building Items and the P&M ERC (where applicable) to enable the correct contract size adjustment to be made. ERC of Building Component + ERC of P&M = Total ERC to which contract size adjustment should be applied. The appropriate % adjustment should be made in accordance with the scale for contract size adjustment specified under section 6 of the RCG 2023 Guidance notes. The currency ERC rates are set at £4m (Four Million Pounds) @ 1st April 2021 (AVD) for the RCG 2023 Publication. | External works are excluded | Measure external dimensions- deduct wall thickness to provide GIA dimension and record internal height. | - | - | Chiller plant, motors and compressors | - | - | Photo 1 - Steel frame and panel insulation to walls | - | 10054 |  | m2 | - | 3 - INDUSTRIAL | David Grace | Sarah Barton | 281.9293 | Option 1 | 349.5371 | 23.98% | 417.076 | 299.4506 | 6.215% | -14.33% | 299.4506 | 6.215% | ERC Over-ridden | S Beresford | VOA_GPN_GOV_UK\7212398 | 2021-08-03 | Low | Blue | High | No cost information was available, I contacted several contractors and had no reply. Spoke to Sarah Barton who informed me of an FOR11870948/535 however there was no elemental cost breakdown in the FOR it related more to rental information. At this point I am unable to obtain any new cost information for cold stores and therefore believe that indexing of previous figures is the best option available at this point. | 2017 CG indexed due to lack of info. £738 carried over as ERC to avoid double counting for prelims, CSA etc | SB had indexed from 2017 rate but this negated the gross to net adjustments carried out in 2021. I've indexed 2021 rate forward using SPONS A&B indices, which shows a slight decrease on previous list. 21/12/2020 - Copied to latest DCS, updated forecast TPI. | NA | SPONS A&B | 1.56 | (BEAMS Note 2) The ERC for this item should be added to all other rateable items on the hereditament (except land). Therefore the total of the ERC of the other Building Items and the P&M ERC (where applicable) to enable the correct contract size adjustment to be made. ERC of Building Component + ERC of P&M = Total ERC to which contract size adjustment should be applied. The appropriate % adjustment should be made in accordance with the scale for contract size adjustment specified under section 6 of the RCG 2021 Guidance notes. The currency ERC rates are set at £4m (Four Million Pounds) @ 1st April 2019 (AVD) for the RCG 2021 Publication. | Photo 1 - Steel frame and panel insulation to walls | - | 2 | TRUE
715 | 50Z30E | 4314 | 50Z30E | Cold Stores | Warehouse adaptation costs | > 5000m² | Eaves ht - 6.5m | - | Adaptation costs only, internally to a standard warehouse unit (see industrial buildings/warehouses) to provide a Cold Store (not freezer). These costs should be added to those for the warehouse unit. Costs include for extra depth excavation to accommodate the necessary floor recess to accept the insulated floor including heat mat; secondary support steelwork for walls and ceiling; Proprietary 150mm floor, wall and ceiling panels; personnel/fire escape doors and rapid roll forklift access doors; nominal provision of mechanical installation [NOTE: Chiller Plant is Excluded] and electrical installation. | Location Adjustment Applicable (See Guidance Notes) - ERC = UK mean of 1.00 | (BEAMS Note 2) The ERC for this item should be added to all other rateable items on the hereditament (except land). Therefore the total of the ERC of the other Building Items and the P&M ERC (where applicable) to enable the correct contract size adjustment to be made. ERC of Building Component + ERC of P&M = Total ERC to which contract size adjustment should be applied. The appropriate % adjustment should be made in accordance with the scale for contract size adjustment specified under section 6 of the RCG 2023 Guidance notes. The currency ERC rates are set at £4m (Four Million Pounds) @ 1st April 2021 (AVD) for the RCG 2023 Publication. | External works are excluded | Measure external dimensions- deduct wall thickness to provide GIA dimension and record internal height. | - | - | Chiller plant, motors and compressors | - | - | Photo 1 - Steel frame and panel insulation to walls | - | 10054 |  | m2 | - | 3 - INDUSTRIAL | David Grace | Sarah Barton | 285.5812 | Option 1 | 354.0648 | 23.98% | 422.1886 | 303.1213 | 6.142% | -14.39% | 303.1213 | 6.142% | ERC Over-ridden | S Beresford | VOA_GPN_GOV_UK\7212398 | 2021-08-03 | Low | Blue | High | No cost information was available, I contacted several contractors and had no reply. Spoke to Sarah Barton who informed me of an FOR11870948/535 however there was no elemental cost breakdown in the FOR it related more to rental information. At this point I am unable to obtain any new cost information for cold stores and therefore believe that indexing of previous figures is the best option available at this point. | 2017 CG indexed due to lack of info. £738 carried over as ERC to avoid double counting for prelims, CSA etc | SB had indexed from 2017 rate but this negated the gross to net adjustments carried out in 2021. I've indexed 2021 rate forward using SPONS A&B indices, which shows a slight decrease on previous list. 21/12/2020 - Copied to latest DCS, updated forecast TPI. | NA | SPONS A&B | 1.56 | (BEAMS Note 2) The ERC for this item should be added to all other rateable items on the hereditament (except land). Therefore the total of the ERC of the other Building Items and the P&M ERC (where applicable) to enable the correct contract size adjustment to be made. ERC of Building Component + ERC of P&M = Total ERC to which contract size adjustment should be applied. The appropriate % adjustment should be made in accordance with the scale for contract size adjustment specified under section 6 of the RCG 2021 Guidance notes. The currency ERC rates are set at £4m (Four Million Pounds) @ 1st April 2019 (AVD) for the RCG 2021 Publication. | Photo 1 - Steel frame and panel insulation to walls | - | 2 | TRUE
716 | 50Z30F | 4315 | 50Z30F | Cold Stores | Warehouse adaptation costs | > 5000m² | Eaves ht - 7.0m | - | Adaptation costs only, internally to a standard warehouse unit (see industrial buildings/warehouses) to provide a Cold Store (not freezer). These costs should be added to those for the warehouse unit. Costs include for extra depth excavation to accommodate the necessary floor recess to accept the insulated floor including heat mat; secondary support steelwork for walls and ceiling; Proprietary 150mm floor, wall and ceiling panels; personnel/fire escape doors and rapid roll forklift access doors; nominal provision of mechanical installation [NOTE: Chiller Plant is Excluded] and electrical installation. | Location Adjustment Applicable (See Guidance Notes) - ERC = UK mean of 1.00 | (BEAMS Note 2) The ERC for this item should be added to all other rateable items on the hereditament (except land). Therefore the total of the ERC of the other Building Items and the P&M ERC (where applicable) to enable the correct contract size adjustment to be made. ERC of Building Component + ERC of P&M = Total ERC to which contract size adjustment should be applied. The appropriate % adjustment should be made in accordance with the scale for contract size adjustment specified under section 6 of the RCG 2023 Guidance notes. The currency ERC rates are set at £4m (Four Million Pounds) @ 1st April 2021 (AVD) for the RCG 2023 Publication. | External works are excluded | Measure external dimensions- deduct wall thickness to provide GIA dimension and record internal height. | - | - | Chiller plant, motors and compressors | - | - | Photo 1 - Steel frame and panel insulation to walls | - | 10054 |  | m2 | - | 3 - INDUSTRIAL | David Grace | Sarah Barton | 285.5812 | Option 1 | 354.0648 | 23.98% | 429.3555 | 308.267 | 7.944% | -12.93% | 308.267 | 7.944% | ERC Over-ridden | S Beresford | VOA_GPN_GOV_UK\7212398 | 2021-08-03 | Low | Blue | High | No cost information was available, I contacted several contractors and had no reply. Spoke to Sarah Barton who informed me of an FOR11870948/535 however there was no elemental cost breakdown in the FOR it related more to rental information. At this point I am unable to obtain any new cost information for cold stores and therefore believe that indexing of previous figures is the best option available at this point. | 2017 CG indexed due to lack of info. £738 carried over as ERC to avoid double counting for prelims, CSA etc | SB had indexed from 2017 rate but this negated the gross to net adjustments carried out in 2021. I've indexed 2021 rate forward using SPONS A&B indices, which shows a slight decrease on previous list. 21/12/2020 - Copied to latest DCS, updated forecast TPI. | NA | SPONS A&B | 1.56 | (BEAMS Note 2) The ERC for this item should be added to all other rateable items on the hereditament (except land). Therefore the total of the ERC of the other Building Items and the P&M ERC (where applicable) to enable the correct contract size adjustment to be made. ERC of Building Component + ERC of P&M = Total ERC to which contract size adjustment should be applied. The appropriate % adjustment should be made in accordance with the scale for contract size adjustment specified under section 6 of the RCG 2021 Guidance notes. The currency ERC rates are set at £4m (Four Million Pounds) @ 1st April 2019 (AVD) for the RCG 2021 Publication. | Photo 1 - Steel frame and panel insulation to walls | - | 2 | TRUE
717 | 50Z30H | 4316 | 50Z30H | Cold Stores | Warehouse adaptation costs | > 5000m² | Eaves ht - 7.5m | - | Adaptation costs only, internally to a standard warehouse unit (see industrial buildings/warehouses) to provide a Cold Store (not freezer). These costs should be added to those for the warehouse unit. Costs include for extra depth excavation to accommodate the necessary floor recess to accept the insulated floor including heat mat; secondary support steelwork for walls and ceiling; Proprietary 150mm floor, wall and ceiling panels; personnel/fire escape doors and rapid roll forklift access doors; nominal provision of mechanical installation [NOTE: Chiller Plant is Excluded] and electrical installation. | Location Adjustment Applicable (See Guidance Notes) - ERC = UK mean of 1.00 | (BEAMS Note 2) The ERC for this item should be added to all other rateable items on the hereditament (except land). Therefore the total of the ERC of the other Building Items and the P&M ERC (where applicable) to enable the correct contract size adjustment to be made. ERC of Building Component + ERC of P&M = Total ERC to which contract size adjustment should be applied. The appropriate % adjustment should be made in accordance with the scale for contract size adjustment specified under section 6 of the RCG 2023 Guidance notes. The currency ERC rates are set at £4m (Four Million Pounds) @ 1st April 2021 (AVD) for the RCG 2023 Publication. | External works are excluded | Measure external dimensions- deduct wall thickness to provide GIA dimension and record internal height. | - | - | Chiller plant, motors and compressors | - | - | Photo 1 - Steel frame and panel insulation to walls | - | 10054 |  | m2 | - | 3 - INDUSTRIAL | David Grace | Sarah Barton | 285.5812 | Option 1 | 354.0648 | 23.98% | 434.4681 | 311.9377 | 9.229% | -11.9% | 311.9377 | 9.229% | ERC Over-ridden | S Beresford | VOA_GPN_GOV_UK\7212398 | 2021-08-03 | Low | Blue | High | No cost information was available, I contacted several contractors and had no reply. Spoke to Sarah Barton who informed me of an FOR11870948/535 however there was no elemental cost breakdown in the FOR it related more to rental information. At this point I am unable to obtain any new cost information for cold stores and therefore believe that indexing of previous figures is the best option available at this point. | 2017 CG indexed due to lack of info. £738 carried over as ERC to avoid double counting for prelims, CSA etc | SB had indexed from 2017 rate but this negated the gross to net adjustments carried out in 2021. I've indexed 2021 rate forward using SPONS A&B indices, which shows a slight decrease on previous list. 21/12/2020 - Copied to latest DCS, updated forecast TPI. | NA | SPONS A&B | 1.56 | (BEAMS Note 2) The ERC for this item should be added to all other rateable items on the hereditament (except land). Therefore the total of the ERC of the other Building Items and the P&M ERC (where applicable) to enable the correct contract size adjustment to be made. ERC of Building Component + ERC of P&M = Total ERC to which contract size adjustment should be applied. The appropriate % adjustment should be made in accordance with the scale for contract size adjustment specified under section 6 of the RCG 2021 Guidance notes. The currency ERC rates are set at £4m (Four Million Pounds) @ 1st April 2019 (AVD) for the RCG 2021 Publication. | Photo 1 - Steel frame and panel insulation to walls | - | 2 | TRUE
718 | 50Z30J | 4317 | 50Z30J | Cold Stores | Warehouse adaptation costs | > 5000m² | Eaves ht - 8.0m | - | Adaptation costs only, internally to a standard warehouse unit (see industrial buildings/warehouses) to provide a Cold Store (not freezer). These costs should be added to those for the warehouse unit. Costs include for extra depth excavation to accommodate the necessary floor recess to accept the insulated floor including heat mat; secondary support steelwork for walls and ceiling; Proprietary 150mm floor, wall and ceiling panels; personnel/fire escape doors and rapid roll forklift access doors; nominal provision of mechanical installation [NOTE: Chiller Plant is Excluded] and electrical installation. | Location Adjustment Applicable (See Guidance Notes) - ERC = UK mean of 1.00 | (BEAMS Note 2) The ERC for this item should be added to all other rateable items on the hereditament (except land). Therefore the total of the ERC of the other Building Items and the P&M ERC (where applicable) to enable the correct contract size adjustment to be made. ERC of Building Component + ERC of P&M = Total ERC to which contract size adjustment should be applied. The appropriate % adjustment should be made in accordance with the scale for contract size adjustment specified under section 6 of the RCG 2023 Guidance notes. The currency ERC rates are set at £4m (Four Million Pounds) @ 1st April 2021 (AVD) for the RCG 2023 Publication. | External works are excluded | Measure external dimensions- deduct wall thickness to provide GIA dimension and record internal height. | - | - | Chiller plant, motors and compressors | - | - | Photo 1 - Steel frame and panel insulation to walls | - | 10054 |  | m2 | - | 3 - INDUSTRIAL | David Grace | Sarah Barton | 287.042 | Option 1 | 355.8758 | 23.98% | 439.5806 | 315.6084 | 9.952% | -11.32% | 315.6084 | 9.952% | ERC Over-ridden | S Beresford | VOA_GPN_GOV_UK\7212398 | 2021-08-03 | Low | Blue | High | No cost information was available, I contacted several contractors and had no reply. Spoke to Sarah Barton who informed me of an FOR11870948/535 however there was no elemental cost breakdown in the FOR it related more to rental information. At this point I am unable to obtain any new cost information for cold stores and therefore believe that indexing of previous figures is the best option available at this point. | 2017 CG indexed due to lack of info. £738 carried over as ERC to avoid double counting for prelims, CSA etc | SB had indexed from 2017 rate but this negated the gross to net adjustments carried out in 2021. I've indexed 2021 rate forward using SPONS A&B indices, which shows a slight decrease on previous list. 21/12/2020 - Copied to latest DCS, updated forecast TPI. | NA | SPONS A&B | 1.56 | (BEAMS Note 2) The ERC for this item should be added to all other rateable items on the hereditament (except land). Therefore the total of the ERC of the other Building Items and the P&M ERC (where applicable) to enable the correct contract size adjustment to be made. ERC of Building Component + ERC of P&M = Total ERC to which contract size adjustment should be applied. The appropriate % adjustment should be made in accordance with the scale for contract size adjustment specified under section 6 of the RCG 2021 Guidance notes. The currency ERC rates are set at £4m (Four Million Pounds) @ 1st April 2019 (AVD) for the RCG 2021 Publication. | Photo 1 - Steel frame and panel insulation to walls | - | 2 | TRUE
719 | 50Z30L | 4318 | 50Z30L | Cold Stores | Warehouse adaptation costs | > 5000m² | Eaves ht - 8.5m | - | Adaptation costs only, internally to a standard warehouse unit (see industrial buildings/warehouses) to provide a Cold Store (not freezer). These costs should be added to those for the warehouse unit. Costs include for extra depth excavation to accommodate the necessary floor recess to accept the insulated floor including heat mat; secondary support steelwork for walls and ceiling; Proprietary 150mm floor, wall and ceiling panels; personnel/fire escape doors and rapid roll forklift access doors; nominal provision of mechanical installation [NOTE: Chiller Plant is Excluded] and electrical installation. | Location Adjustment Applicable (See Guidance Notes) - ERC = UK mean of 1.00 | (BEAMS Note 2) The ERC for this item should be added to all other rateable items on the hereditament (except land). Therefore the total of the ERC of the other Building Items and the P&M ERC (where applicable) to enable the correct contract size adjustment to be made. ERC of Building Component + ERC of P&M = Total ERC to which contract size adjustment should be applied. The appropriate % adjustment should be made in accordance with the scale for contract size adjustment specified under section 6 of the RCG 2023 Guidance notes. The currency ERC rates are set at £4m (Four Million Pounds) @ 1st April 2021 (AVD) for the RCG 2023 Publication. | External works are excluded | Measure external dimensions- deduct wall thickness to provide GIA dimension and record internal height. | - | - | Chiller plant, motors and compressors | - | - | Photo 1 - Steel frame and panel insulation to walls | - | 10054 |  | m2 | - | 3 - INDUSTRIAL | David Grace | Sarah Barton | 287.042 | Option 1 | 355.8758 | 23.98% | 444.6932 | 319.2791 | 11.23% | -10.28% | 319.2791 | 11.23% | ERC Over-ridden | S Beresford | VOA_GPN_GOV_UK\7212398 | 2021-08-03 | Low | Blue | High | No cost information was available, I contacted several contractors and had no reply. Spoke to Sarah Barton who informed me of an FOR11870948/535 however there was no elemental cost breakdown in the FOR it related more to rental information. At this point I am unable to obtain any new cost information for cold stores and therefore believe that indexing of previous figures is the best option available at this point. | 2017 CG indexed due to lack of info. £738 carried over as ERC to avoid double counting for prelims, CSA etc | SB had indexed from 2017 rate but this negated the gross to net adjustments carried out in 2021. I've indexed 2021 rate forward using SPONS A&B indices, which shows a slight decrease on previous list. 21/12/2020 - Copied to latest DCS, updated forecast TPI. | NA | SPONS A&B | 1.56 | (BEAMS Note 2) The ERC for this item should be added to all other rateable items on the hereditament (except land). Therefore the total of the ERC of the other Building Items and the P&M ERC (where applicable) to enable the correct contract size adjustment to be made. ERC of Building Component + ERC of P&M = Total ERC to which contract size adjustment should be applied. The appropriate % adjustment should be made in accordance with the scale for contract size adjustment specified under section 6 of the RCG 2021 Guidance notes. The currency ERC rates are set at £4m (Four Million Pounds) @ 1st April 2019 (AVD) for the RCG 2021 Publication. | Photo 1 - Steel frame and panel insulation to walls | - | 2 | TRUE
720 | 50Z30M | 4319 | 50Z30M | Cold Stores | Warehouse adaptation costs | > 5000m² | Eaves ht - 9.0m | - | Adaptation costs only, internally to a standard warehouse unit (see industrial buildings/warehouses) to provide a Cold Store (not freezer). These costs should be added to those for the warehouse unit. Costs include for extra depth excavation to accommodate the necessary floor recess to accept the insulated floor including heat mat; secondary support steelwork for walls and ceiling; Proprietary 150mm floor, wall and ceiling panels; personnel/fire escape doors and rapid roll forklift access doors; nominal provision of mechanical installation [NOTE: Chiller Plant is Excluded] and electrical installation. | Location Adjustment Applicable (See Guidance Notes) - ERC = UK mean of 1.00 | (BEAMS Note 2) The ERC for this item should be added to all other rateable items on the hereditament (except land). Therefore the total of the ERC of the other Building Items and the P&M ERC (where applicable) to enable the correct contract size adjustment to be made. ERC of Building Component + ERC of P&M = Total ERC to which contract size adjustment should be applied. The appropriate % adjustment should be made in accordance with the scale for contract size adjustment specified under section 6 of the RCG 2023 Guidance notes. The currency ERC rates are set at £4m (Four Million Pounds) @ 1st April 2021 (AVD) for the RCG 2023 Publication. | External works are excluded | Measure external dimensions- deduct wall thickness to provide GIA dimension and record internal height. | - | - | Chiller plant, motors and compressors | - | - | Photo 1 - Steel frame and panel insulation to walls | - | 10054 |  | m2 | - | 3 - INDUSTRIAL | David Grace | Sarah Barton | 289.2331 | Option 1 | 358.5924 | 23.98% | 451.8601 | 324.4247 | 12.17% | -9.528% | 324.4247 | 12.17% | ERC Over-ridden | S Beresford | VOA_GPN_GOV_UK\7212398 | 2021-08-03 | Low | Blue | High | No cost information was available, I contacted several contractors and had no reply. Spoke to Sarah Barton who informed me of an FOR11870948/535 however there was no elemental cost breakdown in the FOR it related more to rental information. At this point I am unable to obtain any new cost information for cold stores and therefore believe that indexing of previous figures is the best option available at this point. | 2017 CG indexed due to lack of info. £738 carried over as ERC to avoid double counting for prelims, CSA etc | SB had indexed from 2017 rate but this negated the gross to net adjustments carried out in 2021. I've indexed 2021 rate forward using SPONS A&B indices, which shows a slight decrease on previous list. 21/12/2020 - Copied to latest DCS, updated forecast TPI. | NA | SPONS A&B | 1.56 | (BEAMS Note 2) The ERC for this item should be added to all other rateable items on the hereditament (except land). Therefore the total of the ERC of the other Building Items and the P&M ERC (where applicable) to enable the correct contract size adjustment to be made. ERC of Building Component + ERC of P&M = Total ERC to which contract size adjustment should be applied. The appropriate % adjustment should be made in accordance with the scale for contract size adjustment specified under section 6 of the RCG 2021 Guidance notes. The currency ERC rates are set at £4m (Four Million Pounds) @ 1st April 2019 (AVD) for the RCG 2021 Publication. | Photo 1 - Steel frame and panel insulation to walls | - | 2 | TRUE
721 | 50Z30P | 4320 | 50Z30P | Cold Stores | Warehouse adaptation costs | > 5000m² | Eaves ht - 9.5m | - | Adaptation costs only, internally to a standard warehouse unit (see industrial buildings/warehouses) to provide a Cold Store (not freezer). These costs should be added to those for the warehouse unit. Costs include for extra depth excavation to accommodate the necessary floor recess to accept the insulated floor including heat mat; secondary support steelwork for walls and ceiling; Proprietary 150mm floor, wall and ceiling panels; personnel/fire escape doors and rapid roll forklift access doors; nominal provision of mechanical installation [NOTE: Chiller Plant is Excluded] and electrical installation. | Location Adjustment Applicable (See Guidance Notes) - ERC = UK mean of 1.00 | (BEAMS Note 2) The ERC for this item should be added to all other rateable items on the hereditament (except land). Therefore the total of the ERC of the other Building Items and the P&M ERC (where applicable) to enable the correct contract size adjustment to be made. ERC of Building Component + ERC of P&M = Total ERC to which contract size adjustment should be applied. The appropriate % adjustment should be made in accordance with the scale for contract size adjustment specified under section 6 of the RCG 2023 Guidance notes. The currency ERC rates are set at £4m (Four Million Pounds) @ 1st April 2021 (AVD) for the RCG 2023 Publication. | External works are excluded | Measure external dimensions- deduct wall thickness to provide GIA dimension and record internal height. | - | - | Chiller plant, motors and compressors | - | - | Photo 1 - Steel frame and panel insulation to walls | - | 10054 |  | m2 | - | 3 - INDUSTRIAL | David Grace | Sarah Barton | 289.2331 | Option 1 | 358.5924 | 23.98% | 456.9727 | 328.0954 | 13.44% | -8.505% | 328.0954 | 13.44% | ERC Over-ridden | S Beresford | VOA_GPN_GOV_UK\7212398 | 2021-08-03 | Low | Blue | High | No cost information was available, I contacted several contractors and had no reply. Spoke to Sarah Barton who informed me of an FOR11870948/535 however there was no elemental cost breakdown in the FOR it related more to rental information. At this point I am unable to obtain any new cost information for cold stores and therefore believe that indexing of previous figures is the best option available at this point. | 2017 CG indexed due to lack of info. £738 carried over as ERC to avoid double counting for prelims, CSA etc | SB had indexed from 2017 rate but this negated the gross to net adjustments carried out in 2021. I've indexed 2021 rate forward using SPONS A&B indices, which shows a slight decrease on previous list. 21/12/2020 - Copied to latest DCS, updated forecast TPI. | NA | SPONS A&B | 1.56 | (BEAMS Note 2) The ERC for this item should be added to all other rateable items on the hereditament (except land). Therefore the total of the ERC of the other Building Items and the P&M ERC (where applicable) to enable the correct contract size adjustment to be made. ERC of Building Component + ERC of P&M = Total ERC to which contract size adjustment should be applied. The appropriate % adjustment should be made in accordance with the scale for contract size adjustment specified under section 6 of the RCG 2021 Guidance notes. The currency ERC rates are set at £4m (Four Million Pounds) @ 1st April 2019 (AVD) for the RCG 2021 Publication. | Photo 1 - Steel frame and panel insulation to walls | - | 2 | TRUE
722 | 50Z30R | 4321 | 50Z30R | Cold Stores | Warehouse adaptation costs | > 5000m² | Eaves ht - 10.0m | - | Adaptation costs only, internally to a standard warehouse unit (see industrial buildings/warehouses) to provide a Cold Store (not freezer). These costs should be added to those for the warehouse unit. Costs include for extra depth excavation to accommodate the necessary floor recess to accept the insulated floor including heat mat; secondary support steelwork for walls and ceiling; Proprietary 150mm floor, wall and ceiling panels; personnel/fire escape doors and rapid roll forklift access doors; nominal provision of mechanical installation [NOTE: Chiller Plant is Excluded] and electrical installation. | Location Adjustment Applicable (See Guidance Notes) - ERC = UK mean of 1.00 | (BEAMS Note 2) The ERC for this item should be added to all other rateable items on the hereditament (except land). Therefore the total of the ERC of the other Building Items and the P&M ERC (where applicable) to enable the correct contract size adjustment to be made. ERC of Building Component + ERC of P&M = Total ERC to which contract size adjustment should be applied. The appropriate % adjustment should be made in accordance with the scale for contract size adjustment specified under section 6 of the RCG 2023 Guidance notes. The currency ERC rates are set at £4m (Four Million Pounds) @ 1st April 2021 (AVD) for the RCG 2023 Publication. | External works are excluded | Measure external dimensions- deduct wall thickness to provide GIA dimension and record internal height. | - | - | Chiller plant, motors and compressors | - | - | Photo 1 - Steel frame and panel insulation to walls | - | 10054 |  | m2 | - | 3 - INDUSTRIAL | David Grace | Sarah Barton | 289.2331 | Option 1 | 358.5924 | 23.98% | 462.0852 | 331.7662 | 14.71% | -7.481% | 331.7662 | 14.71% | ERC Over-ridden | S Beresford | VOA_GPN_GOV_UK\7212398 | 2021-08-03 | Low | Blue | High | No cost information was available, I contacted several contractors and had no reply. Spoke to Sarah Barton who informed me of an FOR11870948/535 however there was no elemental cost breakdown in the FOR it related more to rental information. At this point I am unable to obtain any new cost information for cold stores and therefore believe that indexing of previous figures is the best option available at this point. | 2017 CG indexed due to lack of info. £738 carried over as ERC to avoid double counting for prelims, CSA etc | SB had indexed from 2017 rate but this negated the gross to net adjustments carried out in 2021. I've indexed 2021 rate forward using SPONS A&B indices, which shows a slight decrease on previous list. 21/12/2020 - Copied to latest DCS, updated forecast TPI. | NA | SPONS A&B | 1.56 | (BEAMS Note 2) The ERC for this item should be added to all other rateable items on the hereditament (except land). Therefore the total of the ERC of the other Building Items and the P&M ERC (where applicable) to enable the correct contract size adjustment to be made. ERC of Building Component + ERC of P&M = Total ERC to which contract size adjustment should be applied. The appropriate % adjustment should be made in accordance with the scale for contract size adjustment specified under section 6 of the RCG 2021 Guidance notes. The currency ERC rates are set at £4m (Four Million Pounds) @ 1st April 2019 (AVD) for the RCG 2021 Publication. | Photo 1 - Steel frame and panel insulation to walls | - | 2 | TRUE
723 | 50Z30T | 4322 | 50Z30T | Cold Stores | Warehouse adaptation costs | > 5000m² | Eaves ht - 10.5m | - | Adaptation costs only, internally to a standard warehouse unit (see industrial buildings/warehouses) to provide a Cold Store (not freezer). These costs should be added to those for the warehouse unit. Costs include for extra depth excavation to accommodate the necessary floor recess to accept the insulated floor including heat mat; secondary support steelwork for walls and ceiling; Proprietary 150mm floor, wall and ceiling panels; personnel/fire escape doors and rapid roll forklift access doors; nominal provision of mechanical installation [NOTE: Chiller Plant is Excluded] and electrical installation. | Location Adjustment Applicable (See Guidance Notes) - ERC = UK mean of 1.00 | (BEAMS Note 2) The ERC for this item should be added to all other rateable items on the hereditament (except land). Therefore the total of the ERC of the other Building Items and the P&M ERC (where applicable) to enable the correct contract size adjustment to be made. ERC of Building Component + ERC of P&M = Total ERC to which contract size adjustment should be applied. The appropriate % adjustment should be made in accordance with the scale for contract size adjustment specified under section 6 of the RCG 2023 Guidance notes. The currency ERC rates are set at £4m (Four Million Pounds) @ 1st April 2021 (AVD) for the RCG 2023 Publication. | External works are excluded | Measure external dimensions- deduct wall thickness to provide GIA dimension and record internal height. | - | - | Chiller plant, motors and compressors | - | - | Photo 1 - Steel frame and panel insulation to walls | - | 10054 |  | m2 | - | 3 - INDUSTRIAL | David Grace | Sarah Barton | 289.2331 | Option 1 | 358.5924 | 23.98% | 467.1978 | 335.4369 | 15.97% | -6.457% | 335.4369 | 15.97% | ERC Over-ridden | S Beresford | VOA_GPN_GOV_UK\7212398 | 2021-08-03 | Low | Blue | High | No cost information was available, I contacted several contractors and had no reply. Spoke to Sarah Barton who informed me of an FOR11870948/535 however there was no elemental cost breakdown in the FOR it related more to rental information. At this point I am unable to obtain any new cost information for cold stores and therefore believe that indexing of previous figures is the best option available at this point. | 2017 CG indexed due to lack of info. £738 carried over as ERC to avoid double counting for prelims, CSA etc | SB had indexed from 2017 rate but this negated the gross to net adjustments carried out in 2021. I've indexed 2021 rate forward using SPONS A&B indices, which shows a slight decrease on previous list. 21/12/2020 - Copied to latest DCS, updated forecast TPI. | NA | SPONS A&B | 1.56 | (BEAMS Note 2) The ERC for this item should be added to all other rateable items on the hereditament (except land). Therefore the total of the ERC of the other Building Items and the P&M ERC (where applicable) to enable the correct contract size adjustment to be made. ERC of Building Component + ERC of P&M = Total ERC to which contract size adjustment should be applied. The appropriate % adjustment should be made in accordance with the scale for contract size adjustment specified under section 6 of the RCG 2021 Guidance notes. The currency ERC rates are set at £4m (Four Million Pounds) @ 1st April 2019 (AVD) for the RCG 2021 Publication. | Photo 1 - Steel frame and panel insulation to walls | - | 2 | TRUE
724 | 50Z30V | 4323 | 50Z30V | Cold Stores | Warehouse adaptation costs | > 5000m² | Eaves ht - 11.0m | - | Adaptation costs only, internally to a standard warehouse unit (see industrial buildings/warehouses) to provide a Cold Store (not freezer). These costs should be added to those for the warehouse unit. Costs include for extra depth excavation to accommodate the necessary floor recess to accept the insulated floor including heat mat; secondary support steelwork for walls and ceiling; Proprietary 150mm floor, wall and ceiling panels; personnel/fire escape doors and rapid roll forklift access doors; nominal provision of mechanical installation [NOTE: Chiller Plant is Excluded] and electrical installation. | Location Adjustment Applicable (See Guidance Notes) - ERC = UK mean of 1.00 | (BEAMS Note 2) The ERC for this item should be added to all other rateable items on the hereditament (except land). Therefore the total of the ERC of the other Building Items and the P&M ERC (where applicable) to enable the correct contract size adjustment to be made. ERC of Building Component + ERC of P&M = Total ERC to which contract size adjustment should be applied. The appropriate % adjustment should be made in accordance with the scale for contract size adjustment specified under section 6 of the RCG 2023 Guidance notes. The currency ERC rates are set at £4m (Four Million Pounds) @ 1st April 2021 (AVD) for the RCG 2023 Publication. | External works are excluded | Measure external dimensions- deduct wall thickness to provide GIA dimension and record internal height. | - | - | Chiller plant, motors and compressors | - | - | Photo 1 - Steel frame and panel insulation to walls | - | 10054 |  | m2 | - | 3 - INDUSTRIAL | David Grace | Sarah Barton | 289.2331 | Option 1 | 358.5924 | 23.98% | 474.3647 | 340.5825 | 17.75% | -5.022% | 340.5825 | 17.75% | ERC Over-ridden | S Beresford | VOA_GPN_GOV_UK\7212398 | 2021-08-03 | Low | Blue | High | No cost information was available, I contacted several contractors and had no reply. Spoke to Sarah Barton who informed me of an FOR11870948/535 however there was no elemental cost breakdown in the FOR it related more to rental information. At this point I am unable to obtain any new cost information for cold stores and therefore believe that indexing of previous figures is the best option available at this point. | 2017 CG indexed due to lack of info. £738 carried over as ERC to avoid double counting for prelims, CSA etc | SB had indexed from 2017 rate but this negated the gross to net adjustments carried out in 2021. I've indexed 2021 rate forward using SPONS A&B indices, which shows a slight decrease on previous list. 21/12/2020 - Copied to latest DCS, updated forecast TPI. | NA | SPONS A&B | 1.56 | (BEAMS Note 2) The ERC for this item should be added to all other rateable items on the hereditament (except land). Therefore the total of the ERC of the other Building Items and the P&M ERC (where applicable) to enable the correct contract size adjustment to be made. ERC of Building Component + ERC of P&M = Total ERC to which contract size adjustment should be applied. The appropriate % adjustment should be made in accordance with the scale for contract size adjustment specified under section 6 of the RCG 2021 Guidance notes. The currency ERC rates are set at £4m (Four Million Pounds) @ 1st April 2019 (AVD) for the RCG 2021 Publication. | Photo 1 - Steel frame and panel insulation to walls | - | 2 | TRUE
725 | 50Z20A | 4300 | 50Z20A | Cold Stores | Warehouse adaptation costs | 501m² - 5000m² | Eaves ht - 5.5m | - | Adaptation costs only, internally to a standard warehouse unit (see industrial buildings/warehouses) to provide a Cold Store (not freezer). These costs should be added to those for the warehouse unit. Costs include for extra depth excavation to accommodate the necessary floor recess to accept the insulated floor including heat mat; secondary support steelwork for walls and ceiling; Proprietary 150mm floor, wall and ceiling panels; personnel/fire escape doors and rapid roll forklift access doors; nominal provision of mechanical installation [NOTE: Chiller Plant is Excluded] and electrical installation. | Location Adjustment Applicable (See Guidance Notes) - ERC = UK mean of 1.00 | (BEAMS Note 2) The ERC for this item should be added to all other rateable items on the hereditament (except land). Therefore the total of the ERC of the other Building Items and the P&M ERC (where applicable) to enable the correct contract size adjustment to be made. ERC of Building Component + ERC of P&M = Total ERC to which contract size adjustment should be applied. The appropriate % adjustment should be made in accordance with the scale for contract size adjustment specified under section 6 of the RCG 2023 Guidance notes. The currency ERC rates are set at £4m (Four Million Pounds) @ 1st April 2021 (AVD) for the RCG 2023 Publication. | External works are excluded | Measure external dimensions- deduct wall thickness to provide GIA dimension and record internal height. | - | - | Chiller plant, motors and compressors | - | - | Photo 1 - Steel frame and panel insulation to walls | - | 10054 |  | m2 | - | 3 - INDUSTRIAL | David Grace | Sarah Barton | 390.7569 | Option 1 | 484.462 | 23.98% | 462.4037 | 331.9948 | -15.04% | -31.47% | 331.9948 | -15.04% | ERC Over-ridden | S Beresford | VOA_GPN_GOV_UK\7212398 | 2021-08-03 | Low | Blue | High | No cost information was available, I contacted several contractors and had no reply. Spoke to Sarah Barton who informed me of an FOR11870948/535 however there was no elemental cost breakdown in the FOR it related more to rental information. At this point I am unable to obtain any new cost information for cold stores and therefore believe that indexing of previous figures is the best option available at this point. | 2017 CG indexed due to lack of info. £738 carried over as ERC to avoid double counting for prelims, CSA etc | SB had indexed from 2017 rate but this negated the gross to net adjustments carried out in 2021. I've indexed 2021 rate forward using SPONS A&B indices, which shows a slight decrease on previous list. 21/12/2020 - Copied to latest DCS, updated forecast TPI. | NA | SPONS A&B | 1.56 | (BEAMS Note 2) The ERC for this item should be added to all other rateable items on the hereditament (except land). Therefore the total of the ERC of the other Building Items and the P&M ERC (where applicable) to enable the correct contract size adjustment to be made. ERC of Building Component + ERC of P&M = Total ERC to which contract size adjustment should be applied. The appropriate % adjustment should be made in accordance with the scale for contract size adjustment specified under section 6 of the RCG 2021 Guidance notes. The currency ERC rates are set at £4m (Four Million Pounds) @ 1st April 2019 (AVD) for the RCG 2021 Publication. | Photo 1 - Steel frame and panel insulation to walls | - | 2 | TRUE
726 | 50Z20C | 4301 | 50Z20C | Cold Stores | Warehouse adaptation costs | 501m² - 5000m² | Eaves ht - 6.0m | - | Adaptation costs only, internally to a standard warehouse unit (see industrial buildings/warehouses) to provide a Cold Store (not freezer). These costs should be added to those for the warehouse unit. Costs include for extra depth excavation to accommodate the necessary floor recess to accept the insulated floor including heat mat; secondary support steelwork for walls and ceiling; Proprietary 150mm floor, wall and ceiling panels; personnel/fire escape doors and rapid roll forklift access doors; nominal provision of mechanical installation [NOTE: Chiller Plant is Excluded] and electrical installation. | Location Adjustment Applicable (See Guidance Notes) - ERC = UK mean of 1.00 | (BEAMS Note 2) The ERC for this item should be added to all other rateable items on the hereditament (except land). Therefore the total of the ERC of the other Building Items and the P&M ERC (where applicable) to enable the correct contract size adjustment to be made. ERC of Building Component + ERC of P&M = Total ERC to which contract size adjustment should be applied. The appropriate % adjustment should be made in accordance with the scale for contract size adjustment specified under section 6 of the RCG 2023 Guidance notes. The currency ERC rates are set at £4m (Four Million Pounds) @ 1st April 2021 (AVD) for the RCG 2023 Publication. | External works are excluded | Measure external dimensions- deduct wall thickness to provide GIA dimension and record internal height. | - | - | Chiller plant, motors and compressors | - | - | Photo 1 - Steel frame and panel insulation to walls | - | 10054 |  | m2 | - | 3 - INDUSTRIAL | David Grace | Sarah Barton | 354.968 | Option 1 | 440.0907 | 23.98% | 469.4635 | 337.0636 | -5.044% | -23.41% | 337.0636 | -5.044% | ERC Over-ridden | S Beresford | VOA_GPN_GOV_UK\7212398 | 2021-08-03 | Low | Blue | High | No cost information was available, I contacted several contractors and had no reply. Spoke to Sarah Barton who informed me of an FOR11870948/535 however there was no elemental cost breakdown in the FOR it related more to rental information. At this point I am unable to obtain any new cost information for cold stores and therefore believe that indexing of previous figures is the best option available at this point. | 2017 CG indexed due to lack of info. £738 carried over as ERC to avoid double counting for prelims, CSA etc | SB had indexed from 2017 rate but this negated the gross to net adjustments carried out in 2021. I've indexed 2021 rate forward using SPONS A&B indices, which shows a slight decrease on previous list. 21/12/2020 - Copied to latest DCS, updated forecast TPI. | NA | SPONS A&B | 1.56 | (BEAMS Note 2) The ERC for this item should be added to all other rateable items on the hereditament (except land). Therefore the total of the ERC of the other Building Items and the P&M ERC (where applicable) to enable the correct contract size adjustment to be made. ERC of Building Component + ERC of P&M = Total ERC to which contract size adjustment should be applied. The appropriate % adjustment should be made in accordance with the scale for contract size adjustment specified under section 6 of the RCG 2021 Guidance notes. The currency ERC rates are set at £4m (Four Million Pounds) @ 1st April 2019 (AVD) for the RCG 2021 Publication. | Photo 1 - Steel frame and panel insulation to walls | - | 2 | TRUE
727 | 50Z20E | 4302 | 50Z20E | Cold Stores | Warehouse adaptation costs | 501m² - 5000m² | Eaves ht - 6.5m | - | Adaptation costs only, internally to a standard warehouse unit (see industrial buildings/warehouses) to provide a Cold Store (not freezer). These costs should be added to those for the warehouse unit. Costs include for extra depth excavation to accommodate the necessary floor recess to accept the insulated floor including heat mat; secondary support steelwork for walls and ceiling; Proprietary 150mm floor, wall and ceiling panels; personnel/fire escape doors and rapid roll forklift access doors; nominal provision of mechanical installation [NOTE: Chiller Plant is Excluded] and electrical installation. | Location Adjustment Applicable (See Guidance Notes) - ERC = UK mean of 1.00 | (BEAMS Note 2) The ERC for this item should be added to all other rateable items on the hereditament (except land). Therefore the total of the ERC of the other Building Items and the P&M ERC (where applicable) to enable the correct contract size adjustment to be made. ERC of Building Component + ERC of P&M = Total ERC to which contract size adjustment should be applied. The appropriate % adjustment should be made in accordance with the scale for contract size adjustment specified under section 6 of the RCG 2023 Guidance notes. The currency ERC rates are set at £4m (Four Million Pounds) @ 1st April 2021 (AVD) for the RCG 2023 Publication. | External works are excluded | Measure external dimensions- deduct wall thickness to provide GIA dimension and record internal height. | - | - | Chiller plant, motors and compressors | - | - | Photo 1 - Steel frame and panel insulation to walls | - | 10024 |  | m2 | - | 3 - INDUSTRIAL | David Grace | Sarah Barton | 396.6 | Option 1 | 491.7063 | 23.98% | 476.5233 | 342.1323 | -13.73% | -30.42% | 342.1323 | -13.73% | ERC Over-ridden | S Beresford | VOA_GPN_GOV_UK\7212398 | 2021-08-03 | Low | Blue | High | No cost information was available, I contacted several contractors and had no reply. Spoke to Sarah Barton who informed me of an FOR11870948/535 however there was no elemental cost breakdown in the FOR it related more to rental information. At this point I am unable to obtain any new cost information for cold stores and therefore believe that indexing of previous figures is the best option available at this point. | 2017 CG indexed due to lack of info. £738 carried over as ERC to avoid double counting for prelims, CSA etc | SB had indexed from 2017 rate but this negated the gross to net adjustments carried out in 2021. I've indexed 2021 rate forward using SPONS A&B indices, which shows a slight decrease on previous list. 21/12/2020 - Copied to latest DCS, updated forecast TPI. | NA | SPONS A&B | 1.56 | (BEAMS Note 2) The ERC for this item should be added to all other rateable items on the hereditament (except land). Therefore the total of the ERC of the other Building Items and the P&M ERC (where applicable) to enable the correct contract size adjustment to be made. ERC of Building Component + ERC of P&M = Total ERC to which contract size adjustment should be applied. The appropriate % adjustment should be made in accordance with the scale for contract size adjustment specified under section 6 of the RCG 2021 Guidance notes. The currency ERC rates are set at £4m (Four Million Pounds) @ 1st April 2019 (AVD) for the RCG 2021 Publication. | Photo 1 - Steel frame and panel insulation to walls | - | 2 | TRUE
728 | 50Z20F | 4303 | 50Z20F | Cold Stores | Warehouse adaptation costs | 501m² - 5000m² | Eaves ht - 7.0m | - | Adaptation costs only, internally to a standard warehouse unit (see industrial buildings/warehouses) to provide a Cold Store (not freezer). These costs should be added to those for the warehouse unit. Costs include for extra depth excavation to accommodate the necessary floor recess to accept the insulated floor including heat mat; secondary support steelwork for walls and ceiling; Proprietary 150mm floor, wall and ceiling panels; personnel/fire escape doors and rapid roll forklift access doors; nominal provision of mechanical installation [NOTE: Chiller Plant is Excluded] and electrical installation. | Location Adjustment Applicable (See Guidance Notes) - ERC = UK mean of 1.00 | (BEAMS Note 2) The ERC for this item should be added to all other rateable items on the hereditament (except land). Therefore the total of the ERC of the other Building Items and the P&M ERC (where applicable) to enable the correct contract size adjustment to be made. ERC of Building Component + ERC of P&M = Total ERC to which contract size adjustment should be applied. The appropriate % adjustment should be made in accordance with the scale for contract size adjustment specified under section 6 of the RCG 2023 Guidance notes. The currency ERC rates are set at £4m (Four Million Pounds) @ 1st April 2021 (AVD) for the RCG 2023 Publication. | External works are excluded | Measure external dimensions- deduct wall thickness to provide GIA dimension and record internal height. | - | - | Chiller plant, motors and compressors | - | - | Photo 1 - Steel frame and panel insulation to walls | - | 10054 |  | m2 | - | 3 - INDUSTRIAL | David Grace | Sarah Barton | 396.6 | Option 1 | 491.7063 | 23.98% | 486.5887 | 349.359 | -11.91% | -28.95% | 349.359 | -11.91% | ERC Over-ridden | S Beresford | VOA_GPN_GOV_UK\7212398 | 2021-08-03 | Low | Blue | High | No cost information was available, I contacted several contractors and had no reply. Spoke to Sarah Barton who informed me of an FOR11870948/535 however there was no elemental cost breakdown in the FOR it related more to rental information. At this point I am unable to obtain any new cost information for cold stores and therefore believe that indexing of previous figures is the best option available at this point. | 2017 CG indexed due to lack of info. £738 carried over as ERC to avoid double counting for prelims, CSA etc | SB had indexed from 2017 rate but this negated the gross to net adjustments carried out in 2021. I've indexed 2021 rate forward using SPONS A&B indices, which shows a slight decrease on previous list. 21/12/2020 - Copied to latest DCS, updated forecast TPI. | NA | SPONS A&B | 1.56 | (BEAMS Note 2) The ERC for this item should be added to all other rateable items on the hereditament (except land). Therefore the total of the ERC of the other Building Items and the P&M ERC (where applicable) to enable the correct contract size adjustment to be made. ERC of Building Component + ERC of P&M = Total ERC to which contract size adjustment should be applied. The appropriate % adjustment should be made in accordance with the scale for contract size adjustment specified under section 6 of the RCG 2021 Guidance notes. The currency ERC rates are set at £4m (Four Million Pounds) @ 1st April 2019 (AVD) for the RCG 2021 Publication. | Photo 1 - Steel frame and panel insulation to walls | - | 2 | TRUE
729 | 50Z20H | 4304 | 50Z20H | Cold Stores | Warehouse adaptation costs | 501m² - 5000m² | Eaves ht - 7.5m | - | Adaptation costs only, internally to a standard warehouse unit (see industrial buildings/warehouses) to provide a Cold Store (not freezer). These costs should be added to those for the warehouse unit. Costs include for extra depth excavation to accommodate the necessary floor recess to accept the insulated floor including heat mat; secondary support steelwork for walls and ceiling; Proprietary 150mm floor, wall and ceiling panels; personnel/fire escape doors and rapid roll forklift access doors; nominal provision of mechanical installation [NOTE: Chiller Plant is Excluded] and electrical installation. | Location Adjustment Applicable (See Guidance Notes) - ERC = UK mean of 1.00 | (BEAMS Note 2) The ERC for this item should be added to all other rateable items on the hereditament (except land). Therefore the total of the ERC of the other Building Items and the P&M ERC (where applicable) to enable the correct contract size adjustment to be made. ERC of Building Component + ERC of P&M = Total ERC to which contract size adjustment should be applied. The appropriate % adjustment should be made in accordance with the scale for contract size adjustment specified under section 6 of the RCG 2023 Guidance notes. The currency ERC rates are set at £4m (Four Million Pounds) @ 1st April 2021 (AVD) for the RCG 2023 Publication. | External works are excluded | Measure external dimensions- deduct wall thickness to provide GIA dimension and record internal height. | - | - | Chiller plant, motors and compressors | - | - | Photo 1 - Steel frame and panel insulation to walls | - | 10054 |  | m2 | - | 3 - INDUSTRIAL | David Grace | Sarah Barton | 402.4431 | Option 1 | 498.9506 | 23.98% | 493.6485 | 354.4278 | -11.93% | -28.97% | 354.4278 | -11.93% | ERC Over-ridden | S Beresford | VOA_GPN_GOV_UK\7212398 | 2021-08-03 | Low | Blue | High | No cost information was available, I contacted several contractors and had no reply. Spoke to Sarah Barton who informed me of an FOR11870948/535 however there was no elemental cost breakdown in the FOR it related more to rental information. At this point I am unable to obtain any new cost information for cold stores and therefore believe that indexing of previous figures is the best option available at this point. | 2017 CG indexed due to lack of info. £738 carried over as ERC to avoid double counting for prelims, CSA etc | SB had indexed from 2017 rate but this negated the gross to net adjustments carried out in 2021. I've indexed 2021 rate forward using SPONS A&B indices, which shows a slight decrease on previous list. 21/12/2020 - Copied to latest DCS, updated forecast TPI. | NA | SPONS A&B | 1.56 | (BEAMS Note 2) The ERC for this item should be added to all other rateable items on the hereditament (except land). Therefore the total of the ERC of the other Building Items and the P&M ERC (where applicable) to enable the correct contract size adjustment to be made. ERC of Building Component + ERC of P&M = Total ERC to which contract size adjustment should be applied. The appropriate % adjustment should be made in accordance with the scale for contract size adjustment specified under section 6 of the RCG 2021 Guidance notes. The currency ERC rates are set at £4m (Four Million Pounds) @ 1st April 2019 (AVD) for the RCG 2021 Publication. | Photo 1 - Steel frame and panel insulation to walls | - | 2 | TRUE
730 | 50Z20J | 4305 | 50Z20J | Cold Stores | Warehouse adaptation costs | 501m² - 5000m² | Eaves ht - 8.0m | - | Adaptation costs only, internally to a standard warehouse unit (see industrial buildings/warehouses) to provide a Cold Store (not freezer). These costs should be added to those for the warehouse unit. Costs include for extra depth excavation to accommodate the necessary floor recess to accept the insulated floor including heat mat; secondary support steelwork for walls and ceiling; Proprietary 150mm floor, wall and ceiling panels; personnel/fire escape doors and rapid roll forklift access doors; nominal provision of mechanical installation [NOTE: Chiller Plant is Excluded] and electrical installation. | Location Adjustment Applicable (See Guidance Notes) - ERC = UK mean of 1.00 | (BEAMS Note 2) The ERC for this item should be added to all other rateable items on the hereditament (except land). Therefore the total of the ERC of the other Building Items and the P&M ERC (where applicable) to enable the correct contract size adjustment to be made. ERC of Building Component + ERC of P&M = Total ERC to which contract size adjustment should be applied. The appropriate % adjustment should be made in accordance with the scale for contract size adjustment specified under section 6 of the RCG 2023 Guidance notes. The currency ERC rates are set at £4m (Four Million Pounds) @ 1st April 2021 (AVD) for the RCG 2023 Publication. | External works are excluded | Measure external dimensions- deduct wall thickness to provide GIA dimension and record internal height. | - | - | Chiller plant, motors and compressors | - | - | Photo 1 - Steel frame and panel insulation to walls | - | 10054 |  | m2 | - | 3 - INDUSTRIAL | David Grace | Sarah Barton | 403.9039 | Option 1 | 500.7617 | 23.98% | 500.7083 | 359.4966 | -10.99% | -28.21% | 359.4966 | -10.99% | ERC Over-ridden | S Beresford | VOA_GPN_GOV_UK\7212398 | 2021-08-03 | Low | Blue | High | No cost information was available, I contacted several contractors and had no reply. Spoke to Sarah Barton who informed me of an FOR11870948/535 however there was no elemental cost breakdown in the FOR it related more to rental information. At this point I am unable to obtain any new cost information for cold stores and therefore believe that indexing of previous figures is the best option available at this point. | 2017 CG indexed due to lack of info. £738 carried over as ERC to avoid double counting for prelims, CSA etc | SB had indexed from 2017 rate but this negated the gross to net adjustments carried out in 2021. I've indexed 2021 rate forward using SPONS A&B indices, which shows a slight decrease on previous list. 21/12/2020 - Copied to latest DCS, updated forecast TPI. | NA | SPONS A&B | 1.56 | (BEAMS Note 2) The ERC for this item should be added to all other rateable items on the hereditament (except land). Therefore the total of the ERC of the other Building Items and the P&M ERC (where applicable) to enable the correct contract size adjustment to be made. ERC of Building Component + ERC of P&M = Total ERC to which contract size adjustment should be applied. The appropriate % adjustment should be made in accordance with the scale for contract size adjustment specified under section 6 of the RCG 2021 Guidance notes. The currency ERC rates are set at £4m (Four Million Pounds) @ 1st April 2019 (AVD) for the RCG 2021 Publication. | Photo 1 - Steel frame and panel insulation to walls | - | 2 | TRUE
731 | 50Z20L | 4306 | 50Z20L | Cold Stores | Warehouse adaptation costs | 501m² - 5000m² | Eaves ht - 8.5m | - | Adaptation costs only, internally to a standard warehouse unit (see industrial buildings/warehouses) to provide a Cold Store (not freezer). These costs should be added to those for the warehouse unit. Costs include for extra depth excavation to accommodate the necessary floor recess to accept the insulated floor including heat mat; secondary support steelwork for walls and ceiling; Proprietary 150mm floor, wall and ceiling panels; personnel/fire escape doors and rapid roll forklift access doors; nominal provision of mechanical installation [NOTE: Chiller Plant is Excluded] and electrical installation. | Location Adjustment Applicable (See Guidance Notes) - ERC = UK mean of 1.00 | (BEAMS Note 2) The ERC for this item should be added to all other rateable items on the hereditament (except land). Therefore the total of the ERC of the other Building Items and the P&M ERC (where applicable) to enable the correct contract size adjustment to be made. ERC of Building Component + ERC of P&M = Total ERC to which contract size adjustment should be applied. The appropriate % adjustment should be made in accordance with the scale for contract size adjustment specified under section 6 of the RCG 2023 Guidance notes. The currency ERC rates are set at £4m (Four Million Pounds) @ 1st April 2021 (AVD) for the RCG 2023 Publication. | External works are excluded | Measure external dimensions- deduct wall thickness to provide GIA dimension and record internal height. | - | - | Chiller plant, motors and compressors | - | - | Photo 1 - Steel frame and panel insulation to walls | - | 10054 |  | m2 | - | 3 - INDUSTRIAL | David Grace | Sarah Barton | 403.9039 | Option 1 | 500.7617 | 23.98% | 507.7681 | 364.5654 | -9.74% | -27.2% | 364.5654 | -9.74% | ERC Over-ridden | S Beresford | VOA_GPN_GOV_UK\7212398 | 2021-08-03 | Low | Blue | High | No cost information was available, I contacted several contractors and had no reply. Spoke to Sarah Barton who informed me of an FOR11870948/535 however there was no elemental cost breakdown in the FOR it related more to rental information. At this point I am unable to obtain any new cost information for cold stores and therefore believe that indexing of previous figures is the best option available at this point. | 2017 CG indexed due to lack of info. £738 carried over as ERC to avoid double counting for prelims, CSA etc | SB had indexed from 2017 rate but this negated the gross to net adjustments carried out in 2021. I've indexed 2021 rate forward using SPONS A&B indices, which shows a slight decrease on previous list. 21/12/2020 - Copied to latest DCS, updated forecast TPI. | NA | SPONS A&B | 1.56 | (BEAMS Note 2) The ERC for this item should be added to all other rateable items on the hereditament (except land). Therefore the total of the ERC of the other Building Items and the P&M ERC (where applicable) to enable the correct contract size adjustment to be made. ERC of Building Component + ERC of P&M = Total ERC to which contract size adjustment should be applied. The appropriate % adjustment should be made in accordance with the scale for contract size adjustment specified under section 6 of the RCG 2021 Guidance notes. The currency ERC rates are set at £4m (Four Million Pounds) @ 1st April 2019 (AVD) for the RCG 2021 Publication. | Photo 1 - Steel frame and panel insulation to walls | - | 2 | TRUE
732 | 50Z20M | 4250 | 50Z20M | Cold Stores | Warehouse adaptation costs | 501m² - 5000m² | Eaves ht - 9.0m | - | Adaptation costs only, internally to a standard warehouse unit (see industrial buildings/warehouses) to provide a Cold Store (not freezer). These costs should be added to those for the warehouse unit. Costs include for extra depth excavation to accommodate the necessary floor recess to accept the insulated floor including heat mat; secondary support steelwork for walls and ceiling; Proprietary 150mm floor, wall and ceiling panels; personnel/fire escape doors and rapid roll forklift access doors; nominal provision of mechanical installation [NOTE: Chiller Plant is Excluded] and electrical installation. | Location Adjustment Applicable (See Guidance Notes) - ERC = UK mean of 1.00 | (BEAMS Note 2) The ERC for this item should be added to all other rateable items on the hereditament (except land). Therefore the total of the ERC of the other Building Items and the P&M ERC (where applicable) to enable the correct contract size adjustment to be made. ERC of Building Component + ERC of P&M = Total ERC to which contract size adjustment should be applied. The appropriate % adjustment should be made in accordance with the scale for contract size adjustment specified under section 6 of the RCG 2023 Guidance notes. The currency ERC rates are set at £4m (Four Million Pounds) @ 1st April 2021 (AVD) for the RCG 2023 Publication. | External works are excluded | Measure external dimensions- deduct wall thickness to provide GIA dimension and record internal height. | - | - | Chiller plant, motors and compressors | - | - | Photo 1 - Steel frame and panel insulation to walls | - | 10054 |  | m2 | - | 3 - INDUSTRIAL | David Grace | Sarah Barton | 404.6342 | Option 1 | 501.6672 | 23.98% | 517.8335 | 371.792 | -8.117% | -25.89% | 371.792 | -8.117% | ERC Over-ridden | S Beresford | VOA_GPN_GOV_UK\7212398 | 2021-08-03 | Low | Blue | High | No cost information was available, I contacted several contractors and had no reply. Spoke to Sarah Barton who informed me of an FOR11870948/535 however there was no elemental cost breakdown in the FOR it related more to rental information. At this point I am unable to obtain any new cost information for cold stores and therefore believe that indexing of previous figures is the best option available at this point. | 2017 CG indexed due to lack of info. £738 carried over as ERC to avoid double counting for prelims, CSA etc | SB had indexed from 2017 rate but this negated the gross to net adjustments carried out in 2021. I've indexed 2021 rate forward using SPONS A&B indices, which shows a slight decrease on previous list. 21/12/2020 - Copied to latest DCS, updated forecast TPI. | NA | SPONS A&B | 1.56 | (BEAMS Note 2) The ERC for this item should be added to all other rateable items on the hereditament (except land). Therefore the total of the ERC of the other Building Items and the P&M ERC (where applicable) to enable the correct contract size adjustment to be made. ERC of Building Component + ERC of P&M = Total ERC to which contract size adjustment should be applied. The appropriate % adjustment should be made in accordance with the scale for contract size adjustment specified under section 6 of the RCG 2021 Guidance notes. The currency ERC rates are set at £4m (Four Million Pounds) @ 1st April 2019 (AVD) for the RCG 2021 Publication. | Photo 1 - Steel frame and panel insulation to walls | - | 2 | TRUE
733 | 50Z20P | 4251 | 50Z20P | Cold Stores | Warehouse adaptation costs | 501m² - 5000m² | Eaves ht - 9.5m | - | Adaptation costs only, internally to a standard warehouse unit (see industrial buildings/warehouses) to provide a Cold Store (not freezer). These costs should be added to those for the warehouse unit. Costs include for extra depth excavation to accommodate the necessary floor recess to accept the insulated floor including heat mat; secondary support steelwork for walls and ceiling; Proprietary 150mm floor, wall and ceiling panels; personnel/fire escape doors and rapid roll forklift access doors; nominal provision of mechanical installation [NOTE: Chiller Plant is Excluded] and electrical installation. | Location Adjustment Applicable (See Guidance Notes) - ERC = UK mean of 1.00 | (BEAMS Note 2) The ERC for this item should be added to all other rateable items on the hereditament (except land). Therefore the total of the ERC of the other Building Items and the P&M ERC (where applicable) to enable the correct contract size adjustment to be made. ERC of Building Component + ERC of P&M = Total ERC to which contract size adjustment should be applied. The appropriate % adjustment should be made in accordance with the scale for contract size adjustment specified under section 6 of the RCG 2023 Guidance notes. The currency ERC rates are set at £4m (Four Million Pounds) @ 1st April 2021 (AVD) for the RCG 2023 Publication. | External works are excluded | Measure external dimensions- deduct wall thickness to provide GIA dimension and record internal height. | - | - | Chiller plant, motors and compressors | - | - | Photo 1 - Steel frame and panel insulation to walls | - | 10054 |  | m2 | - | 3 - INDUSTRIAL | David Grace | Sarah Barton | 407.5558 | Option 1 | 505.2893 | 23.98% | 524.8933 | 376.8608 | -7.531% | -25.42% | 376.8608 | -7.531% | ERC Over-ridden | S Beresford | VOA_GPN_GOV_UK\7212398 | 2021-08-03 | Low | Blue | High | No cost information was available, I contacted several contractors and had no reply. Spoke to Sarah Barton who informed me of an FOR11870948/535 however there was no elemental cost breakdown in the FOR it related more to rental information. At this point I am unable to obtain any new cost information for cold stores and therefore believe that indexing of previous figures is the best option available at this point. | 2017 CG indexed due to lack of info. £738 carried over as ERC to avoid double counting for prelims, CSA etc | SB had indexed from 2017 rate but this negated the gross to net adjustments carried out in 2021. I've indexed 2021 rate forward using SPONS A&B indices, which shows a slight decrease on previous list. 21/12/2020 - Copied to latest DCS, updated forecast TPI. | NA | SPONS A&B | 1.56 | (BEAMS Note 2) The ERC for this item should be added to all other rateable items on the hereditament (except land). Therefore the total of the ERC of the other Building Items and the P&M ERC (where applicable) to enable the correct contract size adjustment to be made. ERC of Building Component + ERC of P&M = Total ERC to which contract size adjustment should be applied. The appropriate % adjustment should be made in accordance with the scale for contract size adjustment specified under section 6 of the RCG 2021 Guidance notes. The currency ERC rates are set at £4m (Four Million Pounds) @ 1st April 2019 (AVD) for the RCG 2021 Publication. | Photo 1 - Steel frame and panel insulation to walls | - | 2 | TRUE
734 | 50Z20R | 4309 | 50Z20R | Cold Stores | Warehouse adaptation costs | 501m² - 5000m² | Eaves ht - 10.0m | - | Adaptation costs only, internally to a standard warehouse unit (see industrial buildings/warehouses) to provide a Cold Store (not freezer). These costs should be added to those for the warehouse unit. Costs include for extra depth excavation to accommodate the necessary floor recess to accept the insulated floor including heat mat; secondary support steelwork for walls and ceiling; Proprietary 150mm floor, wall and ceiling panels; personnel/fire escape doors and rapid roll forklift access doors; nominal provision of mechanical installation [NOTE: Chiller Plant is Excluded] and electrical installation. | Location Adjustment Applicable (See Guidance Notes) - ERC = UK mean of 1.00 | (BEAMS Note 2) The ERC for this item should be added to all other rateable items on the hereditament (except land). Therefore the total of the ERC of the other Building Items and the P&M ERC (where applicable) to enable the correct contract size adjustment to be made. ERC of Building Component + ERC of P&M = Total ERC to which contract size adjustment should be applied. The appropriate % adjustment should be made in accordance with the scale for contract size adjustment specified under section 6 of the RCG 2023 Guidance notes. The currency ERC rates are set at £4m (Four Million Pounds) @ 1st April 2021 (AVD) for the RCG 2023 Publication. | External works are excluded | Measure external dimensions- deduct wall thickness to provide GIA dimension and record internal height. | - | - | Chiller plant, motors and compressors | - | - | Photo 1 - Steel frame and panel insulation to walls | - | 10054 |  | m2 | - | 3 - INDUSTRIAL | David Grace | Sarah Barton | 407.5558 | Option 1 | 505.2893 | 23.98% | 531.9531 | 381.9296 | -6.288% | -24.41% | 381.9296 | -6.288% | ERC Over-ridden | S Beresford | VOA_GPN_GOV_UK\7212398 | 2021-08-03 | Low | Blue | High | No cost information was available, I contacted several contractors and had no reply. Spoke to Sarah Barton who informed me of an FOR11870948/535 however there was no elemental cost breakdown in the FOR it related more to rental information. At this point I am unable to obtain any new cost information for cold stores and therefore believe that indexing of previous figures is the best option available at this point. | 2017 CG indexed due to lack of info. £738 carried over as ERC to avoid double counting for prelims, CSA etc | SB had indexed from 2017 rate but this negated the gross to net adjustments carried out in 2021. I've indexed 2021 rate forward using SPONS A&B indices, which shows a slight decrease on previous list. 21/12/2020 - Copied to latest DCS, updated forecast TPI. | NA | SPONS A&B | 1.56 | (BEAMS Note 2) The ERC for this item should be added to all other rateable items on the hereditament (except land). Therefore the total of the ERC of the other Building Items and the P&M ERC (where applicable) to enable the correct contract size adjustment to be made. ERC of Building Component + ERC of P&M = Total ERC to which contract size adjustment should be applied. The appropriate % adjustment should be made in accordance with the scale for contract size adjustment specified under section 6 of the RCG 2021 Guidance notes. The currency ERC rates are set at £4m (Four Million Pounds) @ 1st April 2019 (AVD) for the RCG 2021 Publication. | Photo 1 - Steel frame and panel insulation to walls | - | 2 | TRUE
735 | 50Z20T | 4310 | 50Z20T | Cold Stores | Warehouse adaptation costs | 501m² - 5000m² | Eaves ht - 10.5m | - | Adaptation costs only, internally to a standard warehouse unit (see industrial buildings/warehouses) to provide a Cold Store (not freezer). These costs should be added to those for the warehouse unit. Costs include for extra depth excavation to accommodate the necessary floor recess to accept the insulated floor including heat mat; secondary support steelwork for walls and ceiling; Proprietary 150mm floor, wall and ceiling panels; personnel/fire escape doors and rapid roll forklift access doors; nominal provision of mechanical installation [NOTE: Chiller Plant is Excluded] and electrical installation. | Location Adjustment Applicable (See Guidance Notes) - ERC = UK mean of 1.00 | (BEAMS Note 2) The ERC for this item should be added to all other rateable items on the hereditament (except land). Therefore the total of the ERC of the other Building Items and the P&M ERC (where applicable) to enable the correct contract size adjustment to be made. ERC of Building Component + ERC of P&M = Total ERC to which contract size adjustment should be applied. The appropriate % adjustment should be made in accordance with the scale for contract size adjustment specified under section 6 of the RCG 2023 Guidance notes. The currency ERC rates are set at £4m (Four Million Pounds) @ 1st April 2021 (AVD) for the RCG 2023 Publication. | External works are excluded | Measure external dimensions- deduct wall thickness to provide GIA dimension and record internal height. | - | - | Chiller plant, motors and compressors | - | - | Photo 1 - Steel frame and panel insulation to walls | - | 10054 |  | m2 | - | 3 - INDUSTRIAL | David Grace | Sarah Barton | 407.5558 | Option 1 | 505.2893 | 23.98% | 539.0129 | 386.9984 | -5.044% | -23.41% | 386.9984 | -5.044% | ERC Over-ridden | S Beresford | VOA_GPN_GOV_UK\7212398 | 2021-08-03 | Low | Blue | High | No cost information was available, I contacted several contractors and had no reply. Spoke to Sarah Barton who informed me of an FOR11870948/535 however there was no elemental cost breakdown in the FOR it related more to rental information. At this point I am unable to obtain any new cost information for cold stores and therefore believe that indexing of previous figures is the best option available at this point. | 2017 CG indexed due to lack of info. £738 carried over as ERC to avoid double counting for prelims, CSA etc | SB had indexed from 2017 rate but this negated the gross to net adjustments carried out in 2021. I've indexed 2021 rate forward using SPONS A&B indices, which shows a slight decrease on previous list. 21/12/2020 - Copied to latest DCS, updated forecast TPI. | NA | SPONS A&B | 1.56 | (BEAMS Note 2) The ERC for this item should be added to all other rateable items on the hereditament (except land). Therefore the total of the ERC of the other Building Items and the P&M ERC (where applicable) to enable the correct contract size adjustment to be made. ERC of Building Component + ERC of P&M = Total ERC to which contract size adjustment should be applied. The appropriate % adjustment should be made in accordance with the scale for contract size adjustment specified under section 6 of the RCG 2021 Guidance notes. The currency ERC rates are set at £4m (Four Million Pounds) @ 1st April 2019 (AVD) for the RCG 2021 Publication. | Photo 1 - Steel frame and panel insulation to walls | - | 2 | TRUE
736 | 50Z20V | 4311 | 50Z20V | Cold Stores | Warehouse adaptation costs | 501m² - 5000m² | Eaves ht - 11.0m | - | Adaptation costs only, internally to a standard warehouse unit (see industrial buildings/warehouses) to provide a Cold Store (not freezer). These costs should be added to those for the warehouse unit. Costs include for extra depth excavation to accommodate the necessary floor recess to accept the insulated floor including heat mat; secondary support steelwork for walls and ceiling; Proprietary 150mm floor, wall and ceiling panels; personnel/fire escape doors and rapid roll forklift access doors; nominal provision of mechanical installation [NOTE: Chiller Plant is Excluded] and electrical installation. | Location Adjustment Applicable (See Guidance Notes) - ERC = UK mean of 1.00 | (BEAMS Note 2) The ERC for this item should be added to all other rateable items on the hereditament (except land). Therefore the total of the ERC of the other Building Items and the P&M ERC (where applicable) to enable the correct contract size adjustment to be made. ERC of Building Component + ERC of P&M = Total ERC to which contract size adjustment should be applied. The appropriate % adjustment should be made in accordance with the scale for contract size adjustment specified under section 6 of the RCG 2023 Guidance notes. The currency ERC rates are set at £4m (Four Million Pounds) @ 1st April 2021 (AVD) for the RCG 2023 Publication. | External works are excluded | Measure external dimensions- deduct wall thickness to provide GIA dimension and record internal height. | - | - | Chiller plant, motors and compressors | - | - | Photo 1 - Steel frame and panel insulation to walls | - | 10054 |  | m2 | - | 3 - INDUSTRIAL | David Grace | Sarah Barton | 407.5558 | Option 1 | 505.2893 | 23.98% | 549.0783 | 394.2251 | -3.271% | -21.98% | 394.2251 | -3.271% | ERC Over-ridden | S Beresford | VOA_GPN_GOV_UK\7212398 | 2021-08-03 | Low | Blue | High | No cost information was available, I contacted several contractors and had no reply. Spoke to Sarah Barton who informed me of an FOR11870948/535 however there was no elemental cost breakdown in the FOR it related more to rental information. At this point I am unable to obtain any new cost information for cold stores and therefore believe that indexing of previous figures is the best option available at this point. | 2017 CG indexed due to lack of info. £738 carried over as ERC to avoid double counting for prelims, CSA etc | SB had indexed from 2017 rate but this negated the gross to net adjustments carried out in 2021. I've indexed 2021 rate forward using SPONS A&B indices, which shows a slight decrease on previous list. 21/12/2020 - Copied to latest DCS, updated forecast TPI. | NA | SPONS A&B | 1.56 | (BEAMS Note 2) The ERC for this item should be added to all other rateable items on the hereditament (except land). Therefore the total of the ERC of the other Building Items and the P&M ERC (where applicable) to enable the correct contract size adjustment to be made. ERC of Building Component + ERC of P&M = Total ERC to which contract size adjustment should be applied. The appropriate % adjustment should be made in accordance with the scale for contract size adjustment specified under section 6 of the RCG 2021 Guidance notes. The currency ERC rates are set at £4m (Four Million Pounds) @ 1st April 2019 (AVD) for the RCG 2021 Publication. | Photo 1 - Steel frame and panel insulation to walls | - | 2 | TRUE
737 | 61F00P | 5812 | 61F00P | Community centres | Medium - beacon 2 | Basic quality | 350m² - 1000m² | - | Single storey building with pitched roof, including kitchen, bar and toilets. Main hall about 60% of area rectangular shape Building Construction: - Foundations: ground beams with reinforced concrete slab. Frame: steel columns, beams, purlins and trusses. Upper Floors: none. Roof: steel pitched with insulated metal deck coverings. External Walls: facing brick/block with insulation to cavity and masonry architectural features. Windows and Doors: aluminium powder coated. Internal walls: plastered block work. Internal Finishes: Hall is beech strip with carpet and vinyl to other areas; ceilings suspended. Building Services: - Gas central heating, fan extract ventilation to toilets and kitchen, electrics, emergency lighting and alarm system. External Works: - No detail available. Accommodation: - Main hall, office, kitchen, male and female toilets | Location Adjustment Applicable (See Guidance Notes) - ERC = UK mean of 1.00 | (BEAMS Note 2) The ERC for this item should be added to all other rateable items on the hereditament (except land). Therefore the total of the ERC of the other Building Items and the P&M ERC (where applicable) to enable the correct contract size adjustment to be made. ERC of Building Component + ERC of P&M = Total ERC to which contract size adjustment should be applied. The appropriate % adjustment should be made in accordance with the scale for contract size adjustment specified under section 6 of the RCG 2023 Guidance notes. The currency ERC rates are set at £4m (Four Million Pounds) @ 1st April 2021 (AVD) for the RCG 2023 Publication. | Single storey hall. Gross Internal Area 585m2 Actual Cost / m2 £860 The cost for this class of hereditament will usually be between £730/m2 and £1500/m2 The above ERC reflects the actual size of the beacon. This range of prices should be used, primarily, to reflect different sizes of property i.e. Smaller properties (i.e. approx 350 m2) will be at the upper end of the range; Larger properties (i.e. approx 1000 m2) will be at the lower end of the range. Costs exclude external works and loose fittings | Gross Internal Area and external works | - | - | The plant and machinery listed in the description has been included in this costing. | - | Variations for quality are normally + or - 20% | Community Centres and Halls Medium Basic quality | - | 10055 |  | M2 | - | NA | NA | NA | 731.1171 | Option 1 | 860.6759 | 17.72% | 0 | 0 | -100% | -100% | 0 | -100% | Redirected | NA | VOA_GPN_GOV_UK\7246041 | 2019-08-30 | Low | - | - | Risk taken from previous CG | - | - | NA | FOR | NA | (BEAMS Note 2) The ERC for this item should be added to all other rateable items on the hereditament (except land). Therefore the total of the ERC of the other Building Items and the P&M ERC (where applicable) to enable the correct contract size adjustment to be made. ERC of Building Component + ERC of P&M = Total ERC to which contract size adjustment should be applied. The appropriate % adjustment should be made in accordance with the scale for contract size adjustment specified under section 6 of the RCG 2021 Guidance notes. The currency ERC rates are set at £4m (Four Million Pounds) @ 1st April 2019 (AVD) for the RCG 2021 Publication. | Community Centres and Halls Medium Basic quality | - | 2 | TRUE
738 | 61F00F | 4670 | 61F00F | Community centres | Medium / Hub | Medium / High quality | - | - | Single storey building with pitched roof (built 1991). Building Construction: - Foundations: trench fill with concrete ground floor slab. Frame: none. Upper Floors: none. Roof: timber and steel pitched with concrete tile coverings. External Walls: facing brick/block with insulation to cavity. Windows and Doors: hardwood windows. Internal Walls: plastered block work. Internal Finishes: hardwood, vinyl sheet and carpet; ceilings plasterboard with Artex. Building Services: - Gas central heating, ventilation, electrics, emergency lighting and alarm system. External Works: - No detail available. Accommodation: main hall, coffee bar and lobby, quiet room, office, kitchen, male and female toilets. | Location Adjustment Applicable (See Guidance Notes) - ERC = UK mean of 1.00 | (BEAMS Note 2) The ERC for this item should be added to all other rateable items on the hereditament (except land). Therefore the total of the ERC of the other Building Items and the P&M ERC (where applicable) to enable the correct contract size adjustment to be made. ERC of Building Component + ERC of P&M = Total ERC to which contract size adjustment should be applied. The appropriate % adjustment should be made in accordance with the scale for contract size adjustment specified under section 6 of the RCG 2023 Guidance notes. The currency ERC rates are set at £4m (Four Million Pounds) @ 1st April 2021 (AVD) for the RCG 2023 Publication. | Single storey. Gross Internal Area: 224m2. Actual Cost / m2 = £1,180. The above ERC reflects the average beacon. Costs exclude external works | Gross Internal Area and external works | - | - | The plant and machinery listed in the description has been included in this costing. | - | Variations for quality are normally + or - 20% | Community Centres and Halls. Small. Medium / High quality. | - | 10055 | 61F00K | M2 | - | NA | NA | NA | 1002.821 | Option 1 | 1180.5274 | 17.72% | 1999.3279 | 1493.7988 | 48.96% | 26.54% | 1493.7988 | 48.96% | Indexed | NA | VOA_GPN_GOV_UK\7246041 | 2019-08-30 | Low | - | - | Risk taken from previous CG | - | - | NA | FOR | NA | (BEAMS Note 2) The ERC for this item should be added to all other rateable items on the hereditament (except land). Therefore the total of the ERC of the other Building Items and the P&M ERC (where applicable) to enable the correct contract size adjustment to be made. ERC of Building Component + ERC of P&M = Total ERC to which contract size adjustment should be applied. The appropriate % adjustment should be made in accordance with the scale for contract size adjustment specified under section 6 of the RCG 2021 Guidance notes. The currency ERC rates are set at £4m (Four Million Pounds) @ 1st April 2019 (AVD) for the RCG 2021 Publication. | Community Centres and Halls. Small. Medium / High quality. | - | 2 | TRUE
739 | 61F00K | 5679 | 61F00K | Community centres | Small - beacon 2 | Medium quality | <= 350m² | - | Single storey building with pitched roof. Including kitchen, bar and toilets. Main hall about 60% of area rectangular shape. Built in 1989. Building Construction: - Foundations: No details available. Frame: none. Upper Floors: none. Roof: pitched with concrete tiles and softwood boarded soffits. External Walls: facing brick/block with insulation to cavity. Windows and Doors: UPVC. Internal Walls: plastered block work. Internal Finishes: vinyl to all areas; ceilings plasterboard and softwood boarded. Building Services: - Gas central heating. External Works:- No detail available Accommodation: main hall, office, kitchen, male and female toilets | Location Adjustment Applicable (See Guidance Notes) - ERC = UK mean of 1.00 | (BEAMS Note 2) The ERC for this item should be added to all other rateable items on the hereditament (except land). Therefore the total of the ERC of the other Building Items and the P&M ERC (where applicable) to enable the correct contract size adjustment to be made. ERC of Building Component + ERC of P&M = Total ERC to which contract size adjustment should be applied. The appropriate % adjustment should be made in accordance with the scale for contract size adjustment specified under section 6 of the RCG 2023 Guidance notes. The currency ERC rates are set at £4m (Four Million Pounds) @ 1st April 2021 (AVD) for the RCG 2023 Publication. | Single storey hall -built 1989. Gross Internal Area 203m2 Actual Cost / m2 = £985 The cost for this class of hereditament will usually be between £730/m2 and £1500/m2 The above ERC reflects the actual size of the beacon. This range of prices should be used, primarily, to reflect different sizes of property i.e. Smaller properties (i.e. approx 200 m2) will be at the upper end of the range; Larger properties (i.e. approx 1000 m2) will be at the lower end of the range. Costs exclude external works | Gross Internal Area and external works | - | - | The plant and machinery listed in the description has been included in this costing. | - | Variations for quality are normally + or - 20% | Community Centres and Halls Small Medium quality | - | 10055 |  | M2 | - | NA | NA | NA | 837.0232 | Option 1 | 985.3492 | 17.72% | 0 | 0 | -100% | -100% | 0 | -100% | Redirected | NA | VOA_GPN_GOV_UK\7246041 | 2019-08-30 | - | - | - | Risk taken from previous CG | - | - | NA | FOR | NA | (BEAMS Note 2) The ERC for this item should be added to all other rateable items on the hereditament (except land). Therefore the total of the ERC of the other Building Items and the P&M ERC (where applicable) to enable the correct contract size adjustment to be made. ERC of Building Component + ERC of P&M = Total ERC to which contract size adjustment should be applied. The appropriate % adjustment should be made in accordance with the scale for contract size adjustment specified under section 6 of the RCG 2021 Guidance notes. The currency ERC rates are set at £4m (Four Million Pounds) @ 1st April 2019 (AVD) for the RCG 2021 Publication. | Community Centres and Halls Small Medium quality | - | 2 | TRUE
740 | 61F00A | 7537 | 61F00A | Community centres | Standard | Standard quality | - | - | Single storey building with part mezzanine, pitched roof (built 2012). Building Construction: - Foundations: No detail available Frame: No detail available. Upper Floors: No detail available. Roof: timber pitched with natural slate coverings. External Walls: facing brick/block with insulation to cavity. Windows and Doors: double-glazed softwood windows. Internal Walls: fair-faced brick or plastered block work. Internal Finishes: carpet and vinyl to screeded floors, hardwood semi sprung to activity areas; ceilings mixture of plasterboard, timber and suspended ceilings. Building Services: - Gas central heating, ventilation, electrics and alarm system. External Works: - No detail available Accommodation: main hall, coffee bar and lounge, discussions room, office, male and female toilets. | Location Adjustment Applicable (See Guidance Notes) - ERC = UK mean of 1.00 | (BEAMS Note 2) The ERC for this item should be added to all other rateable items on the hereditament (except land). Therefore the total of the ERC of the other Building Items and the P&M ERC (where applicable) to enable the correct contract size adjustment to be made. ERC of Building Component + ERC of P&M = Total ERC to which contract size adjustment should be applied. The appropriate % adjustment should be made in accordance with the scale for contract size adjustment specified under section 6 of the RCG 2023 Guidance notes. The currency ERC rates are set at £4m (Four Million Pounds) @ 1st April 2021 (AVD) for the RCG 2023 Publication. | Single storey with part mezzanine (78m²). Gross Internal Area 521m2. The above ERC reflects the average beacon. Costs exclude external works. | Gross Internal Area and external works | - | - | The plant and machinery listed in the description has been included in this costing. | - | Variations for quality are normally + or - 20% | Community Centres and Halls. Medium size. Standard quality. | - | 10055 | 61F00P | M2 | - | NA | NA | NA | 717.9702 | Option 1 | 845.1992 | 17.72% | 1763.0758 | 1317.2829 | 83.47% | 55.85% | 1317.2829 | 83.47% | Indexed | NA | VOA_GPN_GOV_UK\7246041 | 2019-08-30 | Low | - | - | Risk taken from previous CG | - | - | NA | FOR | NA | (BEAMS Note 2) The ERC for this item should be added to all other rateable items on the hereditament (except land). Therefore the total of the ERC of the other Building Items and the P&M ERC (where applicable) to enable the correct contract size adjustment to be made. ERC of Building Component + ERC of P&M = Total ERC to which contract size adjustment should be applied. The appropriate % adjustment should be made in accordance with the scale for contract size adjustment specified under section 6 of the RCG 2021 Guidance notes. The currency ERC rates are set at £4m (Four Million Pounds) @ 1st April 2019 (AVD) for the RCG 2021 Publication. | Community Centres and Halls. Medium size. Standard quality. | - | 2 | TRUE
741 | STS007 | 5026 | STS007 | Computer centres | Single storey data resource centre with computers and temperature control | Designed to perform complex and labour-consuming computational work using electronic computers. A distinction is made among general-purpose computer centres, computer centres for processing economic information, and computer centres for controlling manufacturing processes. (See BEAMS for bespoke advice) | See BEAMS for Bespoke Costings | - | Single storey industrial type building with first floor mezzanine, heavily serviced to take computers, ancillaries etc. Pad and strip foundations; insitu ground slab; precast mezzanine floor and link bridge. Steel frame. Part facing brick/block external walls. Metal roof decking and profiled wall cladding. Block, plasterboard and metal stud partitions. Double glazed aluminium windows. Plaster and tiles to wall; raised access floor, carpet and vinyl sheet/tiles to floors; plasterboard suspended ceilings. Fittings. Services, hoists. | Location Adjustment Applicable (See Guidance Notes) - ERC = UK mean of 1.00 | (BEAMS Note 2) The ERC for this item should be added to all other rateable items on the hereditament (except land). Therefore the total of the ERC of the other Building Items and the P&M ERC (where applicable) to enable the correct contract size adjustment to be made. ERC of Building Component + ERC of P&M = Total ERC to which contract size adjustment should be applied. The appropriate % adjustment should be made in accordance with the scale for contract size adjustment specified under section 6 of the RCG 2023 Guidance notes. The currency ERC rates are set at £4m (Four Million Pounds) @ 1st April 2021 (AVD) for the RCG 2023 Publication. | - | - | - | - | - | - | - | - | - | 77777 |  | STS | - | NA | NA | NA | #N/A | Option 1 | ERROR | 0% | 3449.4422 | 2577.2523 | 0% | 0% | 2577.2523 | 0% | Indexed | NA | VOA_GPN_GOV_UK\7246041 | 2019-08-30 | Low | - | - | Risk taken from previous CG | - | - | NA | BCIS | NA | (BEAMS Note 2) The ERC for this item should be added to all other rateable items on the hereditament (except land). Therefore the total of the ERC of the other Building Items and the P&M ERC (where applicable) to enable the correct contract size adjustment to be made. ERC of Building Component + ERC of P&M = Total ERC to which contract size adjustment should be applied. The appropriate % adjustment should be made in accordance with the scale for contract size adjustment specified under section 6 of the RCG 2021 Guidance notes. The currency ERC rates are set at £4m (Four Million Pounds) @ 1st April 2019 (AVD) for the RCG 2021 Publication. | - | - | 2 | TRUE
742 | 40CB01 | 6424 | 40CB01 | Concrete block works | Concrete block drying chambers | Concrete block curing/drying chamber used solely as a curing chamber or drying kiln for the production of concrete blocks. Usually constructed in situ within an industrial portal framed shed; traditionally constructed using either concrete or brick masonry walls to create the curing/drying chamber. | upto 2.5m high | <3500m3 | Note: The British Ceramics Confederation (BCC) is the Uks ceramic industry trade body representing over 90% of the ceramics manufacturing industry. The UK concrete block and brick making industry is represented by the BCC. The production of concrete blocks in the UK is usually carried out in modern automated plants. Moulds are filled with concrete and vibro-compacted on pallets. De-moulded blocks are transported onto a pallet by conveyor to the curing/drying chambers. Additional heating may be provided to promote a speedy increase in strength using either heated air or steam. When curing has been completed the blocks are removed from the chamber and stacked for delivery. Curing/drying chambers are a basic structure constructed insitu within an industrial shed; built off the existing concrete ground floor slab with concrete block/brick walls, approx. 2.5m (int) height. Usually open on two sides with the open ends being enclosed with heavy-duty industrial plastic curtains facilitating access for a fork lift truck or track inset for trolleys stacked with blocks to be pushed in and out through the curtained ends. Curing/drying chambers are similar to Low Temperature Tunnel Dryers found in brickmaking plant (see also codes Furnaces Kilns - Brick 209K01 and Furnaces Dryer Brick 209K02) but should not be confused with specialist bespoke manufactured plant such as Keller and Lingl type chamber dryers. | Location Adjustment Applicable (See Guidance Notes) - ERC = UK mean of 1.00 | (BEAMS Note 2) The ERC for this item should be added to all other rateable items on the hereditament (except land). Therefore the total of the ERC of the other Building Items and the P&M ERC (where applicable) to enable the correct contract size adjustment to be made. ERC of Building Component + ERC of P&M = Total ERC to which contract size adjustment should be applied. The appropriate % adjustment should be made in accordance with the scale for contract size adjustment specified under section 6 of the RCG 2023 Guidance notes. The currency ERC rates are set at £4m (Four Million Pounds) @ 1st April 2021 (AVD) for the RCG 2023 Publication. | ERC includes rail track set in the floor of the curing/drying chamber. Unit of measure is cubic metres (m3) due to the curing/drying chamber classed as plant in accordance with Class 4 of the Valuation for Rating (Plant and Machinery) Regulations 1994. | Measure gross external volume, take photographs of ancillary plant and machinery, overview of chamber including internal photos. Refer to Section 145 of the Rating Manual for guidance. | See Rating Manual Section 145: Brickworks and clay tileworks - Concrete block curing/drying chambers are rateable if they pass the building or structure tests in accordance with Class 4 of the Valuation for Rating (Plant and Machinery) Regulations 1994. The rateable parts are considered to be: the walls and ceilings of the kiln with steel frame. Foundations Refractory lining Rail tracks (if any) Chimneys and flue (if any) Other rateable plant | See Rating Manual Section 145: Brickworks and clay tileworks | Ancillary ducting, lighting, alarms, plant and machinery providing heated air or steam. Refer to Rating Manual | Identify on site - However may include other Class 4 items of plant such as:- Rail tracks and transfer ways for kiln cars Weighbridge pits | For block drying chambers >3500m3 apply an ERC of £142/m3 | None - Awaiting Photographs | Do not re-use photographs currently in the RCG 2021 - inaccurate representation of concrete block drying chambers. Unable to obtain new photographs due to COVID restrictions and lack of response from manufacturers and installers | 10056 |  | m2 | 3500m3 | 3 - INDUSTRIAL | David Grace | Sue Moorby | 109.558 | Option 1 | 128.9724 | 17.72% | 208.7885 | 155.9964 | 42.39% | 20.95% | 155.9964 | 42.39% | ERC Over-ridden | Ian Walker | VOA_GPN_GOV_UK\7231506 | 2021-08-02 | Low | - | Low | This ERC is at high risk. There is a lack of evidence due to no current credible evidence available, further, Minerals Team have also created their own unofficial internal version of the VOCG called "Buttons". We are taking the opportunity, with this category, to rectify mistakes and improve the category description which historically has led to confusion over what this category actually relates to and also to encourage Minerals Team to refer to the official VOCG in preference to Minerals own unofficial, unauthorised and unaudited version of the cost guide. Consulted with Sue Moorby, Lead Valuer, Minerals Team, for this category, via email dated Wednesday 09/12/2020. Sue Moorby advised; "We have identified some new builds which we aim to pursue for the Yr. 2023 but until then (as not yet in the Rating List) then have recommended uplifts on Yr. 2010 again until we obtain new costings". Following further discussion, via skype 10/12/2020, with Sue Moorby; as mentioned previously, minerals use their own internal version of the VOCG called "Buttons". Sue Moorby advised they have a category code for drying chambers in "Buttons" and requested that we index the "Buttons" 2017 ERC figure, currently £165/m3, to provide a revised ERC to be included in the Official VOCG 2023. We questioned why the unit of measure is cubic metres and not square metres, which would be more appropriate for what is effectively a room within a building. We are, however, advised that curing/drying chambers, whilst ususally constructed on site using traditional methods of construction are very similar to a kiln dryer and usually have additional plant to provide heated air or steam to accelerate strength increase. In the absence of new evidence, and as requested by Sue Moorby of Minerals team, we have therefore indexed the "Buttons" ERC of £165/m3 to support the VOCG 2023. In terms of Rateable and Non-Rateable elements I have referenced the valuer back to the relevant section of the Rating Manual for further guidance. Determining whether or not an element is rateable is a matter of law and the valuer should be able to apply their own specialist knowledge of Rating to current legislation to determine if an element is rateable or not. This is beyond the scope of the Cost Guide. | Evidence Provided by Sue Moorby. Cost recalculated. Reday to be approved. Email to Ryan Casey. Remains High Risk. | Indices updated following QA. Initial cost came from valuer so low risk. | NA | BCIS | 1.561 | (BEAMS Note 2) The ERC for this item should be added to all other rateable items on the hereditament (except land). Therefore the total of the ERC of the other Building Items and the P&M ERC (where applicable) to enable the correct contract size adjustment to be made. ERC of Building Component + ERC of P&M = Total ERC to which contract size adjustment should be applied. The appropriate % adjustment should be made in accordance with the scale for contract size adjustment specified under section 6 of the RCG 2021 Guidance notes. The currency ERC rates are set at £4m (Four Million Pounds) @ 1st April 2019 (AVD) for the RCG 2021 Publication. | None - Awaiting Photographs | Do not re-use photographs currently in the RCG 2021 - inaccurate representation of concrete block drying chambers. Unable to obtain new photographs due to COVID restrictions and lack of response from manufacturers and installers | 2 | TRUE
743 | 42AB01 | 9394 | 42AB01 | Conference and Exhibition Centres | High Quality | Circulation and Core areas | Conference and Exhibition Centres | - | This category of Conference and Exhibition Centre is high quality purpose built e.g. The International Convention Centre in Birmingham. The rate detailed here covers the general circulation/core areas. A separate rate is provided for the exhibition/conference space. | Location Adjustment Applicable (See Guidance Notes) - ERC = UK mean of 1.00 | (BEAMS Note 2) The ERC for this item should be added to all other rateable items on the hereditament (except land). Therefore the total of the ERC of the other Building Items and the P&M ERC (where applicable) to enable the correct contract size adjustment to be made. ERC of Building Component + ERC of P&M = Total ERC to which contract size adjustment should be applied. The appropriate % adjustment should be made in accordance with the scale for contract size adjustment specified under section 6 of the RCG 2023 Guidance notes. The currency ERC rates are set at £4m (Four Million Pounds) @ 1st April 2021 (AVD) for the RCG 2023 Publication. | The technical lead for this class has requested that the following rates are provided for this class. One rate for the actual exhibition conference space and a separate rate for the core/circulation areas | - | - | - | - | - | - | - | - | - |  | M2 | - | NA | NA | NA | #N/A | Option 1 | ERROR | 0% | 2102.1296 | 1509.2788 | 0% | 0% | 1509.2788 | 0% | Indexed | NA | VOA_GPN_GOV_UK\7246041 | 2019-08-30 | Low | - | - | Risk taken from previous CG | - | - | NA | SPONS A&B | NA | (BEAMS Note 2) The ERC for this item should be added to all other rateable items on the hereditament (except land). Therefore the total of the ERC of the other Building Items and the P&M ERC (where applicable) to enable the correct contract size adjustment to be made. ERC of Building Component + ERC of P&M = Total ERC to which contract size adjustment should be applied. The appropriate % adjustment should be made in accordance with the scale for contract size adjustment specified under section 6 of the RCG 2021 Guidance notes. The currency ERC rates are set at £4m (Four Million Pounds) @ 1st April 2019 (AVD) for the RCG 2021 Publication. | - | - | 2 | TRUE
744 | 42AB02 | 9395 | 42AB02 | Conference and Exhibition Centres | High quality | Exhibition and conference areas | - | - | This category of Conference and Exhibition Centre is high quality purpose built e.g. The International Convention Centre in Birmingham. The rate detailed here covers the exhibition and conference areas. | Location Adjustment Applicable (See Guidance Notes) - ERC = UK mean of 1.00 | (BEAMS Note 2) The ERC for this item should be added to all other rateable items on the hereditament (except land). Therefore the total of the ERC of the other Building Items and the P&M ERC (where applicable) to enable the correct contract size adjustment to be made. ERC of Building Component + ERC of P&M = Total ERC to which contract size adjustment should be applied. The appropriate % adjustment should be made in accordance with the scale for contract size adjustment specified under section 6 of the RCG 2023 Guidance notes. The currency ERC rates are set at £4m (Four Million Pounds) @ 1st April 2021 (AVD) for the RCG 2023 Publication. | The technical lead for this class has requested that the following rates are provided for this class. One rate for the actual exhibition space and a separate rate for the core/circulation areas | - | - | - | - | - | - | - | - | - |  | M2 | - | NA | NA | NA | #N/A | Option 1 | ERROR | 0% | 1770.2144 | 1270.9716 | 0% | 0% | 1270.9716 | 0% | Indexed | NA | VOA_GPN_GOV_UK\7246041 | 2019-08-30 | Low | - | - | Risk taken from previous CG | - | - | NA | SPONS A&B | NA | (BEAMS Note 2) The ERC for this item should be added to all other rateable items on the hereditament (except land). Therefore the total of the ERC of the other Building Items and the P&M ERC (where applicable) to enable the correct contract size adjustment to be made. ERC of Building Component + ERC of P&M = Total ERC to which contract size adjustment should be applied. The appropriate % adjustment should be made in accordance with the scale for contract size adjustment specified under section 6 of the RCG 2021 Guidance notes. The currency ERC rates are set at £4m (Four Million Pounds) @ 1st April 2019 (AVD) for the RCG 2021 Publication. | - | - | 2 | TRUE
745 | 42AB03 | 9396 | 42AB03 | Conference and Exhibition Centres | Warehouse type | Circulation and core areas | - | - | This category of Conference and Exhibition Centre is the warehouse type e.g. The National Exhibition Centre in Birmingham. The rate detailed here covers the general circulation/core areas. A separate rate is provided for the main warehouse/exhibition space. | Location Adjustment Applicable (See Guidance Notes) - ERC = UK mean of 1.00 | (BEAMS Note 2) The ERC for this item should be added to all other rateable items on the hereditament (except land). Therefore the total of the ERC of the other Building Items and the P&M ERC (where applicable) to enable the correct contract size adjustment to be made. ERC of Building Component + ERC of P&M = Total ERC to which contract size adjustment should be applied. The appropriate % adjustment should be made in accordance with the scale for contract size adjustment specified under section 6 of the RCG 2023 Guidance notes. The currency ERC rates are set at £4m (Four Million Pounds) @ 1st April 2021 (AVD) for the RCG 2023 Publication. | The technical lead for this class has requested that the following rates are provided for this class. One rate for the actual exhibition space and a separate rate for the core/circulation areas | - | - | - | - | - | - | - | - | - |  | M2 | - | NA | NA | NA | #N/A | Option 1 | ERROR | 0% | 1609.7887 | 1155.7898 | 0% | 0% | 1155.7898 | 0% | Indexed | NA | VOA_GPN_GOV_UK\7246041 | 2019-08-30 | Low | - | - | Risk taken from previous CG | - | - | NA | SPONS A&B | NA | (BEAMS Note 2) The ERC for this item should be added to all other rateable items on the hereditament (except land). Therefore the total of the ERC of the other Building Items and the P&M ERC (where applicable) to enable the correct contract size adjustment to be made. ERC of Building Component + ERC of P&M = Total ERC to which contract size adjustment should be applied. The appropriate % adjustment should be made in accordance with the scale for contract size adjustment specified under section 6 of the RCG 2021 Guidance notes. The currency ERC rates are set at £4m (Four Million Pounds) @ 1st April 2019 (AVD) for the RCG 2021 Publication. | - | - | 2 | TRUE
746 | 42AB04 | 9397 | 42AB04 | Conference and Exhibition Centres | Warehouse type | Exhibition Areas | - | - | This category of Conference and Exhibition Centre is the warehouse type e.g. The National Exhibition Centre in Birmingham. The rate detailed here covers the general circulation/core areas. | Location Adjustment Applicable (See Guidance Notes) - ERC = UK mean of 1.00 | (BEAMS Note 2) The ERC for this item should be added to all other rateable items on the hereditament (except land). Therefore the total of the ERC of the other Building Items and the P&M ERC (where applicable) to enable the correct contract size adjustment to be made. ERC of Building Component + ERC of P&M = Total ERC to which contract size adjustment should be applied. The appropriate % adjustment should be made in accordance with the scale for contract size adjustment specified under section 6 of the RCG 2023 Guidance notes. The currency ERC rates are set at £4m (Four Million Pounds) @ 1st April 2021 (AVD) for the RCG 2023 Publication. | The technical lead for this class has requested that the following rates are provided for this class. One rate for the actual exhibition conference space and a separate rate for the core/circulation areas | - | - | - | - | - | - | - | - | - |  | M2 | - | NA | NA | NA | #N/A | Option 1 | ERROR | 0% | 1388.5119 | 996.9183 | 0% | 0% | 996.9183 | 0% | Indexed | NA | VOA_GPN_GOV_UK\7246041 | 2019-08-30 | Low | - | - | Risk taken from previous CG | - | - | NA | SPONS A&B | NA | (BEAMS Note 2) The ERC for this item should be added to all other rateable items on the hereditament (except land). Therefore the total of the ERC of the other Building Items and the P&M ERC (where applicable) to enable the correct contract size adjustment to be made. ERC of Building Component + ERC of P&M = Total ERC to which contract size adjustment should be applied. The appropriate % adjustment should be made in accordance with the scale for contract size adjustment specified under section 6 of the RCG 2021 Guidance notes. The currency ERC rates are set at £4m (Four Million Pounds) @ 1st April 2019 (AVD) for the RCG 2021 Publication. | - | - | 2 | TRUE
747 | 40U00A | 6432 | 40U00A | Control Rooms | Brick | Detached single storey <=25m2 | up to 3m eaves height internally | - | Building Construction: Foundations: Strip or trench fill concrete with 200mm reinforced, insulated concrete floor slab. Frame: None: Roof: Timber flat roof with single polymer covering. External Walls: Brick and block cavity walls with insulation plasterboard Windows and Doors: Double glazed uPVC windows, Heavy duty softwood external doors. Internal Walls: Metal stud partitions painted plasterboard finish with softwood doors and frames. Internal Finishes: Emulsion paint to plastered walls and ceilings, vinyl flooring. Building Services: Full gas central heating to steel panel radiators, general lighting and power. Air handling not included. | Location Adjustment Applicable (See Guidance Notes) - ERC = UK mean of 1.00 | (BEAMS Note 2) The ERC for this item should be added to all other rateable items on the hereditament (except land). Therefore the total of the ERC of the other Building Items and the P&M ERC (where applicable) to enable the correct contract size adjustment to be made. ERC of Building Component + ERC of P&M = Total ERC to which contract size adjustment should be applied. The appropriate % adjustment should be made in accordance with the scale for contract size adjustment specified under section 6 of the RCG 2023 Guidance notes. The currency ERC rates are set at £4m (Four Million Pounds) @ 1st April 2021 (AVD) for the RCG 2023 Publication. | Note: see also variations Exclude: External works and services All loose fixture and fittings. It is suggested that a reduction of 5% is made where the shorter side of a building with a ratio of 1:1.5 is adjoining another property. | Measure to GIA | - | - | - | - | The costs should be adjusted to reflect the variations in construction and finish described. Exclude external works and services, all loose kitchen/servery fittings and appliances. Rate based on a building 1000 sqm GIA 40 x 25m. - See Evidence Tab for costs | - | - | 10058 |  | m2 | - | 3 - INDUSTRIAL | David Grace | - | 758.1414 | Option 1 | 939.9469 | 23.98% | 1571.0193 | 1127.9543 | 48.78% | 20% | 1127.9543 | 48.78% | Price Book Data | Helen Price | VOA_GPN_GOV_UK\7237340 | 2021-08-09 | Low | - | Low | - | - | Updated indices following QA | NA | SPONS A&B | 1.561 | (BEAMS Note 2) The ERC for this item should be added to all other rateable items on the hereditament (except land). Therefore the total of the ERC of the other Building Items and the P&M ERC (where applicable) to enable the correct contract size adjustment to be made. ERC of Building Component + ERC of P&M = Total ERC to which contract size adjustment should be applied. The appropriate % adjustment should be made in accordance with the scale for contract size adjustment specified under section 6 of the RCG 2021 Guidance notes. The currency ERC rates are set at £4m (Four Million Pounds) @ 1st April 2019 (AVD) for the RCG 2021 Publication. | - | - | 2 | TRUE
748 | 40U00F | 6433 | 40U00F | Control Rooms | Brick | Detached single storey <=25m2 | up to 3.5m eaves height internally | - | Building Construction: Foundations: Strip or trench fill concrete with 200mm reinforced, insulated concrete floor slab. Frame: None: Roof: Timber flat roof with single polymer covering. External Walls: Brick and block cavity walls with insulation plasterboard Windows and Doors: Double glazed uPVC windows, Heavy duty softwood external doors. Internal Walls: Metal stud partitions painted plasterboard finish with softwood doors and frames. Internal Finishes: Emulsion paint to plastered walls and ceilings, vinyl flooring. Building Services: Full gas central heating to steel panel radiators, general lighting and power. Air handling not included. | Location Adjustment Applicable (See Guidance Notes) - ERC = UK mean of 1.00 | (BEAMS Note 2) The ERC for this item should be added to all other rateable items on the hereditament (except land). Therefore the total of the ERC of the other Building Items and the P&M ERC (where applicable) to enable the correct contract size adjustment to be made. ERC of Building Component + ERC of P&M = Total ERC to which contract size adjustment should be applied. The appropriate % adjustment should be made in accordance with the scale for contract size adjustment specified under section 6 of the RCG 2023 Guidance notes. The currency ERC rates are set at £4m (Four Million Pounds) @ 1st April 2021 (AVD) for the RCG 2023 Publication. | Note: see also variations Exclude: External works and services All loose fixture and fittings. It is suggested that a reduction of 5% is made where the shorter side of a building with a ratio of 1:1.5 is adjoining another property. | Measure to GIA | - | - | - | - | The costs should be adjusted to reflect the variations in construction and finish described. Exclude external works and services, all loose kitchen/servery fittings and appliances. Rate based on a building 1000 sqm GIA 40 x 25m. - See Evidence Tab for costs | - | - | 10058 |  | m2 | - | 3 - INDUSTRIAL | David Grace | - | 809.9989 | Option 1 | 1004.2399 | 23.98% | 1662.4307 | 1193.5855 | 47.36% | 18.85% | 1193.5855 | 47.36% | Price Book Data | Helen Price | VOA_GPN_GOV_UK\7237340 | 2021-08-09 | Low | - | Low | - | - | Updated indices following QA | NA | SPONS A&B | 1.561 | (BEAMS Note 2) The ERC for this item should be added to all other rateable items on the hereditament (except land). Therefore the total of the ERC of the other Building Items and the P&M ERC (where applicable) to enable the correct contract size adjustment to be made. ERC of Building Component + ERC of P&M = Total ERC to which contract size adjustment should be applied. The appropriate % adjustment should be made in accordance with the scale for contract size adjustment specified under section 6 of the RCG 2021 Guidance notes. The currency ERC rates are set at £4m (Four Million Pounds) @ 1st April 2019 (AVD) for the RCG 2021 Publication. | - | - | 2 | TRUE
749 | 40U00K | 6434 | 40U00K | Control Rooms | Brick | Detached single storey <=25m2 | up to 4.0m eaves height internally | - | Building Construction: Foundations: Strip or trench fill concrete with 200mm reinforced, insulated concrete floor slab. Frame: None: Roof: Timber flat roof with single polymer covering. External Walls: Brick and block cavity walls with insulation plasterboard Windows and Doors: Double glazed uPVC windows, Heavy duty softwood external doors. Internal Walls: Metal stud partitions painted plasterboard finish with softwood doors and frames. Internal Finishes: Emulsion paint to plastered walls and ceilings, vinyl flooring. Building Services: Full gas central heating to steel panel radiators, general lighting and power. Air handling not included. | Location Adjustment Applicable (See Guidance Notes) - ERC = UK mean of 1.00 | (BEAMS Note 2) The ERC for this item should be added to all other rateable items on the hereditament (except land). Therefore the total of the ERC of the other Building Items and the P&M ERC (where applicable) to enable the correct contract size adjustment to be made. ERC of Building Component + ERC of P&M = Total ERC to which contract size adjustment should be applied. The appropriate % adjustment should be made in accordance with the scale for contract size adjustment specified under section 6 of the RCG 2023 Guidance notes. The currency ERC rates are set at £4m (Four Million Pounds) @ 1st April 2021 (AVD) for the RCG 2023 Publication. | Note: see also variations Exclude: External works and services All loose fixture and fittings. It is suggested that a reduction of 5% is made where the shorter side of a building with a ratio of 1:1.5 is adjoining another property. | Measure to GIA | - | - | - | - | The costs should be adjusted to reflect the variations in construction and finish described. Exclude external works and services, all loose kitchen/servery fittings and appliances. Rate based on a building 1000 sqm GIA 40 x 25m. - See Evidence Tab for costs | - | - | 10058 |  | m2 | - | 3 - INDUSTRIAL | David Grace | - | 857.474 | Option 1 | 1063.0998 | 23.98% | 1751.4737 | 1257.5163 | 46.65% | 18.29% | 1257.5163 | 46.65% | Price Book Data | Helen Price | VOA_GPN_GOV_UK\7237340 | 2021-08-09 | Low | - | Low | - | - | Updated indices following QA | NA | SPONS A&B | 1.561 | (BEAMS Note 2) The ERC for this item should be added to all other rateable items on the hereditament (except land). Therefore the total of the ERC of the other Building Items and the P&M ERC (where applicable) to enable the correct contract size adjustment to be made. ERC of Building Component + ERC of P&M = Total ERC to which contract size adjustment should be applied. The appropriate % adjustment should be made in accordance with the scale for contract size adjustment specified under section 6 of the RCG 2021 Guidance notes. The currency ERC rates are set at £4m (Four Million Pounds) @ 1st April 2019 (AVD) for the RCG 2021 Publication. | - | - | 2 | TRUE
750 | 40U02A | 6435 | 40U02A | Control Rooms | Brick | Detached single storey 26 to 50m2 | up to 3.0m eaves height internally | - | Building Construction: Foundations: Strip or trench fill concrete with 200mm reinforced, insulated concrete floor slab. Frame: None: Roof: Timber flat roof with single polymer covering. External Walls: Brick and block cavity walls with insulation plasterboard Windows and Doors: Double glazed uPVC windows, Heavy duty softwood external doors. Internal Walls: Metal stud partitions painted plasterboard finish with softwood doors and frames. Internal Finishes: Emulsion paint to plastered walls and ceilings, vinyl flooring. Building Services: Full gas central heating to steel panel radiators, general lighting and power. Air handling not included. | Location Adjustment Applicable (See Guidance Notes) - ERC = UK mean of 1.00 | (BEAMS Note 2) The ERC for this item should be added to all other rateable items on the hereditament (except land). Therefore the total of the ERC of the other Building Items and the P&M ERC (where applicable) to enable the correct contract size adjustment to be made. ERC of Building Component + ERC of P&M = Total ERC to which contract size adjustment should be applied. The appropriate % adjustment should be made in accordance with the scale for contract size adjustment specified under section 6 of the RCG 2023 Guidance notes. The currency ERC rates are set at £4m (Four Million Pounds) @ 1st April 2021 (AVD) for the RCG 2023 Publication. | Note: see also variations Exclude: External works and services All loose fixture and fittings. It is suggested that a reduction of 5% is made where the shorter side of a building with a ratio of 1:1.5 is adjoining another property. | Measure to GIA | - | - | - | - | The costs should be adjusted to reflect the variations in construction and finish described. Exclude external works and services, all loose kitchen/servery fittings and appliances. Rate based on a building 1000 sqm GIA 40 x 25m. - See Evidence Tab for costs | - | - | 10058 |  | m2 | - | 3 - INDUSTRIAL | David Grace | - | 640.5492 | Option 1 | 794.1555 | 23.98% | 1284.9032 | 922.5298 | 44.02% | 16.16% | 922.5298 | 44.02% | Price Book Data | Helen Price | VOA_GPN_GOV_UK\7237340 | 2021-08-09 | Low | - | Low | - | - | Updated indices following QA | NA | SPONS A&B | 1.561 | (BEAMS Note 2) The ERC for this item should be added to all other rateable items on the hereditament (except land). Therefore the total of the ERC of the other Building Items and the P&M ERC (where applicable) to enable the correct contract size adjustment to be made. ERC of Building Component + ERC of P&M = Total ERC to which contract size adjustment should be applied. The appropriate % adjustment should be made in accordance with the scale for contract size adjustment specified under section 6 of the RCG 2021 Guidance notes. The currency ERC rates are set at £4m (Four Million Pounds) @ 1st April 2019 (AVD) for the RCG 2021 Publication. | - | - | 2 | TRUE
751 | 40U02F | 6439 | 40U02F | Control Rooms | Brick | Detached single storey 26 to 50m2 | up to 3.5m eaves height internally | - | Building Construction: Foundations: Strip or trench fill concrete with 200mm reinforced, insulated concrete floor slab. Frame: None: Roof: Timber flat roof with single polymer covering. External Walls: Brick and block cavity walls with insulation plasterboard Windows and Doors: Double glazed uPVC windows, Heavy duty softwood external doors. Internal Walls: Metal stud partitions painted plasterboard finish with softwood doors and frames. Internal Finishes: Emulsion paint to plastered walls and ceilings, vinyl flooring. Building Services: Full gas central heating to steel panel radiators, general lighting and power. Air handling not included. | Location Adjustment Applicable (See Guidance Notes) - ERC = UK mean of 1.00 | (BEAMS Note 2) The ERC for this item should be added to all other rateable items on the hereditament (except land). Therefore the total of the ERC of the other Building Items and the P&M ERC (where applicable) to enable the correct contract size adjustment to be made. ERC of Building Component + ERC of P&M = Total ERC to which contract size adjustment should be applied. The appropriate % adjustment should be made in accordance with the scale for contract size adjustment specified under section 6 of the RCG 2023 Guidance notes. The currency ERC rates are set at £4m (Four Million Pounds) @ 1st April 2021 (AVD) for the RCG 2023 Publication. | Note: see also variations Exclude: External works and services All loose fixture and fittings. It is suggested that a reduction of 5% is made where the shorter side of a building with a ratio of 1:1.5 is adjoining another property. | Measure to GIA | - | - | - | - | The costs should be adjusted to reflect the variations in construction and finish described. Exclude external works and services, all loose kitchen/servery fittings and appliances. Rate based on a building 1000 sqm GIA 40 x 25m. - See Evidence Tab for costs | - | - | 10058 |  | m2 | - | 3 - INDUSTRIAL | David Grace | - | 679.2597 | Option 1 | 842.1489 | 23.98% | 1347.6395 | 967.5729 | 42.45% | 14.89% | 967.5729 | 42.45% | Price Book Data | Helen Price | VOA_GPN_GOV_UK\7237340 | 2021-08-09 | Low | - | Low | - | - | Updated indices following QA | NA | SPONS A&B | 1.561 | (BEAMS Note 2) The ERC for this item should be added to all other rateable items on the hereditament (except land). Therefore the total of the ERC of the other Building Items and the P&M ERC (where applicable) to enable the correct contract size adjustment to be made. ERC of Building Component + ERC of P&M = Total ERC to which contract size adjustment should be applied. The appropriate % adjustment should be made in accordance with the scale for contract size adjustment specified under section 6 of the RCG 2021 Guidance notes. The currency ERC rates are set at £4m (Four Million Pounds) @ 1st April 2019 (AVD) for the RCG 2021 Publication. | - | - | 2 | TRUE
752 | 40U02K | 6440 | 40U02K | Control Rooms | Brick | Detached single storey 26 to 50m2 | up to 4.0m eaves height internally | - | Building Construction: Foundations: Strip or trench fill concrete with 200mm reinforced, insulated concrete floor slab. Frame: None: Roof: Timber flat roof with single polymer covering. External Walls: Brick and block cavity walls with insulation plasterboard Windows and Doors: Double glazed uPVC windows, Heavy duty softwood external doors. Internal Walls: Metal stud partitions painted plasterboard finish with softwood doors and frames. Internal Finishes: Emulsion paint to plastered walls and ceilings, vinyl flooring. Building Services: Full gas central heating to steel panel radiators, general lighting and power. Air handling not included. | Location Adjustment Applicable (See Guidance Notes) - ERC = UK mean of 1.00 | (BEAMS Note 2) The ERC for this item should be added to all other rateable items on the hereditament (except land). Therefore the total of the ERC of the other Building Items and the P&M ERC (where applicable) to enable the correct contract size adjustment to be made. ERC of Building Component + ERC of P&M = Total ERC to which contract size adjustment should be applied. The appropriate % adjustment should be made in accordance with the scale for contract size adjustment specified under section 6 of the RCG 2023 Guidance notes. The currency ERC rates are set at £4m (Four Million Pounds) @ 1st April 2021 (AVD) for the RCG 2023 Publication. | Note: see also variations Exclude: External works and services All loose fixture and fittings. It is suggested that a reduction of 5% is made where the shorter side of a building with a ratio of 1:1.5 is adjoining another property. | Measure to GIA | - | - | - | - | The costs should be adjusted to reflect the variations in construction and finish described. Exclude external works and services, all loose kitchen/servery fittings and appliances. Rate based on a building 1000 sqm GIA 40 x 25m. - See Evidence Tab for costs | - | - | 10058 |  | m2 | - | 3 - INDUSTRIAL | David Grace | - | 718.7005 | Option 1 | 891.0479 | 23.98% | 1410.3758 | 1012.6161 | 40.9% | 13.64% | 1012.6161 | 40.9% | Price Book Data | Helen Price | VOA_GPN_GOV_UK\7237340 | 2021-08-09 | Low | - | Low | - | - | Updated indices following QA | NA | SPONS A&B | 1.561 | (BEAMS Note 2) The ERC for this item should be added to all other rateable items on the hereditament (except land). Therefore the total of the ERC of the other Building Items and the P&M ERC (where applicable) to enable the correct contract size adjustment to be made. ERC of Building Component + ERC of P&M = Total ERC to which contract size adjustment should be applied. The appropriate % adjustment should be made in accordance with the scale for contract size adjustment specified under section 6 of the RCG 2021 Guidance notes. The currency ERC rates are set at £4m (Four Million Pounds) @ 1st April 2019 (AVD) for the RCG 2021 Publication. | - | - | 2 | TRUE
753 | 40U04A | 6441 | 40U04A | Control Rooms | Brick | Detached single storey 51 to 100m2 | up to 3.0m eaves height internally | - | Building Construction: Foundations: Strip or trench fill concrete with 200mm reinforced, insulated concrete floor slab. Frame: None: Roof: Timber flat roof with single polymer covering. External Walls: Brick and block cavity walls with insulation plasterboard Windows and Doors: Double glazed uPVC windows, Heavy duty softwood external doors. Internal Walls: Metal stud partitions painted plasterboard finish with softwood doors and frames. Internal Finishes: Emulsion paint to plastered walls and ceilings, vinyl flooring. Building Services: Full gas central heating to steel panel radiators, general lighting and power. Air handling not included. | Location Adjustment Applicable (See Guidance Notes) - ERC = UK mean of 1.00 | (BEAMS Note 2) The ERC for this item should be added to all other rateable items on the hereditament (except land). Therefore the total of the ERC of the other Building Items and the P&M ERC (where applicable) to enable the correct contract size adjustment to be made. ERC of Building Component + ERC of P&M = Total ERC to which contract size adjustment should be applied. The appropriate % adjustment should be made in accordance with the scale for contract size adjustment specified under section 6 of the RCG 2023 Guidance notes. The currency ERC rates are set at £4m (Four Million Pounds) @ 1st April 2021 (AVD) for the RCG 2023 Publication. | Note: see also variations Exclude: External works and services All loose fixture and fittings. It is suggested that a reduction of 5% is made where the shorter side of a building with a ratio of 1:1.5 is adjoining another property. | Measure to GIA | - | - | - | - | The costs should be adjusted to reflect the variations in construction and finish described. Exclude external works and services, all loose kitchen/servery fittings and appliances. Rate based on a building 1000 sqm GIA 40 x 25m. - See Evidence Tab for costs | - | - | 10058 |  | m2 | - | 3 - INDUSTRIAL | David Grace | - | 512.0011 | Option 1 | 634.7811 | 23.98% | 1102.1755 | 791.3356 | 54.56% | 24.66% | 791.3356 | 54.56% | Price Book Data | Helen Price | VOA_GPN_GOV_UK\7237340 | 2021-08-09 | Low | - | Low | - | - | Updated indices following QA | NA | SPONS A&B | 1.561 | (BEAMS Note 2) The ERC for this item should be added to all other rateable items on the hereditament (except land). Therefore the total of the ERC of the other Building Items and the P&M ERC (where applicable) to enable the correct contract size adjustment to be made. ERC of Building Component + ERC of P&M = Total ERC to which contract size adjustment should be applied. The appropriate % adjustment should be made in accordance with the scale for contract size adjustment specified under section 6 of the RCG 2021 Guidance notes. The currency ERC rates are set at £4m (Four Million Pounds) @ 1st April 2019 (AVD) for the RCG 2021 Publication. | - | - | 2 | TRUE
754 | 40U04F | 6442 | 40U04F | Control Rooms | Brick | Detached single storey 51 to 100m2 | up to 3.5m eaves height internally | - | Building Construction: Foundations: Strip or trench fill concrete with 200mm reinforced, insulated concrete floor slab. Frame: None: Roof: Timber flat roof with single polymer covering. External Walls: Brick and block cavity walls with insulation plasterboard Windows and Doors: Double glazed uPVC windows, Heavy duty softwood external doors. Internal Walls: Metal stud partitions painted plasterboard finish with softwood doors and frames. Internal Finishes: Emulsion paint to plastered walls and ceilings, vinyl flooring. Building Services: Full gas central heating to steel panel radiators, general lighting and power. Air handling not included. | Location Adjustment Applicable (See Guidance Notes) - ERC = UK mean of 1.00 | (BEAMS Note 2) The ERC for this item should be added to all other rateable items on the hereditament (except land). Therefore the total of the ERC of the other Building Items and the P&M ERC (where applicable) to enable the correct contract size adjustment to be made. ERC of Building Component + ERC of P&M = Total ERC to which contract size adjustment should be applied. The appropriate % adjustment should be made in accordance with the scale for contract size adjustment specified under section 6 of the RCG 2023 Guidance notes. The currency ERC rates are set at £4m (Four Million Pounds) @ 1st April 2021 (AVD) for the RCG 2023 Publication. | Note: see also variations Exclude: External works and services All loose fixture and fittings. It is suggested that a reduction of 5% is made where the shorter side of a building with a ratio of 1:1.5 is adjoining another property. | Measure to GIA | - | - | - | - | The costs should be adjusted to reflect the variations in construction and finish described. Exclude external works and services, all loose kitchen/servery fittings and appliances. Rate based on a building 1000 sqm GIA 40 x 25m. - See Evidence Tab for costs | - | - | 10058 |  | m2 | - | 3 - INDUSTRIAL | David Grace | - | 540.4862 | Option 1 | 670.097 | 23.98% | 1145.0837 | 822.1427 | 52.11% | 22.69% | 822.1427 | 52.11% | Price Book Data | Helen Price | VOA_GPN_GOV_UK\7237340 | 2021-08-09 | Low | - | Low | - | - | Updated indices following QA | NA | SPONS A&B | 1.561 | (BEAMS Note 2) The ERC for this item should be added to all other rateable items on the hereditament (except land). Therefore the total of the ERC of the other Building Items and the P&M ERC (where applicable) to enable the correct contract size adjustment to be made. ERC of Building Component + ERC of P&M = Total ERC to which contract size adjustment should be applied. The appropriate % adjustment should be made in accordance with the scale for contract size adjustment specified under section 6 of the RCG 2021 Guidance notes. The currency ERC rates are set at £4m (Four Million Pounds) @ 1st April 2019 (AVD) for the RCG 2021 Publication. | - | - | 2 | TRUE
755 | 40U04K | 6443 | 40U04K | Control Rooms | Brick | Detached single storey 51 to 100m2 | up to 4.0m eaves height internally | - | Building Construction: Foundations: Strip or trench fill concrete with 200mm reinforced, insulated concrete floor slab. Frame: None: Roof: Timber flat roof with single polymer covering. External Walls: Brick and block cavity walls with insulation plasterboard Windows and Doors: Double glazed uPVC windows, Heavy duty softwood external doors. Internal Walls: Metal stud partitions painted plasterboard finish with softwood doors and frames. Internal Finishes: Emulsion paint to plastered walls and ceilings, vinyl flooring. Building Services: Full gas central heating to steel panel radiators, general lighting and power. Air handling not included. | Location Adjustment Applicable (See Guidance Notes) - ERC = UK mean of 1.00 | (BEAMS Note 2) The ERC for this item should be added to all other rateable items on the hereditament (except land). Therefore the total of the ERC of the other Building Items and the P&M ERC (where applicable) to enable the correct contract size adjustment to be made. ERC of Building Component + ERC of P&M = Total ERC to which contract size adjustment should be applied. The appropriate % adjustment should be made in accordance with the scale for contract size adjustment specified under section 6 of the RCG 2023 Guidance notes. The currency ERC rates are set at £4m (Four Million Pounds) @ 1st April 2021 (AVD) for the RCG 2023 Publication. | Note: see also variations Exclude: External works and services All loose fixture and fittings. It is suggested that a reduction of 5% is made where the shorter side of a building with a ratio of 1:1.5 is adjoining another property. | Measure to GIA | - | - | - | - | The costs should be adjusted to reflect the variations in construction and finish described. Exclude external works and services, all loose kitchen/servery fittings and appliances. Rate based on a building 1000 sqm GIA 40 x 25m. - See Evidence Tab for costs | - | - | 10058 |  | m2 | - | 3 - INDUSTRIAL | David Grace | - | 568.2409 | Option 1 | 704.5074 | 23.98% | 1187.992 | 852.9498 | 50.1% | 21.07% | 852.9498 | 50.1% | Price Book Data | Helen Price | VOA_GPN_GOV_UK\7237340 | 2021-08-09 | Low | - | Low | - | - | Updated indices following QA | NA | SPONS A&B | 1.561 | (BEAMS Note 2) The ERC for this item should be added to all other rateable items on the hereditament (except land). Therefore the total of the ERC of the other Building Items and the P&M ERC (where applicable) to enable the correct contract size adjustment to be made. ERC of Building Component + ERC of P&M = Total ERC to which contract size adjustment should be applied. The appropriate % adjustment should be made in accordance with the scale for contract size adjustment specified under section 6 of the RCG 2021 Guidance notes. The currency ERC rates are set at £4m (Four Million Pounds) @ 1st April 2019 (AVD) for the RCG 2021 Publication. | - | - | 2 | TRUE
756 | 40U06A | 6444 | 40U06A | Control Rooms | Brick | Detached two storey > 100m2 | up to 4.0m eaves height internally | - | Building Construction: Foundations: Strip or trench fill concrete with 200mm reinforced, insulated concrete floor slab. Frame: None: Roof: Timber flat roof with single polymer covering. External Walls: Brick and block cavity walls with insulation plasterboard Windows and Doors: Double glazed uPVC windows, Heavy duty softwood external doors. Internal Walls: Metal stud partitions painted plasterboard finish with softwood doors and frames. Internal Finishes: Emulsion paint to plastered walls and ceilings, vinyl flooring. Building Services: Full gas central heating to steel panel radiators, general lighting and power. Air handling not included. | Location Adjustment Applicable (See Guidance Notes) - ERC = UK mean of 1.00 | (BEAMS Note 2) The ERC for this item should be added to all other rateable items on the hereditament (except land). Therefore the total of the ERC of the other Building Items and the P&M ERC (where applicable) to enable the correct contract size adjustment to be made. ERC of Building Component + ERC of P&M = Total ERC to which contract size adjustment should be applied. The appropriate % adjustment should be made in accordance with the scale for contract size adjustment specified under section 6 of the RCG 2023 Guidance notes. The currency ERC rates are set at £4m (Four Million Pounds) @ 1st April 2021 (AVD) for the RCG 2023 Publication. | Note: see also variations Exclude: External works and services All loose fixture and fittings. It is suggested that a reduction of 5% is made where the shorter side of a building with a ratio of 1:1.5 is adjoining another property. | Measure to GIA | - | - | - | - | The costs should be adjusted to reflect the variations in construction and finish described. Exclude external works and services, all loose kitchen/servery fittings and appliances. Rate based on a building 1000 sqm GIA 40 x 25m. - See Evidence Tab for costs | - | - | 10058 |  | m2 | - | 3 - INDUSTRIAL | David Grace | - | 495.9326 | Option 1 | 614.8593 | 23.98% | 939.7555 | 674.722 | 36.05% | 9.736% | 674.722 | 36.05% | Price Book Data | Helen Price | VOA_GPN_GOV_UK\7237340 | 2021-08-09 | Low | - | Low | - | - | Updated indices following QA | NA | SPONS A&B | 1.561 | (BEAMS Note 2) The ERC for this item should be added to all other rateable items on the hereditament (except land). Therefore the total of the ERC of the other Building Items and the P&M ERC (where applicable) to enable the correct contract size adjustment to be made. ERC of Building Component + ERC of P&M = Total ERC to which contract size adjustment should be applied. The appropriate % adjustment should be made in accordance with the scale for contract size adjustment specified under section 6 of the RCG 2021 Guidance notes. The currency ERC rates are set at £4m (Four Million Pounds) @ 1st April 2019 (AVD) for the RCG 2021 Publication. | - | - | 2 | TRUE
757 | 40U10A | 6445 | 40U10A | Control Rooms | Internal within Building | single floor <=25m2 | up to 3m eaves height internally | - | Building Construction: - Foundations: None. Upper Floors: None. Roof: Flat timber roof no waterproof covering. External Walls: Single skin insulated timber frame with cement fibre profile cladding and plasterboard inner face. Windows and Doors: Double glazed uPVC. Internal Walls: Metal stud partitions. Internal Finishes: Emulsion paint to plastered walls and ceilings, vinyl sheet flooring. Building Services: Basic lighting and heating. Heating from main building. This structure is within an existing building. Variation may include brick walls, timber windows, raised access floors, and built between storey heights. | Location Adjustment Applicable (See Guidance Notes) - ERC = UK mean of 1.00 | (BEAMS Note 2) The ERC for this item should be added to all other rateable items on the hereditament (except land). Therefore the total of the ERC of the other Building Items and the P&M ERC (where applicable) to enable the correct contract size adjustment to be made. ERC of Building Component + ERC of P&M = Total ERC to which contract size adjustment should be applied. The appropriate % adjustment should be made in accordance with the scale for contract size adjustment specified under section 6 of the RCG 2023 Guidance notes. The currency ERC rates are set at £4m (Four Million Pounds) @ 1st April 2021 (AVD) for the RCG 2023 Publication. | Note: see also variations Exclude: External works and services All loose fixture and fittings. It is suggested that a reduction of 5% is made where the shorter side of a building with a ratio of 1:1.5 is adjoining another property. | Measure to GIA | - | - | - | - | The costs should be adjusted to reflect the variations in construction and finish described. Exclude external works and services, all loose kitchen/servery fittings and appliances. Rate based on a building 1000 sqm GIA 40 x 25m. - See Evidence Tab for costs | - | Current photo not indicative | - |  | m2 | - | 3 - INDUSTRIAL | David Grace | - | 758.1414 | Option 1 | 939.9469 | 23.98% | 1025.7772 | 736.4835 | -2.857% | -21.65% | 736.4835 | -2.857% | Price Book Data | Helen Price | VOA_GPN_GOV_UK\7237340 | 2021-08-09 | Low | - | Low | - | - | Updated indices following QA | NA | SPONS A&B | 1.561 | (BEAMS Note 2) The ERC for this item should be added to all other rateable items on the hereditament (except land). Therefore the total of the ERC of the other Building Items and the P&M ERC (where applicable) to enable the correct contract size adjustment to be made. ERC of Building Component + ERC of P&M = Total ERC to which contract size adjustment should be applied. The appropriate % adjustment should be made in accordance with the scale for contract size adjustment specified under section 6 of the RCG 2021 Guidance notes. The currency ERC rates are set at £4m (Four Million Pounds) @ 1st April 2019 (AVD) for the RCG 2021 Publication. | - | Current photo not indicative | 2 | TRUE
758 | 40U10F | 6446 | 40U10F | Control Rooms | Internal within Building | single floor <=25m2 | up to 3.5m eaves height internally | - | Building Construction: - Foundations: None. Upper Floors: None. Roof: Flat timber roof no waterproof covering. External Walls: Single skin insulated timber frame with cement fibre profile cladding and plasterboard inner face. Windows and Doors: Double glazed uPVC. Internal Walls: Metal stud partitions. Internal Finishes: Emulsion paint to plastered walls and ceilings, vinyl sheet flooring. Building Services: Basic lighting and heating. Heating from main building. This structure is within an existing building. Variation may include brick walls, timber windows, raised access floors, and built between storey heights. | Location Adjustment Applicable (See Guidance Notes) - ERC = UK mean of 1.00 | (BEAMS Note 2) The ERC for this item should be added to all other rateable items on the hereditament (except land). Therefore the total of the ERC of the other Building Items and the P&M ERC (where applicable) to enable the correct contract size adjustment to be made. ERC of Building Component + ERC of P&M = Total ERC to which contract size adjustment should be applied. The appropriate % adjustment should be made in accordance with the scale for contract size adjustment specified under section 6 of the RCG 2023 Guidance notes. The currency ERC rates are set at £4m (Four Million Pounds) @ 1st April 2021 (AVD) for the RCG 2023 Publication. | Note: see also variations Exclude: External works and services All loose fixture and fittings. It is suggested that a reduction of 5% is made where the shorter side of a building with a ratio of 1:1.5 is adjoining another property. | Measure to GIA | - | - | - | - | The costs should be adjusted to reflect the variations in construction and finish described. Exclude external works and services, all loose kitchen/servery fittings and appliances. Rate based on a building 1000 sqm GIA 40 x 25m. - See Evidence Tab for costs | - | Current photo not indicative | - |  | m2 | - | 3 - INDUSTRIAL | David Grace | - | 810.7293 | Option 1 | 1005.1455 | 23.98% | 1102.7766 | 791.7673 | -2.339% | -21.23% | 791.7673 | -2.339% | Price Book Data | Helen Price | VOA_GPN_GOV_UK\7237340 | 2021-08-09 | Low | - | Low | - | - | Updated indices following QA | NA | SPONS A&B | 1.561 | (BEAMS Note 2) The ERC for this item should be added to all other rateable items on the hereditament (except land). Therefore the total of the ERC of the other Building Items and the P&M ERC (where applicable) to enable the correct contract size adjustment to be made. ERC of Building Component + ERC of P&M = Total ERC to which contract size adjustment should be applied. The appropriate % adjustment should be made in accordance with the scale for contract size adjustment specified under section 6 of the RCG 2021 Guidance notes. The currency ERC rates are set at £4m (Four Million Pounds) @ 1st April 2019 (AVD) for the RCG 2021 Publication. | - | Current photo not indicative | 2 | TRUE
759 | 40U10K | 6447 | 40U10K | Control Rooms | Internal within Building | single floor <=25m2 | up to 4m eaves height internally | - | Building Construction: - Foundations: None. Upper Floors: None. Roof: Flat timber roof no waterproof covering. External Walls: Single skin insulated timber frame with cement fibre profile cladding and plasterboard inner face. Windows and Doors: Double glazed uPVC. Internal Walls: Metal stud partitions. Internal Finishes: Emulsion paint to plastered walls and ceilings, vinyl sheet flooring. Building Services: Basic lighting and heating. Heating from main building. This structure is within an existing building. Variation may include brick walls, timber windows, raised access floors, and built between storey heights. | Location Adjustment Applicable (See Guidance Notes) - ERC = UK mean of 1.00 | (BEAMS Note 2) The ERC for this item should be added to all other rateable items on the hereditament (except land). Therefore the total of the ERC of the other Building Items and the P&M ERC (where applicable) to enable the correct contract size adjustment to be made. ERC of Building Component + ERC of P&M = Total ERC to which contract size adjustment should be applied. The appropriate % adjustment should be made in accordance with the scale for contract size adjustment specified under section 6 of the RCG 2023 Guidance notes. The currency ERC rates are set at £4m (Four Million Pounds) @ 1st April 2021 (AVD) for the RCG 2023 Publication. | Note: see also variations Exclude: External works and services All loose fixture and fittings. It is suggested that a reduction of 5% is made where the shorter side of a building with a ratio of 1:1.5 is adjoining another property. | Measure to GIA | - | - | - | - | The costs should be adjusted to reflect the variations in construction and finish described. Exclude external works and services, all loose kitchen/servery fittings and appliances. Rate based on a building 1000 sqm GIA 40 x 25m. - See Evidence Tab for costs | - | Current photo not indicative | - |  | m2 | - | 3 - INDUSTRIAL | David Grace | - | 861.8563 | Option 1 | 1068.533 | 23.98% | 1177.4077 | 845.3506 | -1.915% | -20.89% | 845.3506 | -1.915% | Price Book Data | Helen Price | VOA_GPN_GOV_UK\7237340 | 2021-08-09 | Low | - | Low | - | - | Updated indices following QA | NA | SPONS A&B | 1.561 | (BEAMS Note 2) The ERC for this item should be added to all other rateable items on the hereditament (except land). Therefore the total of the ERC of the other Building Items and the P&M ERC (where applicable) to enable the correct contract size adjustment to be made. ERC of Building Component + ERC of P&M = Total ERC to which contract size adjustment should be applied. The appropriate % adjustment should be made in accordance with the scale for contract size adjustment specified under section 6 of the RCG 2021 Guidance notes. The currency ERC rates are set at £4m (Four Million Pounds) @ 1st April 2019 (AVD) for the RCG 2021 Publication. | - | Current photo not indicative | 2 | TRUE
760 | 40U20A | 6448 | 40U20A | Control Rooms | Internal within Building | single floor 26 - 50m2 | up to 3m eaves height internally | - | Building Construction: - Foundations: None. Upper Floors: None. Roof: Flat timber roof no waterproof covering. External Walls: Single skin insulated timber frame with cement fibre profile cladding and plasterboard inner face. Windows and Doors: Double glazed uPVC. Internal Walls: Metal stud partitions. Internal Finishes: Emulsion paint to plastered walls and ceilings, vinyl sheet flooring. Building Services: Basic lighting and heating. Heating from main building. This structure is within an existing building. Variation may include brick walls, timber windows, raised access floors, and built between storey heights. | Location Adjustment Applicable (See Guidance Notes) - ERC = UK mean of 1.00 | (BEAMS Note 2) The ERC for this item should be added to all other rateable items on the hereditament (except land). Therefore the total of the ERC of the other Building Items and the P&M ERC (where applicable) to enable the correct contract size adjustment to be made. ERC of Building Component + ERC of P&M = Total ERC to which contract size adjustment should be applied. The appropriate % adjustment should be made in accordance with the scale for contract size adjustment specified under section 6 of the RCG 2023 Guidance notes. The currency ERC rates are set at £4m (Four Million Pounds) @ 1st April 2021 (AVD) for the RCG 2023 Publication. | Note: see also variations Exclude: External works and services All loose fixture and fittings. It is suggested that a reduction of 5% is made where the shorter side of a building with a ratio of 1:1.5 is adjoining another property. | Measure to GIA | - | - | - | - | The costs should be adjusted to reflect the variations in construction and finish described. Exclude external works and services, all loose kitchen/servery fittings and appliances. Rate based on a building 1000 sqm GIA 40 x 25m. - See Evidence Tab for costs | - | Current photo not indicative | - |  | m2 | - | 3 - INDUSTRIAL | David Grace | - | 640.5492 | Option 1 | 794.1555 | 23.98% | 768.452 | 551.7302 | -13.87% | -30.53% | 551.7302 | -13.87% | Price Book Data | Helen Price | VOA_GPN_GOV_UK\7237340 | 2021-08-09 | Low | - | Low | - | - | Updated indices following QA | NA | SPONS A&B | 1.561 | (BEAMS Note 2) The ERC for this item should be added to all other rateable items on the hereditament (except land). Therefore the total of the ERC of the other Building Items and the P&M ERC (where applicable) to enable the correct contract size adjustment to be made. ERC of Building Component + ERC of P&M = Total ERC to which contract size adjustment should be applied. The appropriate % adjustment should be made in accordance with the scale for contract size adjustment specified under section 6 of the RCG 2021 Guidance notes. The currency ERC rates are set at £4m (Four Million Pounds) @ 1st April 2019 (AVD) for the RCG 2021 Publication. | - | Current photo not indicative | 2 | TRUE
761 | 40U20F | 6449 | 40U20F | Control Rooms | Internal within Building | single floor 26 - 50m2 | up to 3.5m eaves height internally | - | Building Construction: - Foundations: None. Upper Floors: None. Roof: Flat timber roof no waterproof covering. External Walls: Single skin insulated timber frame with cement fibre profile cladding and plasterboard inner face. Windows and Doors: Double glazed uPVC. Internal Walls: Metal stud partitions. Internal Finishes: Emulsion paint to plastered walls and ceilings, vinyl sheet flooring. Building Services: Basic lighting and heating. Heating from main building. This structure is within an existing building. Variation may include brick walls, timber windows, raised access floors, and built between storey heights. | Location Adjustment Applicable (See Guidance Notes) - ERC = UK mean of 1.00 | (BEAMS Note 2) The ERC for this item should be added to all other rateable items on the hereditament (except land). Therefore the total of the ERC of the other Building Items and the P&M ERC (where applicable) to enable the correct contract size adjustment to be made. ERC of Building Component + ERC of P&M = Total ERC to which contract size adjustment should be applied. The appropriate % adjustment should be made in accordance with the scale for contract size adjustment specified under section 6 of the RCG 2023 Guidance notes. The currency ERC rates are set at £4m (Four Million Pounds) @ 1st April 2021 (AVD) for the RCG 2023 Publication. | Note: see also variations Exclude: External works and services All loose fixture and fittings. It is suggested that a reduction of 5% is made where the shorter side of a building with a ratio of 1:1.5 is adjoining another property. | Measure to GIA | - | - | - | - | The costs should be adjusted to reflect the variations in construction and finish described. Exclude external works and services, all loose kitchen/servery fittings and appliances. Rate based on a building 1000 sqm GIA 40 x 25m. - See Evidence Tab for costs | - | Current photo not indicative | - |  | m2 | - | 3 - INDUSTRIAL | David Grace | - | 679.2597 | Option 1 | 842.1489 | 23.98% | 820.4569 | 589.0684 | -13.28% | -30.05% | 589.0684 | -13.28% | Price Book Data | Helen Price | VOA_GPN_GOV_UK\7237340 | 2021-08-09 | - | - | Low | - | - | Updated indices following QA | NA | SPONS A&B | 1.561 | (BEAMS Note 2) The ERC for this item should be added to all other rateable items on the hereditament (except land). Therefore the total of the ERC of the other Building Items and the P&M ERC (where applicable) to enable the correct contract size adjustment to be made. ERC of Building Component + ERC of P&M = Total ERC to which contract size adjustment should be applied. The appropriate % adjustment should be made in accordance with the scale for contract size adjustment specified under section 6 of the RCG 2021 Guidance notes. The currency ERC rates are set at £4m (Four Million Pounds) @ 1st April 2019 (AVD) for the RCG 2021 Publication. | - | Current photo not indicative | 2 | TRUE
762 | 40U20K | 6450 | 40U20K | Control Rooms | Internal within Building | single floor 26 - 50m2 | up to 4m eaves height internally | - | Building Construction: - Foundations: None. Upper Floors: None. Roof: Flat timber roof no waterproof covering. External Walls: Single skin insulated timber frame with cement fibre profile cladding and plasterboard inner face. Windows and Doors: Double glazed uPVC. Internal Walls: Metal stud partitions. Internal Finishes: Emulsion paint to plastered walls and ceilings, vinyl sheet flooring. Building Services: Basic lighting and heating. Heating from main building. This structure is within an existing building. Variation may include brick walls, timber windows, raised access floors, and built between storey heights. | Location Adjustment Applicable (See Guidance Notes) - ERC = UK mean of 1.00 | (BEAMS Note 2) The ERC for this item should be added to all other rateable items on the hereditament (except land). Therefore the total of the ERC of the other Building Items and the P&M ERC (where applicable) to enable the correct contract size adjustment to be made. ERC of Building Component + ERC of P&M = Total ERC to which contract size adjustment should be applied. The appropriate % adjustment should be made in accordance with the scale for contract size adjustment specified under section 6 of the RCG 2023 Guidance notes. The currency ERC rates are set at £4m (Four Million Pounds) @ 1st April 2021 (AVD) for the RCG 2023 Publication. | Note: see also variations Exclude: External works and services All loose fixture and fittings. It is suggested that a reduction of 5% is made where the shorter side of a building with a ratio of 1:1.5 is adjoining another property. | Measure to GIA | - | - | - | - | The costs should be adjusted to reflect the variations in construction and finish described. Exclude external works and services, all loose kitchen/servery fittings and appliances. Rate based on a building 1000 sqm GIA 40 x 25m. - See Evidence Tab for costs | - | Current photo not indicative | - |  | m2 | - | 3 - INDUSTRIAL | David Grace | - | 718.7005 | Option 1 | 891.0479 | 23.98% | 872.4618 | 626.4067 | -12.84% | -29.7% | 626.4067 | -12.84% | Price Book Data | Helen Price | VOA_GPN_GOV_UK\7237340 | 2021-08-09 | - | - | Low | - | - | Updated indices following QA | NA | SPONS A&B | 1.561 | (BEAMS Note 2) The ERC for this item should be added to all other rateable items on the hereditament (except land). Therefore the total of the ERC of the other Building Items and the P&M ERC (where applicable) to enable the correct contract size adjustment to be made. ERC of Building Component + ERC of P&M = Total ERC to which contract size adjustment should be applied. The appropriate % adjustment should be made in accordance with the scale for contract size adjustment specified under section 6 of the RCG 2021 Guidance notes. The currency ERC rates are set at £4m (Four Million Pounds) @ 1st April 2019 (AVD) for the RCG 2021 Publication. | - | Current photo not indicative | 2 | TRUE
763 | 205E30 | 8766 | 205E30 | Conveyors | Cover plate | Steel | 2mm | - | The cover plate sits structurally between the supporting structure and the conveyor rollers and belting Plate will be nominally 2mm thick across width of structure. The specification of light and heavy steel support frame pieces is similar however the light frame is of smaller cross section, lower height with smaller angle legs and thus unable to support the heavier loads imparted. Increased steel work size for heavy frames The cover plate is assumed to be 2mm thick and of carbon/mild steel. This is added over the steel conveyor support under the belt to prevent produce from dropping under the belt In all cases the width of the support frame is assumed to be 450mm wider than the belt width. In some cases there may be additional cladding to the sides or roof and this should be added to the cost All steelwork is taken as being galvanised. LIGHT FRAME Comprises 51 x 102 channel stringers, 60 x 60 angle legs to a height of 600mm, cross rails and braces at 1350mm centres. 9.83m3 = 1 tonne. (Volume of support framework. i.e. 0.6m x 1.05m x 15.63m) HEAVY FRAME Comprises 51 x 102 channel stringers, 102 x 102 universal beam, 80 x 80 angle legs to a height of 1.00m, cross rails and braces at 1350mm centres. 6m3 = 1 tonne (volume of support framework. = 1.0m x 1.05m x 5.71m) The "A" frames, trestle supports and platforms that the conveyor support frame is attached to should be considered separately under the Cost Guide section Conveyors Trestle supports | Location Adjustment Applicable (See Guidance Notes) - ERC = UK mean of 1.00 | (BEAMS Note 2) The ERC for this item should be added to all other rateable items on the hereditament (except land). Therefore the total of the ERC of the other Building Items and the P&M ERC (where applicable) to enable the correct contract size adjustment to be made. ERC of Building Component + ERC of P&M = Total ERC to which contract size adjustment should be applied. The appropriate % adjustment should be made in accordance with the scale for contract size adjustment specified under section 6 of the RCG 2023 Guidance notes. The currency ERC rates are set at £4m (Four Million Pounds) @ 1st April 2021 (AVD) for the RCG 2023 Publication. | For walkways over and at side of conveyor, carried from same framework see Stairways, Ladders and Walkways. For mesh flooring see Floors, GRP or Weld mesh. For cladding see External Walls cladding | Width of conveyor and length in m. Area of plate = m2 Any additional cladding to sides or roof should be noted and added. | Unless the conveyor is being rated under Class 1 List of Accessories 1 the belt, drive motor and idler sets are not rateable and thus the steel support s | Belt, motor and idlers (unless rated under List of Accessories 1). | Platforms, stairways | It is assumed that the item forms part of an "average size industrial, commercial or office complex". Where it would be normal to find more than one item in such a hereditament the ERC stated has been adjusted to reflect any number / quantity, discount. These figures are NOT one off figures. | - | Photo 1 , 2 and 3 - Support framework to conveyor between support points- excludes trestles. | Photo 3 - Excludes staircase and walkway attached to side of conveyor support framework. Note cover over conveyor in Photos 2 and 3 | 10065 |  | M2 | - | NA | NA | NA | 36.8161 | Option 2 | 39.9995 | 8.647% | 58.1597 | 58.2897 | 58.33% | 45.73% | 58.2897 | 58.33% | Indexed | NA | VOA_GPN_GOV_UK\7246041 | 2019-08-30 | Low | Blue | High | Risk taken from previous CG | - | - | NA | Steel | NA | (BEAMS Note 2) The ERC for this item should be added to all other rateable items on the hereditament (except land). Therefore the total of the ERC of the other Building Items and the P&M ERC (where applicable) to enable the correct contract size adjustment to be made. ERC of Building Component + ERC of P&M = Total ERC to which contract size adjustment should be applied. The appropriate % adjustment should be made in accordance with the scale for contract size adjustment specified under section 6 of the RCG 2021 Guidance notes. The currency ERC rates are set at £4m (Four Million Pounds) @ 1st April 2019 (AVD) for the RCG 2021 Publication. | Photo 1 , 2 and 3 - Support framework to conveyor between support points- excludes trestles. | Photo 3 - Excludes staircase and walkway attached to side of conveyor support framework. Note cover over conveyor in Photos 2 and 3 | 2 | TRUE
764 | 205A01 | 8695 | 205A01 | Conveyors | Enclosed | Excluding walkway | 1.5m x 3.0m ht o/a | Span 10 - 20m excludes conveyor | The housing comprises a supporting framework to the conveyor and single access walkway all enclosed with light steel frame with weather tight profiled metal cladding. | Location Adjustment Applicable (See Guidance Notes) - ERC = UK mean of 1.00 | (BEAMS Note 2) The ERC for this item should be added to all other rateable items on the hereditament (except land). Therefore the total of the ERC of the other Building Items and the P&M ERC (where applicable) to enable the correct contract size adjustment to be made. ERC of Building Component + ERC of P&M = Total ERC to which contract size adjustment should be applied. The appropriate % adjustment should be made in accordance with the scale for contract size adjustment specified under section 6 of the RCG 2023 Guidance notes. The currency ERC rates are set at £4m (Four Million Pounds) @ 1st April 2021 (AVD) for the RCG 2023 Publication. | Excludes trestle costs Excludes cost of conveyor | Length Width Walkway | - | - | - | - | - | Photo 1 - Conveyors enclosed within cover- Walkway access may be provided. Photo 2 - Conveyor housing showing support framework and trestle supports Photo 3 - Enclosed conveyor | - | 10675 |  | M | - | NA | NA | NA | 941.808 | Option 2 | 1108.7026 | 17.72% | 1787.786 | 1406.0475 | 49.29% | 26.82% | 1406.0475 | 49.29% | Indexed | NA | VOA_GPN_GOV_UK\7246041 | 2019-08-30 | - | Blue | High | Risk taken from previous CG | - | - | NA | Supplier/Manufacturer | NA | (BEAMS Note 2) The ERC for this item should be added to all other rateable items on the hereditament (except land). Therefore the total of the ERC of the other Building Items and the P&M ERC (where applicable) to enable the correct contract size adjustment to be made. ERC of Building Component + ERC of P&M = Total ERC to which contract size adjustment should be applied. The appropriate % adjustment should be made in accordance with the scale for contract size adjustment specified under section 6 of the RCG 2021 Guidance notes. The currency ERC rates are set at £4m (Four Million Pounds) @ 1st April 2019 (AVD) for the RCG 2021 Publication. | Photo 1 - Conveyors enclosed within cover- Walkway access may be provided. Photo 2 - Conveyor housing showing support framework and trestle supports Photo 3 - Enclosed conveyor | - | 2 | TRUE
765 | 205A02 | 8737 | 205A02 | Conveyors | Enclosed | Including 0.8m wide walkway | 2.5m x 3.0m ht o/a | Span 10 - 20m excludes conveyor | The housing comprises a supporting framework to the conveyor and single access walkway all enclosed with light steel frame with weather tight profiled metal cladding | Location Adjustment Applicable (See Guidance Notes) - ERC = UK mean of 1.00 | (BEAMS Note 2) The ERC for this item should be added to all other rateable items on the hereditament (except land). Therefore the total of the ERC of the other Building Items and the P&M ERC (where applicable) to enable the correct contract size adjustment to be made. ERC of Building Component + ERC of P&M = Total ERC to which contract size adjustment should be applied. The appropriate % adjustment should be made in accordance with the scale for contract size adjustment specified under section 6 of the RCG 2023 Guidance notes. The currency ERC rates are set at £4m (Four Million Pounds) @ 1st April 2021 (AVD) for the RCG 2023 Publication. | Excludes trestle costs Excludes cost of conveyor | Length Width Walkway | - | - | - | - | - | Photo 1 - Conveyors enclosed within cover- Walkway access may be provided. Photo 2 - Conveyor housing showing support framework and trestle supports Photo 3 - Enclosed conveyor | - | 10676 |  | M | - | NA | NA | NA | 1392.1635 | Option 2 | 1638.864 | 17.72% | 2642.6728 | 2078.3939 | 49.29% | 26.82% | 2078.3939 | 49.29% | Indexed | NA | VOA_GPN_GOV_UK\7246041 | 2019-08-30 | - | Blue | High | Risk taken from previous CG | - | - | NA | Supplier/Manufacturer | NA | (BEAMS Note 2) The ERC for this item should be added to all other rateable items on the hereditament (except land). Therefore the total of the ERC of the other Building Items and the P&M ERC (where applicable) to enable the correct contract size adjustment to be made. ERC of Building Component + ERC of P&M = Total ERC to which contract size adjustment should be applied. The appropriate % adjustment should be made in accordance with the scale for contract size adjustment specified under section 6 of the RCG 2021 Guidance notes. The currency ERC rates are set at £4m (Four Million Pounds) @ 1st April 2019 (AVD) for the RCG 2021 Publication. | Photo 1 - Conveyors enclosed within cover- Walkway access may be provided. Photo 2 - Conveyor housing showing support framework and trestle supports Photo 3 - Enclosed conveyor | - | 2 | TRUE
766 | 205B31 | 8790 | 205B31 | Conveyors | Foundations to Trestle Supports | 2 leg trestle | Ht 3m | 1 | Reinforced concrete isolated base | Location Adjustment Applicable (See Guidance Notes) - ERC = UK mean of 1.00 | (BEAMS Note 2) The ERC for this item should be added to all other rateable items on the hereditament (except land). Therefore the total of the ERC of the other Building Items and the P&M ERC (where applicable) to enable the correct contract size adjustment to be made. ERC of Building Component + ERC of P&M = Total ERC to which contract size adjustment should be applied. The appropriate % adjustment should be made in accordance with the scale for contract size adjustment specified under section 6 of the RCG 2023 Guidance notes. The currency ERC rates are set at £4m (Four Million Pounds) @ 1st April 2021 (AVD) for the RCG 2023 Publication. | Cost related to height and weight of the trestles above. | Length x width and depth where possible. assume 1m deep unless plans are available to the contrary | - | - | - | Trestles and support framework | - | Photo 1 - Approx size of base 2m x 5m- with depth below GL unknown unless plans are available. Photo 2- Approx size of base-1.2m x 2.5m. Depth below GL unknown | - | 10067 |  | Each | one | NA | NA | NA | 410.9708 | Option 2 | 446.5056 | 8.647% | 649.225 | 650.676 | 58.33% | 45.73% | 650.676 | 58.33% | Indexed | NA | VOA_GPN_GOV_UK\7246041 | 2019-08-30 | Low | Blue | High | Risk taken from previous CG | - | - | NA | Steel | NA | (BEAMS Note 2) The ERC for this item should be added to all other rateable items on the hereditament (except land). Therefore the total of the ERC of the other Building Items and the P&M ERC (where applicable) to enable the correct contract size adjustment to be made. ERC of Building Component + ERC of P&M = Total ERC to which contract size adjustment should be applied. The appropriate % adjustment should be made in accordance with the scale for contract size adjustment specified under section 6 of the RCG 2021 Guidance notes. The currency ERC rates are set at £4m (Four Million Pounds) @ 1st April 2019 (AVD) for the RCG 2021 Publication. | Photo 1 - Approx size of base 2m x 5m- with depth below GL unknown unless plans are available. Photo 2- Approx size of base-1.2m x 2.5m. Depth below GL unknown | - | 2 | TRUE
767 | 205B32 | 8791 | 205B32 | Conveyors | Foundations to Trestle Supports | 2 leg trestle | Ht 6m | 0.75 | Reinforced concrete isolated base | Location Adjustment Applicable (See Guidance Notes) - ERC = UK mean of 1.00 | (BEAMS Note 2) The ERC for this item should be added to all other rateable items on the hereditament (except land). Therefore the total of the ERC of the other Building Items and the P&M ERC (where applicable) to enable the correct contract size adjustment to be made. ERC of Building Component + ERC of P&M = Total ERC to which contract size adjustment should be applied. The appropriate % adjustment should be made in accordance with the scale for contract size adjustment specified under section 6 of the RCG 2023 Guidance notes. The currency ERC rates are set at £4m (Four Million Pounds) @ 1st April 2021 (AVD) for the RCG 2023 Publication. | Cost related to height and weight of the trestles above. | Length x width and depth where possible. assume 1m deep unless plans are available to the contrary | - | - | - | Trestles and support framework | - | Photo 1 - Approx size of base 2m x 5m- with depth below GL unknown unless plans are available. Photo 2- Approx size of base-1.2m x 2.5m. Depth below GL unknown unless plans are available. | - | 10067 |  | Each | one | NA | NA | NA | 667.8275 | Option 2 | 725.5716 | 8.647% | 1054.9906 | 1057.3485 | 58.33% | 45.73% | 1057.3485 | 58.33% | Indexed | NA | VOA_GPN_GOV_UK\7246041 | 2019-08-30 | Low | Blue | High | Risk taken from previous CG | - | - | NA | Steel | NA | (BEAMS Note 2) The ERC for this item should be added to all other rateable items on the hereditament (except land). Therefore the total of the ERC of the other Building Items and the P&M ERC (where applicable) to enable the correct contract size adjustment to be made. ERC of Building Component + ERC of P&M = Total ERC to which contract size adjustment should be applied. The appropriate % adjustment should be made in accordance with the scale for contract size adjustment specified under section 6 of the RCG 2021 Guidance notes. The currency ERC rates are set at £4m (Four Million Pounds) @ 1st April 2019 (AVD) for the RCG 2021 Publication. | Photo 1 - Approx size of base 2m x 5m- with depth below GL unknown unless plans are available. Photo 2- Approx size of base-1.2m x 2.5m. Depth below GL unknown unless plans are available. | - | 2 | TRUE
768 | 205B33 | 8792 | 205B33 | Conveyors | Foundations to Trestle Supports | 2 leg trestle | Ht 9m | 0.5 | Reinforced concrete isolated base | Location Adjustment Applicable (See Guidance Notes) - ERC = UK mean of 1.00 | (BEAMS Note 2) The ERC for this item should be added to all other rateable items on the hereditament (except land). Therefore the total of the ERC of the other Building Items and the P&M ERC (where applicable) to enable the correct contract size adjustment to be made. ERC of Building Component + ERC of P&M = Total ERC to which contract size adjustment should be applied. The appropriate % adjustment should be made in accordance with the scale for contract size adjustment specified under section 6 of the RCG 2023 Guidance notes. The currency ERC rates are set at £4m (Four Million Pounds) @ 1st April 2021 (AVD) for the RCG 2023 Publication. | Cost related to height and weight of the trestles above. | Length x width and depth where possible. assume 1m deep unless plans are available to the contrary | - | - | - | Trestles and support framework | - | Photo 1 - Approx size of base 2m x 5m- with depth below GL unknown unless plans are available. Photo 2- Approx size of base-1.2m x 2.5m. Depth below GL unknown unless plans are available. | - | 10067 |  | Each | one | NA | NA | NA | 797.9683 | Option 2 | 866.965 | 8.647% | 1260.5785 | 1263.3958 | 58.33% | 45.73% | 1263.3958 | 58.33% | Indexed | NA | VOA_GPN_GOV_UK\7246041 | 2019-08-30 | Low | Blue | High | Risk taken from previous CG | - | - | NA | Steel | NA | (BEAMS Note 2) The ERC for this item should be added to all other rateable items on the hereditament (except land). Therefore the total of the ERC of the other Building Items and the P&M ERC (where applicable) to enable the correct contract size adjustment to be made. ERC of Building Component + ERC of P&M = Total ERC to which contract size adjustment should be applied. The appropriate % adjustment should be made in accordance with the scale for contract size adjustment specified under section 6 of the RCG 2021 Guidance notes. The currency ERC rates are set at £4m (Four Million Pounds) @ 1st April 2019 (AVD) for the RCG 2021 Publication. | Photo 1 - Approx size of base 2m x 5m- with depth below GL unknown unless plans are available. Photo 2- Approx size of base-1.2m x 2.5m. Depth below GL unknown unless plans are available. | - | 2 | TRUE
769 | 205B34 | 8793 | 205B34 | Conveyors | Foundations to Trestle Supports | 2 leg trestle | Ht 12m | 0.4 | Reinforced concrete isolated base | Location Adjustment Applicable (See Guidance Notes) - ERC = UK mean of 1.00 | (BEAMS Note 2) The ERC for this item should be added to all other rateable items on the hereditament (except land). Therefore the total of the ERC of the other Building Items and the P&M ERC (where applicable) to enable the correct contract size adjustment to be made. ERC of Building Component + ERC of P&M = Total ERC to which contract size adjustment should be applied. The appropriate % adjustment should be made in accordance with the scale for contract size adjustment specified under section 6 of the RCG 2023 Guidance notes. The currency ERC rates are set at £4m (Four Million Pounds) @ 1st April 2021 (AVD) for the RCG 2023 Publication. | Cost related to height and weight of the trestles above. | Length x width and depth where possible. assume 1m deep unless plans are available to the contrary | - | - | - | Trestles and support framework | - | Photo 1 - Approx size of base 2m x 5m- with depth below GL unknown unless plans are available. Photo 2- Approx size of base-1.2m x 2.5m. Depth below GL unknown unless plans are available. | - | 10067 |  | Each | one | NA | NA | NA | 946.089 | Option 2 | 1027.8931 | 8.647% | 1494.57 | 1497.9103 | 58.33% | 45.73% | 1497.9103 | 58.33% | Indexed | NA | VOA_GPN_GOV_UK\7246041 | 2019-08-30 | Low | Blue | High | Risk taken from previous CG | - | - | NA | Steel | NA | (BEAMS Note 2) The ERC for this item should be added to all other rateable items on the hereditament (except land). Therefore the total of the ERC of the other Building Items and the P&M ERC (where applicable) to enable the correct contract size adjustment to be made. ERC of Building Component + ERC of P&M = Total ERC to which contract size adjustment should be applied. The appropriate % adjustment should be made in accordance with the scale for contract size adjustment specified under section 6 of the RCG 2021 Guidance notes. The currency ERC rates are set at £4m (Four Million Pounds) @ 1st April 2019 (AVD) for the RCG 2021 Publication. | Photo 1 - Approx size of base 2m x 5m- with depth below GL unknown unless plans are available. Photo 2- Approx size of base-1.2m x 2.5m. Depth below GL unknown unless plans are available. | - | 2 | TRUE
770 | 205B35 | 8795 | 205B35 | Conveyors | Foundations to Trestle Supports | 2 leg trestle | Ht 15m | 0.45 | Reinforced concrete isolated base | Location Adjustment Applicable (See Guidance Notes) - ERC = UK mean of 1.00 | (BEAMS Note 2) The ERC for this item should be added to all other rateable items on the hereditament (except land). Therefore the total of the ERC of the other Building Items and the P&M ERC (where applicable) to enable the correct contract size adjustment to be made. ERC of Building Component + ERC of P&M = Total ERC to which contract size adjustment should be applied. The appropriate % adjustment should be made in accordance with the scale for contract size adjustment specified under section 6 of the RCG 2023 Guidance notes. The currency ERC rates are set at £4m (Four Million Pounds) @ 1st April 2021 (AVD) for the RCG 2023 Publication. | Cost related to height and weight of the trestles above. | Length x width and depth where possible. assume 1m deep unless plans are available to the contrary | - | - | - | Trestles and support framework | - | Photo 1 - Approx size of base 2m x 5m- with depth below GL unknown unless plans are available. Photo 2- Approx size of base-1.2m x 2.5m. Depth below GL unknown unless plans are available. | - | 10067 |  | Each | one | NA | NA | NA | 1446.9596 | Option 2 | 1572.0718 | 8.647% | 2285.813 | 2290.9217 | 58.33% | 45.73% | 2290.9217 | 58.33% | Indexed | NA | VOA_GPN_GOV_UK\7246041 | 2019-08-30 | Low | Blue | High | Risk taken from previous CG | - | - | NA | Steel | NA | (BEAMS Note 2) The ERC for this item should be added to all other rateable items on the hereditament (except land). Therefore the total of the ERC of the other Building Items and the P&M ERC (where applicable) to enable the correct contract size adjustment to be made. ERC of Building Component + ERC of P&M = Total ERC to which contract size adjustment should be applied. The appropriate % adjustment should be made in accordance with the scale for contract size adjustment specified under section 6 of the RCG 2021 Guidance notes. The currency ERC rates are set at £4m (Four Million Pounds) @ 1st April 2019 (AVD) for the RCG 2021 Publication. | Photo 1 - Approx size of base 2m x 5m- with depth below GL unknown unless plans are available. Photo 2- Approx size of base-1.2m x 2.5m. Depth below GL unknown unless plans are available. | - | 2 | TRUE
771 | 205B41 | 8796 | 205B41 | Conveyors | Foundations to Trestle Supports | 4 leg trestle | Ht 3m | 0.72 | Reinforced concrete isolated base | Location Adjustment Applicable (See Guidance Notes) - ERC = UK mean of 1.00 | (BEAMS Note 2) The ERC for this item should be added to all other rateable items on the hereditament (except land). Therefore the total of the ERC of the other Building Items and the P&M ERC (where applicable) to enable the correct contract size adjustment to be made. ERC of Building Component + ERC of P&M = Total ERC to which contract size adjustment should be applied. The appropriate % adjustment should be made in accordance with the scale for contract size adjustment specified under section 6 of the RCG 2023 Guidance notes. The currency ERC rates are set at £4m (Four Million Pounds) @ 1st April 2021 (AVD) for the RCG 2023 Publication. | Cost related to height and weight of the trestles above. | Length x width and depth where possible. assume 1m deep unless plans are available to the contrary | - | - | - | Trestles and support framework | - | Photo 1 - Approx size of base 2m x 5m- with depth below GL unknown unless plans are available. Photo 2- Approx size of base-1.2m x 2.5m. Depth below GL unknown unless plans are available. | - | 10067 |  | Each | one | NA | NA | NA | 834.7844 | Option 2 | 906.9645 | 8.647% | 1318.7382 | 1321.6856 | 58.33% | 45.73% | 1321.6856 | 58.33% | Indexed | NA | VOA_GPN_GOV_UK\7246041 | 2019-08-30 | Low | Blue | High | Risk taken from previous CG | - | - | NA | Steel | NA | (BEAMS Note 2) The ERC for this item should be added to all other rateable items on the hereditament (except land). Therefore the total of the ERC of the other Building Items and the P&M ERC (where applicable) to enable the correct contract size adjustment to be made. ERC of Building Component + ERC of P&M = Total ERC to which contract size adjustment should be applied. The appropriate % adjustment should be made in accordance with the scale for contract size adjustment specified under section 6 of the RCG 2021 Guidance notes. The currency ERC rates are set at £4m (Four Million Pounds) @ 1st April 2019 (AVD) for the RCG 2021 Publication. | Photo 1 - Approx size of base 2m x 5m- with depth below GL unknown unless plans are available. Photo 2- Approx size of base-1.2m x 2.5m. Depth below GL unknown unless plans are available. | - | 2 | TRUE
772 | 205B42 | 8797 | 205B42 | Conveyors | Foundations to Trestle Supports | 4 leg trestle | Ht 6m | 0.5 | Reinforced concrete isolated base | Location Adjustment Applicable (See Guidance Notes) - ERC = UK mean of 1.00 | (BEAMS Note 2) The ERC for this item should be added to all other rateable items on the hereditament (except land). Therefore the total of the ERC of the other Building Items and the P&M ERC (where applicable) to enable the correct contract size adjustment to be made. ERC of Building Component + ERC of P&M = Total ERC to which contract size adjustment should be applied. The appropriate % adjustment should be made in accordance with the scale for contract size adjustment specified under section 6 of the RCG 2023 Guidance notes. The currency ERC rates are set at £4m (Four Million Pounds) @ 1st April 2021 (AVD) for the RCG 2023 Publication. | Cost related to height and weight of the trestles above. | Length x width and depth where possible. assume 1m deep unless plans are available to the contrary | - | - | - | Trestles and support framework | - | Photo 1 - Approx size of base 2m x 5m- with depth below GL unknown unless plans are available. Photo 2- Approx size of base-1.2m x 2.5m. Depth below GL unknown unless plans are available. | - | 10067 |  | Each | one | NA | NA | NA | 1267.1599 | Option 2 | 1376.7256 | 8.647% | 2001.777 | 2006.2509 | 58.33% | 45.73% | 2006.2509 | 58.33% | Indexed | NA | VOA_GPN_GOV_UK\7246041 | 2019-08-30 | Low | Blue | High | Risk taken from previous CG | - | - | NA | Steel | NA | (BEAMS Note 2) The ERC for this item should be added to all other rateable items on the hereditament (except land). Therefore the total of the ERC of the other Building Items and the P&M ERC (where applicable) to enable the correct contract size adjustment to be made. ERC of Building Component + ERC of P&M = Total ERC to which contract size adjustment should be applied. The appropriate % adjustment should be made in accordance with the scale for contract size adjustment specified under section 6 of the RCG 2021 Guidance notes. The currency ERC rates are set at £4m (Four Million Pounds) @ 1st April 2019 (AVD) for the RCG 2021 Publication. | Photo 1 - Approx size of base 2m x 5m- with depth below GL unknown unless plans are available. Photo 2- Approx size of base-1.2m x 2.5m. Depth below GL unknown unless plans are available. | - | 2 | TRUE
773 | 205B43 | 8798 | 205B43 | Conveyors | Foundations to Trestle Supports | 4 leg trestle | Ht 9m | 0.35 | Reinforced concrete isolated base | Location Adjustment Applicable (See Guidance Notes) - ERC = UK mean of 1.00 | (BEAMS Note 2) The ERC for this item should be added to all other rateable items on the hereditament (except land). Therefore the total of the ERC of the other Building Items and the P&M ERC (where applicable) to enable the correct contract size adjustment to be made. ERC of Building Component + ERC of P&M = Total ERC to which contract size adjustment should be applied. The appropriate % adjustment should be made in accordance with the scale for contract size adjustment specified under section 6 of the RCG 2023 Guidance notes. The currency ERC rates are set at £4m (Four Million Pounds) @ 1st April 2021 (AVD) for the RCG 2023 Publication. | Cost related to height and weight of the trestles above. | Length x width and depth where possible. assume 1m deep unless plans are available to the contrary | - | - | - | Trestles and support framework | - | Photo 1 - Approx size of base 2m x 5m- with depth below GL unknown unless plans are available. Photo 2- Approx size of base-1.2m x 2.5m. Depth below GL unknown unless plans are available. | - | 10067 |  | Each | one | NA | NA | NA | 1532.5785 | Option 2 | 1665.0938 | 8.647% | 2421.0682 | 2426.4791 | 58.33% | 45.73% | 2426.4791 | 58.33% | Indexed | NA | VOA_GPN_GOV_UK\7246041 | 2019-08-30 | Low | Blue | High | Risk taken from previous CG | - | - | NA | Steel | NA | (BEAMS Note 2) The ERC for this item should be added to all other rateable items on the hereditament (except land). Therefore the total of the ERC of the other Building Items and the P&M ERC (where applicable) to enable the correct contract size adjustment to be made. ERC of Building Component + ERC of P&M = Total ERC to which contract size adjustment should be applied. The appropriate % adjustment should be made in accordance with the scale for contract size adjustment specified under section 6 of the RCG 2021 Guidance notes. The currency ERC rates are set at £4m (Four Million Pounds) @ 1st April 2019 (AVD) for the RCG 2021 Publication. | Photo 1 - Approx size of base 2m x 5m- with depth below GL unknown unless plans are available. Photo 2- Approx size of base-1.2m x 2.5m. Depth below GL unknown unless plans are available. | - | 2 | TRUE
774 | 205B44 | 8799 | 205B44 | Conveyors | Foundations to Trestle Supports | 4 leg trestle | Ht 12m | 0.27 | Reinforced concrete isolated base | Location Adjustment Applicable (See Guidance Notes) - ERC = UK mean of 1.00 | (BEAMS Note 2) The ERC for this item should be added to all other rateable items on the hereditament (except land). Therefore the total of the ERC of the other Building Items and the P&M ERC (where applicable) to enable the correct contract size adjustment to be made. ERC of Building Component + ERC of P&M = Total ERC to which contract size adjustment should be applied. The appropriate % adjustment should be made in accordance with the scale for contract size adjustment specified under section 6 of the RCG 2023 Guidance notes. The currency ERC rates are set at £4m (Four Million Pounds) @ 1st April 2021 (AVD) for the RCG 2023 Publication. | Cost related to height and weight of the trestles above. | Length x width and depth where possible. assume 1m deep unless plans are available to the contrary | - | - | - | Trestles and support framework | - | Photo 1 - Approx size of base 2m x 5m- with depth below GL unknown unless plans are available. Photo 2- Approx size of base-1.2m x 2.5m. Depth below GL unknown unless plans are available. | - | 10067 |  | Each | one | NA | NA | NA | 2534.3198 | Option 2 | 2753.4512 | 8.647% | 4003.5541 | 4012.5018 | 58.33% | 45.73% | 4012.5018 | 58.33% | Indexed | NA | VOA_GPN_GOV_UK\7246041 | 2019-08-30 | - | Blue | High | Risk taken from previous CG | - | - | NA | Steel | NA | (BEAMS Note 2) The ERC for this item should be added to all other rateable items on the hereditament (except land). Therefore the total of the ERC of the other Building Items and the P&M ERC (where applicable) to enable the correct contract size adjustment to be made. ERC of Building Component + ERC of P&M = Total ERC to which contract size adjustment should be applied. The appropriate % adjustment should be made in accordance with the scale for contract size adjustment specified under section 6 of the RCG 2021 Guidance notes. The currency ERC rates are set at £4m (Four Million Pounds) @ 1st April 2019 (AVD) for the RCG 2021 Publication. | Photo 1 - Approx size of base 2m x 5m- with depth below GL unknown unless plans are available. Photo 2- Approx size of base-1.2m x 2.5m. Depth below GL unknown unless plans are available. | - | 2 | TRUE
775 | 205B45 | 8800 | 205B45 | Conveyors | Foundations to Trestle Supports | 4 leg trestle | Ht 15m | 0.25 | Reinforced concrete isolated base | Location Adjustment Applicable (See Guidance Notes) - ERC = UK mean of 1.00 | (BEAMS Note 2) The ERC for this item should be added to all other rateable items on the hereditament (except land). Therefore the total of the ERC of the other Building Items and the P&M ERC (where applicable) to enable the correct contract size adjustment to be made. ERC of Building Component + ERC of P&M = Total ERC to which contract size adjustment should be applied. The appropriate % adjustment should be made in accordance with the scale for contract size adjustment specified under section 6 of the RCG 2023 Guidance notes. The currency ERC rates are set at £4m (Four Million Pounds) @ 1st April 2021 (AVD) for the RCG 2023 Publication. | Cost related to height and weight of the trestles above. | Length x width and depth where possible. assume 1m deep unless plans are available to the contrary | - | - | - | Trestles and support framework | - | Photo 1 - Approx size of base 2m x 5m- with depth below GL unknown unless plans are available. Photo 2- Approx size of base-1.2m x 2.5m. Depth below GL unknown unless plans are available. | - | 10067 |  | Each | one | NA | NA | NA | 3193.5854 | Option 2 | 3469.7206 | 8.647% | 5045.0191 | 5056.2945 | 58.33% | 45.73% | 5056.2945 | 58.33% | Indexed | NA | VOA_GPN_GOV_UK\7246041 | 2019-08-30 | Low | Blue | High | Risk taken from previous CG | - | - | NA | Steel | NA | (BEAMS Note 2) The ERC for this item should be added to all other rateable items on the hereditament (except land). Therefore the total of the ERC of the other Building Items and the P&M ERC (where applicable) to enable the correct contract size adjustment to be made. ERC of Building Component + ERC of P&M = Total ERC to which contract size adjustment should be applied. The appropriate % adjustment should be made in accordance with the scale for contract size adjustment specified under section 6 of the RCG 2021 Guidance notes. The currency ERC rates are set at £4m (Four Million Pounds) @ 1st April 2019 (AVD) for the RCG 2021 Publication. | Photo 1 - Approx size of base 2m x 5m- with depth below GL unknown unless plans are available. Photo 2- Approx size of base-1.2m x 2.5m. Depth below GL unknown unless plans are available. | - | 2 | TRUE
776 | 205A03 | 8738 | 205A03 | Conveyors | Junction house | 1 floor | Ht 4.0m | 60m³ | This is the cost for Conveyor Junction House typically found at mines, quarries and other large industrial complexes such as steelworks, coking plant and cement works. Junction house are found at changes in direction and level of the onsite conveyor system. The general construction is a steel member lattice framed tower, typically, but not exclusively, the steel work will be formed of main legs universal columns 203mm X 203mm X 46kg/m with horizontal frame bracing of universal beams 203mm x 133mm x 25kg/m. The latter more usually providers the rafters for any housing roof. The main structure is usually cross braced with 150mm x 150mm x 15kg/m angle section members. The junction house itself is usually clad in either painted, galvanised or plasticoated single skin steel sheeting affixed to rails or purlins. The roof is similarly clad with ridge, flashing and eaves trims. (At older sites you may find examples that are still clad in corrugate asbestos or iron. The example here is for a modern equivalent.) Height of housing structure is typically 4m with a single floor; calculated plan 3.75m x 4.00m, sitting on a support steel framework (separate code). Floor construction costed here is chequer plate floor on treated timber joists fixed between steel frame members; intermediate floors 60% footprint (absent under conveyors). Stairs or access ladders need to be added as applicable. | Location Adjustment Applicable (See Guidance Notes) - ERC = UK mean of 1.00 | (BEAMS Note 2) The ERC for this item should be added to all other rateable items on the hereditament (except land). Therefore the total of the ERC of the other Building Items and the P&M ERC (where applicable) to enable the correct contract size adjustment to be made. ERC of Building Component + ERC of P&M = Total ERC to which contract size adjustment should be applied. The appropriate % adjustment should be made in accordance with the scale for contract size adjustment specified under section 6 of the RCG 2023 Guidance notes. The currency ERC rates are set at £4m (Four Million Pounds) @ 1st April 2021 (AVD) for the RCG 2023 Publication. | Stairs or access ladders need to be added as applicable. Includes allowance for Preliminaries Overheads and Profit. Lighting Power allowance X/m2 (all floors); Lightning protection alarms etc. allowance X/m2 to be added in addition if applicable. For additional cost of extra walkways see 215N11 or similar. Excludes support frames, trestles, towers and foundations. | Total VOLUME of the cladded junction house covered by roof. Excludes supports , structures and foundations | - | - | - | - | Additions Strip lighting = £5/m³ Fire protection - Alarms and protection = £3/m3 | Photo 1 - Typical Housing Photo 2 - Typical Housing Photo 3 - Large Housing with conveyors on trestle supports |  | 10060 |  | Each | one | NA | NA | NA | 73.6323 | Option 2 | 91.2896 | 23.98% | 15368.7355 | 11615.1417 | 15675% | 12623% | 11615.1417 | 15675% | Indexed | NA | VOA_GPN_GOV_UK\7246041 | 2019-08-30 | - | Blue | High | Risk taken from previous CG | - | - | NA | SPONS A&B | NA | (BEAMS Note 2) The ERC for this item should be added to all other rateable items on the hereditament (except land). Therefore the total of the ERC of the other Building Items and the P&M ERC (where applicable) to enable the correct contract size adjustment to be made. ERC of Building Component + ERC of P&M = Total ERC to which contract size adjustment should be applied. The appropriate % adjustment should be made in accordance with the scale for contract size adjustment specified under section 6 of the RCG 2021 Guidance notes. The currency ERC rates are set at £4m (Four Million Pounds) @ 1st April 2019 (AVD) for the RCG 2021 Publication. | Photo 1 - Typical Housing Photo 2 - Typical Housing Photo 3 - Large Housing with conveyors on trestle supports |  | 2 | TRUE
777 | 205A04 | 8739 | 205A04 | Conveyors | Junction house | 1 floor | Ht 4.0m | 150m³ | This is the cost for Conveyor Junction House typically found at mines, quarries and other large industrial complexes such as steelworks, coking plant and cement works. Junction house are found at changes in direction and level of the onsite conveyor system. The general construction is a steel member lattice framed tower, typically, but not exclusively, the steel work will be formed of main legs universal columns 203mm X 203mm X 46kg/m with horizontal frame bracing of universal beams 203mm x 133mm x 25kg/m. The latter more usually providers the rafters for any housing roof. The main structure is usually cross braced with 150mm x 150mm x 15kg/m angle section members. The junction house itself is usually clad in either painted, galvanised or plasticoated single skin steel sheeting affixed to rails or purlins. The roof is similarly clad with ridge, flashing and eaves trims. (At older sites you may find examples that are still clad in corrugate asbestos or iron. The example here is for a modern equivalent.) Height of housing structure is typically 4m with a single floor; calculated plan 9.38m x 4.00m, sitting on a support steel framework (separate code). Floor construction costed here is chequer plate floor on treated timber joists fixed between steel frame members; intermediate floors 60% footprint (absent under conveyors). Stairs or access ladders need to be added as applicable. | Location Adjustment Applicable (See Guidance Notes) - ERC = UK mean of 1.00 | (BEAMS Note 2) The ERC for this item should be added to all other rateable items on the hereditament (except land). Therefore the total of the ERC of the other Building Items and the P&M ERC (where applicable) to enable the correct contract size adjustment to be made. ERC of Building Component + ERC of P&M = Total ERC to which contract size adjustment should be applied. The appropriate % adjustment should be made in accordance with the scale for contract size adjustment specified under section 6 of the RCG 2023 Guidance notes. The currency ERC rates are set at £4m (Four Million Pounds) @ 1st April 2021 (AVD) for the RCG 2023 Publication. | Stairs or access ladders need to be added as applicable. Includes allowance for Preliminaries Overheads and Profit. Lighting Power allowance X/m2 (all floors); Lightning protection alarms etc. allowance X/m2 to be added in addition if applicable. For additional cost of extra walkways see 215N11 or similar. Excludes support frames, trestles, towers and foundations. | Total VOLUME of the cladded junction house covered by roof. Excludes supports , structures and foundations | - | - | - | - | Additions Strip lighting = £X/m Fire protection - Alarms and protection = £X/m | Photo 1 - Typical Housing Photo 2 - Typical Housing Photo 3 - Large Housing with conveyors on trestle supports |  | 10060 |  | Each | one | NA | NA | NA | 90.756 | Option 2 | 112.5197 | 23.98% | 25033.9164 | 18919.7404 | 20747% | 16715% | 18919.7404 | 20747% | Indexed | NA | VOA_GPN_GOV_UK\7246041 | 2019-08-30 | - | Blue | High | Risk taken from previous CG | - | - | NA | SPONS A&B | NA | (BEAMS Note 2) The ERC for this item should be added to all other rateable items on the hereditament (except land). Therefore the total of the ERC of the other Building Items and the P&M ERC (where applicable) to enable the correct contract size adjustment to be made. ERC of Building Component + ERC of P&M = Total ERC to which contract size adjustment should be applied. The appropriate % adjustment should be made in accordance with the scale for contract size adjustment specified under section 6 of the RCG 2021 Guidance notes. The currency ERC rates are set at £4m (Four Million Pounds) @ 1st April 2019 (AVD) for the RCG 2021 Publication. | Photo 1 - Typical Housing Photo 2 - Typical Housing Photo 3 - Large Housing with conveyors on trestle supports |  | 2 | TRUE
778 | 205A07 | 8742 | 205A07 | Conveyors | Junction house | 1 floor | Ht 4.5m | 900m³ | This is the cost for Conveyor Junction House typically found at mines, quarries and other large industrial complexes such as steelworks, coking plant and cement works. Junction house are found at changes in direction and level of the onsite conveyor system. The general construction is a steel member lattice framed tower, typically, but not exclusively, the steel work will be formed of main legs universal columns 203mm X 203mm X 46kg/m with horizontal frame bracing of universal beams 203mm x 133mm x 25kg/m. The latter more usually providers the rafters for any housing roof. The main structure is usually cross braced with 150mm x 150mm x 15kg/m angle section members. The junction house itself is usually clad in either painted, galvanised or plasticoated single skin steel sheeting affixed to rails or purlins. The roof is similarly clad with ridge, flashing and eaves trims. Height of housing structure is typically 4.5 m with a single floor; calculated plan 20.00 m x 10.00m, sitting on a support steel framework (separate code). Floor construction costed here is chequer plate floor on treated timber joists fixed between steel frame members; intermediate floors 60% footprint (absent under conveyors). Stairs or access ladders need to be added as applicable. (At older sites you may find examples that are still clad in corrugate asbestos or iron. The example here is for a modern equivalent.) | Location Adjustment Applicable (See Guidance Notes) - ERC = UK mean of 1.00 | (BEAMS Note 2) The ERC for this item should be added to all other rateable items on the hereditament (except land). Therefore the total of the ERC of the other Building Items and the P&M ERC (where applicable) to enable the correct contract size adjustment to be made. ERC of Building Component + ERC of P&M = Total ERC to which contract size adjustment should be applied. The appropriate % adjustment should be made in accordance with the scale for contract size adjustment specified under section 6 of the RCG 2023 Guidance notes. The currency ERC rates are set at £4m (Four Million Pounds) @ 1st April 2021 (AVD) for the RCG 2023 Publication. | Stairs or access ladders need to be added as applicable. Includes allowance for Preliminaries Overheads and Profit. Lighting Power allowance X/m2 (all floors); Lightning protection alarms etc. allowance X/m2 to be added in addition if applicable. For additional cost of extra walkways see 215N11 or similar. Excludes support frames, trestles, towers and foundations. | Total VOLUME of the cladded junction house covered by roof. Excludes supports , structures and foundations | - | - | - |  | Additions Strip lighting = £X/m Fire protection - Alarms and protection = £X/m | Photo 1 - Typical Housing Photo 2 - Typical Housing Photo 3 - Large Housing with conveyors on trestle supports |  | 10060 |  | Each | one | NA | NA | NA | 77.9132 | Option 2 | 96.5971 | 23.98% | 74183.7731 | 56065.4477 | 71859% | 57940% | 56065.4477 | 71859% | Indexed | NA | VOA_GPN_GOV_UK\7246041 | 2019-08-30 | - | Blue | High | Risk taken from previous CG | - | - | NA | SPONS A&B | NA | (BEAMS Note 2) The ERC for this item should be added to all other rateable items on the hereditament (except land). Therefore the total of the ERC of the other Building Items and the P&M ERC (where applicable) to enable the correct contract size adjustment to be made. ERC of Building Component + ERC of P&M = Total ERC to which contract size adjustment should be applied. The appropriate % adjustment should be made in accordance with the scale for contract size adjustment specified under section 6 of the RCG 2021 Guidance notes. The currency ERC rates are set at £4m (Four Million Pounds) @ 1st April 2019 (AVD) for the RCG 2021 Publication. | Photo 1 - Typical Housing Photo 2 - Typical Housing Photo 3 - Large Housing with conveyors on trestle supports |  | 2 | TRUE
779 | 205A08 | 8747 | 205A08 | Conveyors | Junction house | 1 floor | Ht 4.5m | 1200m³ | This is the cost for Conveyor Junction House typically found at mines, quarries and other large industrial complexes such as steelworks, coking plant and cement works. Junction house are found at changes in direction and level of the onsite conveyor system. The general construction is a steel member lattice framed tower, typically, but not exclusively, the steel work will be formed of main legs universal columns 203mm X 203mm X 46kg/m with horizontal frame bracing of universal beams 203mm x 133mm x 25kg/m. The latter more usually providers the rafters for any housing roof. The main structure is usually cross braced with 150mm x 150mm x 15kg/m angle section members. The junction house itself is usually clad in either painted, galvanised or plasticoated single skin steel sheeting affixed to rails or purlins. The roof is similarly clad with ridge, flashing and eaves trims. Height of housing structure is typically 4.5 m with a single floor; calculated plan 26.67m x 10.00m, sitting on a support steel framework (separate code). Floor construction costed here is chequer plate floor on treated timber joists fixed between steel frame members; intermediate floors 60% footprint (absent under conveyors). Stairs or access ladders need to be added as applicable. (At older sites you may find examples that are still clad in corrugate asbestos or iron. The example here is for a modern equivalent.) | Location Adjustment Applicable (See Guidance Notes) - ERC = UK mean of 1.00 | (BEAMS Note 2) The ERC for this item should be added to all other rateable items on the hereditament (except land). Therefore the total of the ERC of the other Building Items and the P&M ERC (where applicable) to enable the correct contract size adjustment to be made. ERC of Building Component + ERC of P&M = Total ERC to which contract size adjustment should be applied. The appropriate % adjustment should be made in accordance with the scale for contract size adjustment specified under section 6 of the RCG 2023 Guidance notes. The currency ERC rates are set at £4m (Four Million Pounds) @ 1st April 2021 (AVD) for the RCG 2023 Publication. | Stairs or access ladders need to be added as applicable. Includes allowance for Preliminaries Overheads and Profit. Lighting Power allowance X/m2 (all floors); Lightning protection alarms etc. allowance X/m2 to be added in addition if applicable. For additional cost of extra walkways see 215N11 or similar. Excludes support frames, trestles, towers and foundations. | Total VOLUME of the cladded junction house covered by roof. Excludes supports , structures and foundations | - | - | - | - | Additions Strip lighting = £X/m Fire protection - Alarms and protection = £X/m | Photo 1 - Typical Housing Photo 2 - Typical Housing Photo 3 - Large Housing with conveyors on trestle supports |  | 10060 |  | Each | one | NA | NA | NA | 71.0637 | Option 2 | 88.1051 | 23.98% | 93994.8284 | 71037.9361 | 99864% | 80529% | 71037.9361 | 99864% | Indexed | NA | VOA_GPN_GOV_UK\7246041 | 2019-08-30 | - | Blue | High | Risk taken from previous CG | - | - | NA | SPONS A&B | NA | (BEAMS Note 2) The ERC for this item should be added to all other rateable items on the hereditament (except land). Therefore the total of the ERC of the other Building Items and the P&M ERC (where applicable) to enable the correct contract size adjustment to be made. ERC of Building Component + ERC of P&M = Total ERC to which contract size adjustment should be applied. The appropriate % adjustment should be made in accordance with the scale for contract size adjustment specified under section 6 of the RCG 2021 Guidance notes. The currency ERC rates are set at £4m (Four Million Pounds) @ 1st April 2019 (AVD) for the RCG 2021 Publication. | Photo 1 - Typical Housing Photo 2 - Typical Housing Photo 3 - Large Housing with conveyors on trestle supports |  | 2 | TRUE
780 | 205A09 | 8748 | 205A09 | Conveyors | Junction house | 1 floor | Ht 4.5m | 1500m³ | This is the cost for Conveyor Junction House typically found at mines, quarries and other large industrial complexes such as steelworks, coking plant and cement works. Junction house are found at changes in direction and level of the onsite conveyor system. The general construction is a steel member lattice framed tower, typically, but not exclusively, the steel work will be formed of main legs universal columns 203mm X 203mm X 46kg/m with horizontal frame bracing of universal beams 203mm x 133mm x 25kg/m. The latter more usually providers the rafters for any housing roof. The main structure is usually cross braced with 150mm x 150mm x 15kg/m angle section members. The junction house itself is usually clad in either painted, galvanised or plasticoated single skin steel sheeting affixed to rails or purlins. The roof is similarly clad with ridge, flashing and eaves trims. Height of housing structure is typically 4.5 m with a single floor; calculated plan 33.33 m x 10.00m, sitting on a support steel framework (separate code). Floor construction costed here is chequer plate floor on treated timber joists fixed between steel frame members; intermediate floors 60% footprint (absent under conveyors). Stairs or access ladders need to be added as applicable. (At older sites you may find examples that are still clad in corrugate asbestos or iron. The example here is for a modern equivalent.) | Location Adjustment Applicable (See Guidance Notes) - ERC = UK mean of 1.00 | (BEAMS Note 2) The ERC for this item should be added to all other rateable items on the hereditament (except land). Therefore the total of the ERC of the other Building Items and the P&M ERC (where applicable) to enable the correct contract size adjustment to be made. ERC of Building Component + ERC of P&M = Total ERC to which contract size adjustment should be applied. The appropriate % adjustment should be made in accordance with the scale for contract size adjustment specified under section 6 of the RCG 2023 Guidance notes. The currency ERC rates are set at £4m (Four Million Pounds) @ 1st April 2021 (AVD) for the RCG 2023 Publication. | Stairs or access ladders need to be added as applicable. Includes allowance for Preliminaries Overheads and Profit. Lighting Power allowance X/m2 (all floors); Lightning protection alarms etc. allowance X/m2 to be added in addition if applicable. For additional cost of extra walkways see 215N11 or similar. Excludes support frames, trestles, towers and foundations. | Total VOLUME of the cladded junction house covered by roof. Excludes supports , structures and foundations | - | - | - | - | Additions Strip lighting = £X/m Fire protection - Alarms and protection = £X/m | Photo 1 - Typical Housing Photo 2 - Typical Housing Photo 3 - Large Housing with conveyors on trestle supports |  | 10060 |  | Each | one | NA | NA | NA | 77.9132 | Option 2 | 96.5971 | 23.98% | 112756.2246 | 85217.1296 | 109274% | 88119% | 85217.1296 | 109274% | Indexed | NA | VOA_GPN_GOV_UK\7246041 | 2019-08-30 | - | Blue | High | Risk taken from previous CG | - | - | NA | SPONS A&B | NA | (BEAMS Note 2) The ERC for this item should be added to all other rateable items on the hereditament (except land). Therefore the total of the ERC of the other Building Items and the P&M ERC (where applicable) to enable the correct contract size adjustment to be made. ERC of Building Component + ERC of P&M = Total ERC to which contract size adjustment should be applied. The appropriate % adjustment should be made in accordance with the scale for contract size adjustment specified under section 6 of the RCG 2021 Guidance notes. The currency ERC rates are set at £4m (Four Million Pounds) @ 1st April 2019 (AVD) for the RCG 2021 Publication. | Photo 1 - Typical Housing Photo 2 - Typical Housing Photo 3 - Large Housing with conveyors on trestle supports |  | 2 | TRUE
781 | 205A05 | 8740 | 205A05 | Conveyors | Junction house | 2 floors | Ht 7.0m | 300m³ | This is the cost for Conveyor Junction House typically found at mines, quarries and other large industrial complexes such as steelworks, coking plant and cement works. Junction house are found at changes in direction and level of the onsite conveyor system. The general construction is a steel member lattice framed tower, typically, but not exclusively, the steel work will be formed of main legs Universal Columns 203mm X 203mm X 46kg/m with horizontal frame brace Universal Beams 203mm x 133mm x 25kg/m also rafters. The main frame is then braced with 150mm x 150mm x 15kg/m which is clad with single skin painted finished, galvanised or plasticoated steel sheeting on rails /purlins. The roof is a similar construction, single skin profiled metal cladding, ridge, flashing and eaves trims. Height of structure 7.00m with two floors; calculated plan 8.57m x 5.00m sitting on support steel framework (separate code). Floor construction chequer plate on treated timber joists fixed between steel frame members; intermediate floors 60% footprint (absent under conveyors). Stairs or access ladders need to be added as applicable. (At older sites you may find examples that are still clad in corrugate asbestos or iron. The example here is for a modern equivalent.) | Location Adjustment Applicable (See Guidance Notes) - ERC = UK mean of 1.00 | (BEAMS Note 2) The ERC for this item should be added to all other rateable items on the hereditament (except land). Therefore the total of the ERC of the other Building Items and the P&M ERC (where applicable) to enable the correct contract size adjustment to be made. ERC of Building Component + ERC of P&M = Total ERC to which contract size adjustment should be applied. The appropriate % adjustment should be made in accordance with the scale for contract size adjustment specified under section 6 of the RCG 2023 Guidance notes. The currency ERC rates are set at £4m (Four Million Pounds) @ 1st April 2021 (AVD) for the RCG 2023 Publication. | Stairs or access ladders need to be added as applicable. Includes allowance for Preliminaries Overheads and Profit. Lighting Power allowance X/m2 (all floors); Lightning protection alarms etc. allowance X/m2 to be added in addition if applicable. For additional cost of extra walkways see 215N11 or similar. Excludes support frames, trestles, towers and foundations. | Total VOLUME of the cladded junction house covered by roof. Excludes supports , structures and foundations |  |  | - |  | Additions Strip lighting = £X/m Fire protection - Alarms and protection = £X/m | Photo 1 - Typical Housing Photo 2 - Typical Housing Photo 3 - Large Housing with conveyors on trestle supports |  | 10060 |  | Each | one | NA | NA | NA | 77.057 | Option 2 | 95.5356 | 23.98% | 46568.322 | 35194.6755 | 45574% | 36739% | 35194.6755 | 45574% | Indexed | NA | VOA_GPN_GOV_UK\7246041 | 2019-08-30 | - | Blue | High | Risk taken from previous CG | - | - | NA | SPONS A&B | NA | (BEAMS Note 2) The ERC for this item should be added to all other rateable items on the hereditament (except land). Therefore the total of the ERC of the other Building Items and the P&M ERC (where applicable) to enable the correct contract size adjustment to be made. ERC of Building Component + ERC of P&M = Total ERC to which contract size adjustment should be applied. The appropriate % adjustment should be made in accordance with the scale for contract size adjustment specified under section 6 of the RCG 2021 Guidance notes. The currency ERC rates are set at £4m (Four Million Pounds) @ 1st April 2019 (AVD) for the RCG 2021 Publication. | Photo 1 - Typical Housing Photo 2 - Typical Housing Photo 3 - Large Housing with conveyors on trestle supports |  | 2 | TRUE
782 | 205A06 | 8741 | 205A06 | Conveyors | Junction house | 2 floors | Ht 7.0m | 600m³ | This is the cost for Conveyor Junction House typically found at mines, quarries and other large industrial complexes such as steelworks, coking plant and cement works. Junction house are found at changes in direction and level of the onsite conveyor system. The general construction is a steel member lattice framed tower, typically, but not exclusively, the steel work will be formed of main legs Universal Columns 203mm X 203mm X 46kg/m with horizontal frame brace Universal Beams 203mm x 133mm x 25kg/m also rafters. The main frame is then braced with 150mm x 150mm x 15kg/m which is clad with single skin painted finished, galvanised or plasticoated steel sheeting on rails /purlins. The roof is a similar construction, single skin profiled metal cladding, ridge, flashing and eaves trims. Height of structure 7.00m with two floors; calculated plan 12.24m x 7.00m sitting on support steel framework (separate code). Floor construction chequer plate on treated timber joists fixed between steel frame members; intermediate floors 60% footprint (absent under conveyors). Stairs or access ladders need to be added as applicable. (At older sites you may find examples that are still clad in corrugate asbestos or iron. The example here is for a modern equivalent.) | Location Adjustment Applicable (See Guidance Notes) - ERC = UK mean of 1.00 | (BEAMS Note 2) The ERC for this item should be added to all other rateable items on the hereditament (except land). Therefore the total of the ERC of the other Building Items and the P&M ERC (where applicable) to enable the correct contract size adjustment to be made. ERC of Building Component + ERC of P&M = Total ERC to which contract size adjustment should be applied. The appropriate % adjustment should be made in accordance with the scale for contract size adjustment specified under section 6 of the RCG 2023 Guidance notes. The currency ERC rates are set at £4m (Four Million Pounds) @ 1st April 2021 (AVD) for the RCG 2023 Publication. | Stairs or access ladders need to be added as applicable. Includes allowance for Preliminaries Overheads and Profit. Lighting Power allowance X/m2 (all floors); Lightning protection alarms etc. allowance X/m2 to be added in addition if applicable. For additional cost of extra walkways see 215N11 or similar. Excludes support frames, trestles, towers and foundations. | Total VOLUME of the cladded junction house covered by roof. Excludes supports , structures and foundations | - | - | - |  | Additions Strip lighting = £X/m Fire protection - Alarms and protection = £X/m | Photo 1 - Typical Housing Photo 2 - Typical Housing Photo 3 - Large Housing with conveyors on trestle supports |  | 10060 |  | Each | one | NA | NA | NA | 75.3446 | Option 2 | 93.4126 | 23.98% | 69983.5886 | 52891.0982 | 70099% | 56521% | 52891.0982 | 70099% | Indexed | NA | VOA_GPN_GOV_UK\7246041 | 2019-08-30 | - | Blue | High | Risk taken from previous CG | - | - | NA | SPONS A&B | NA | (BEAMS Note 2) The ERC for this item should be added to all other rateable items on the hereditament (except land). Therefore the total of the ERC of the other Building Items and the P&M ERC (where applicable) to enable the correct contract size adjustment to be made. ERC of Building Component + ERC of P&M = Total ERC to which contract size adjustment should be applied. The appropriate % adjustment should be made in accordance with the scale for contract size adjustment specified under section 6 of the RCG 2021 Guidance notes. The currency ERC rates are set at £4m (Four Million Pounds) @ 1st April 2019 (AVD) for the RCG 2021 Publication. | Photo 1 - Typical Housing Photo 2 - Typical Housing Photo 3 - Large Housing with conveyors on trestle supports |  | 2 | TRUE
783 | 205A10 | 8749 | 205A10 | Conveyors | Junction house | 2 floors | Ht 13.5m | 1800m³ | This is the cost for Conveyor Junction House typically found at mines, quarries and other large industrial complexes such as steelworks, coking plant and cement works. Junction house are found at changes in direction and level of the onsite conveyor system. The general construction is a steel member lattice framed tower, typically, but not exclusively, the steel work will be formed of main legs universal columns 254mm X 254mm X 73kg/m with horizontal frame bracing of universal beams 254mm x 146mm x 31kg/m. The latter more usually providers the rafters for any housing roof. The main structure is usually cross braced with 150mm x 150mm x 15kg/m angle section members. The junction house itself is usually clad in either painted, galvanised or plasticoated single skin steel sheeting affixed to rails or purlins. The roof is similarly clad with ridge, flashing and eaves trims. Height of housing structure is typically 13.5 m with two floors; calculated plan 19.05m x 7.00m, sitting on a support steel framework (separate code). Floor construction costed here is chequer plate floor on treated timber joists fixed between steel frame members; intermediate floors 60% footprint (absent under conveyors). Stairs or access ladders need to be added as applicable. (At older sites you may find examples that are still clad in corrugate asbestos or iron. The example here is for a modern equivalent.) | Location Adjustment Applicable (See Guidance Notes) - ERC = UK mean of 1.00 | (BEAMS Note 2) The ERC for this item should be added to all other rateable items on the hereditament (except land). Therefore the total of the ERC of the other Building Items and the P&M ERC (where applicable) to enable the correct contract size adjustment to be made. ERC of Building Component + ERC of P&M = Total ERC to which contract size adjustment should be applied. The appropriate % adjustment should be made in accordance with the scale for contract size adjustment specified under section 6 of the RCG 2023 Guidance notes. The currency ERC rates are set at £4m (Four Million Pounds) @ 1st April 2021 (AVD) for the RCG 2023 Publication. | Stairs or access ladders need to be added as applicable. Includes allowance for Preliminaries Overheads and Profit. Lighting Power allowance X/m2 (all floors); Lightning protection alarms etc. allowance X/m2 to be added in addition if applicable. For additional cost of extra walkways see 215N11 or similar. Excludes support frames, trestles, towers and foundations. | Total VOLUME of the cladded junction house covered by roof. Excludes supports , structures and foundations | - | - | - | - | Additions Strip lighting = £X/m Fire protection - Alarms and protection = £X/m | Photo 1 - Typical Housing Photo 2 - Typical Housing Photo 3 - Large Housing with conveyors on trestle supports |  | 10060 |  | Each | one | NA | NA | NA | 29.9666 | Option 2 | 37.1527 | 23.98% | 163227.0039 | 123361.143 | 411562% | 331938% | 123361.143 | 411562% | Indexed | NA | VOA_GPN_GOV_UK\7246041 | 2019-08-30 | - | Blue | High | Risk taken from previous CG | - | - | NA | SPONS A&B | NA | (BEAMS Note 2) The ERC for this item should be added to all other rateable items on the hereditament (except land). Therefore the total of the ERC of the other Building Items and the P&M ERC (where applicable) to enable the correct contract size adjustment to be made. ERC of Building Component + ERC of P&M = Total ERC to which contract size adjustment should be applied. The appropriate % adjustment should be made in accordance with the scale for contract size adjustment specified under section 6 of the RCG 2021 Guidance notes. The currency ERC rates are set at £4m (Four Million Pounds) @ 1st April 2019 (AVD) for the RCG 2021 Publication. | Photo 1 - Typical Housing Photo 2 - Typical Housing Photo 3 - Large Housing with conveyors on trestle supports |  | 2 | TRUE
784 | 205A11 | 8750 | 205A11 | Conveyors | Junction house | 2 floors | Ht 13.5m | 2100m³ | This is the cost for Conveyor Junction House typically found at mines, quarries and other large industrial complexes such as steelworks, coking plant and cement works. Junction house are found at changes in direction and level of the onsite conveyor system. The general construction is a steel member lattice framed tower, typically, but not exclusively, the steel work will be formed of main legs universal columns 254mm X 254mm X 73kg/m with horizontal frame bracing of universal beams 254mm x 146mm x 31kg/m. The latter more usually providers the rafters for any housing roof. The main structure is usually cross braced with 150mm x 150mm x 15kg/m angle section members. The junction house itself is usually clad in either painted, galvanised or plasticoated single skin steel sheeting affixed to rails or purlins. The roof is similarly clad with ridge, flashing and eaves trims. Height of housing structure is typically 13.5 m with two floors; calculated plan 15.56m x 10.00m, sitting on a support steel framework (separate code). Floor construction costed here is chequer plate floor on treated timber joists fixed between steel frame members; intermediate floors 60% footprint (absent under conveyors). Stairs or access ladders need to be added as applicable. (At older sites you may find examples that are still clad in corrugate asbestos or iron. The example here is for a modern equivalent.) | Location Adjustment Applicable (See Guidance Notes) - ERC = UK mean of 1.00 | (BEAMS Note 2) The ERC for this item should be added to all other rateable items on the hereditament (except land). Therefore the total of the ERC of the other Building Items and the P&M ERC (where applicable) to enable the correct contract size adjustment to be made. ERC of Building Component + ERC of P&M = Total ERC to which contract size adjustment should be applied. The appropriate % adjustment should be made in accordance with the scale for contract size adjustment specified under section 6 of the RCG 2023 Guidance notes. The currency ERC rates are set at £4m (Four Million Pounds) @ 1st April 2021 (AVD) for the RCG 2023 Publication. | Stairs or access ladders need to be added as applicable. Includes allowance for Preliminaries Overheads and Profit. Lighting Power allowance X/m2 (all floors); Lightning protection alarms etc. allowance X/m2 to be added in addition if applicable. For additional cost of extra walkways see 215N11 or similar. Excludes support frames, trestles, towers and foundations. | Total VOLUME of the cladded junction house covered by roof. Excludes supports , structures and foundations | - | - | - | - | Additions Strip lighting = £X/m Fire protection - Alarms and protection = £X/m | Photo 1 - Typical Housing Photo 2 - Typical Housing Photo 3 - Large Housing with conveyors on trestle supports |  | 10060 |  | Each | one | NA | NA | NA | 29.1104 | Option 2 | 36.0912 | 23.98% | 168616.2426 | 127434.1373 | 437661% | 352989% | 127434.1373 | 437661% | Indexed | NA | VOA_GPN_GOV_UK\7246041 | 2019-08-30 | - | Blue | High | Risk taken from previous CG | - | - | NA | SPONS A&B | NA | (BEAMS Note 2) The ERC for this item should be added to all other rateable items on the hereditament (except land). Therefore the total of the ERC of the other Building Items and the P&M ERC (where applicable) to enable the correct contract size adjustment to be made. ERC of Building Component + ERC of P&M = Total ERC to which contract size adjustment should be applied. The appropriate % adjustment should be made in accordance with the scale for contract size adjustment specified under section 6 of the RCG 2021 Guidance notes. The currency ERC rates are set at £4m (Four Million Pounds) @ 1st April 2019 (AVD) for the RCG 2021 Publication. | Photo 1 - Typical Housing Photo 2 - Typical Housing Photo 3 - Large Housing with conveyors on trestle supports |  | 2 | TRUE
785 | 205A12 | 8751 | 205A12 | Conveyors | Junction house | 2 floors | Ht 13.5m | 2300m³ | This is the cost for Conveyor Junction House typically found at mines, quarries and other large industrial complexes such as steelworks, coking plant and cement works. Junction house are found at changes in direction and level of the onsite conveyor system. The general construction is a steel member lattice framed tower, typically, but not exclusively, the steel work will be formed of main legs universal columns 254mm X 254mm X 73kg/m with horizontal frame bracing of universal beams 254mm x 146mm x 31kg/m. The latter more usually providers the rafters for any housing roof. The main structure is usually cross braced with 150mm x 150mm x 15kg/m angle section members. The junction house itself is usually clad in either painted, galvanised or plasticoated single skin steel sheeting affixed to rails or purlins. The roof is similarly clad with ridge, flashing and eaves trims. Height of housing structure is typically 13.5 m with two floors; calculated plan 17.04m x 10.00m, sitting on a support steel framework (separate code). Floor construction costed here is chequer plate floor on treated timber joists fixed between steel frame members; intermediate floors 60% footprint (absent under conveyors). Stairs or access ladders need to be added as applicable. (At older sites you may find examples that are still clad in corrugate asbestos or iron. The example here is for a modern equivalent.) | Location Adjustment Applicable (See Guidance Notes) - ERC = UK mean of 1.00 | (BEAMS Note 2) The ERC for this item should be added to all other rateable items on the hereditament (except land). Therefore the total of the ERC of the other Building Items and the P&M ERC (where applicable) to enable the correct contract size adjustment to be made. ERC of Building Component + ERC of P&M = Total ERC to which contract size adjustment should be applied. The appropriate % adjustment should be made in accordance with the scale for contract size adjustment specified under section 6 of the RCG 2023 Guidance notes. The currency ERC rates are set at £4m (Four Million Pounds) @ 1st April 2021 (AVD) for the RCG 2023 Publication. | Stairs or access ladders need to be added as applicable. Includes allowance for Preliminaries Overheads and Profit. Lighting Power allowance X/m2 (all floors); Lightning protection alarms etc. allowance X/m2 to be added in addition if applicable. For additional cost of extra walkways see 215N11 or similar. Excludes support frames, trestles, towers and foundations. | Total VOLUME of the cladded junction house covered by roof. Excludes supports , structures and foundations | - | - | - | - | Additions Strip lighting = £X/m Fire protection - Alarms and protection = £X/m | Photo 1 - Typical Housing Photo 2 - Typical Housing Photo 3 - Large Housing with conveyors on trestle supports |  | 10060 |  | Each | one | NA | NA | NA | 29.1104 | Option 2 | 36.0912 | 23.98% | 181673.6111 | 137302.4303 | 471561% | 380332% | 137302.4303 | 471561% | Indexed | NA | VOA_GPN_GOV_UK\7246041 | 2019-08-30 | Low | Blue | High | Risk taken from previous CG | - | - | NA | SPONS A&B | NA | (BEAMS Note 2) The ERC for this item should be added to all other rateable items on the hereditament (except land). Therefore the total of the ERC of the other Building Items and the P&M ERC (where applicable) to enable the correct contract size adjustment to be made. ERC of Building Component + ERC of P&M = Total ERC to which contract size adjustment should be applied. The appropriate % adjustment should be made in accordance with the scale for contract size adjustment specified under section 6 of the RCG 2021 Guidance notes. The currency ERC rates are set at £4m (Four Million Pounds) @ 1st April 2019 (AVD) for the RCG 2021 Publication. | Photo 1 - Typical Housing Photo 2 - Typical Housing Photo 3 - Large Housing with conveyors on trestle supports |  | 2 | TRUE
786 | 205A13 | 8752 | 205A13 | Conveyors | Junction house | 2 floors | Ht 13.5m | 2600m³ | This is the cost for Conveyor Junction House typically found at mines, quarries and other large industrial complexes such as steelworks, coking plant and cement works. Junction house are found at changes in direction and level of the onsite conveyor system. The general construction is a steel member lattice framed tower, typically, but not exclusively, the steel work will be formed of main legs universal columns 254mm X 254mm X 73kg/m with horizontal frame bracing of universal beams 254mm x 146mm x 31kg/m. The latter more usually providers the rafters for any housing roof. The main structure is usually cross braced with 150mm x 150mm x 15kg/m angle section members. The junction house itself is usually clad in either painted, galvanised or plasticoated single skin steel sheeting affixed to rails or purlins. The roof is similarly clad with ridge, flashing and eaves trims. Height of housing structure is typically 13.5 m with two floors; calculated plan 19.26m x 10.00m, sitting on a support steel framework (separate code). Floor construction costed here is chequer plate floor on treated timber joists fixed between steel frame members; intermediate floors 60% footprint (absent under conveyors). Stairs or access ladders need to be added as applicable. (At older sites you may find examples that are still clad in corrugate asbestos or iron. The example here is for a modern equivalent.) | Location Adjustment Applicable (See Guidance Notes) - ERC = UK mean of 1.00 | (BEAMS Note 2) The ERC for this item should be added to all other rateable items on the hereditament (except land). Therefore the total of the ERC of the other Building Items and the P&M ERC (where applicable) to enable the correct contract size adjustment to be made. ERC of Building Component + ERC of P&M = Total ERC to which contract size adjustment should be applied. The appropriate % adjustment should be made in accordance with the scale for contract size adjustment specified under section 6 of the RCG 2023 Guidance notes. The currency ERC rates are set at £4m (Four Million Pounds) @ 1st April 2021 (AVD) for the RCG 2023 Publication. | Stairs or access ladders need to be added as applicable. Includes allowance for Preliminaries Overheads and Profit. Lighting Power allowance X/m2 (all floors); Lightning protection alarms etc. allowance X/m2 to be added in addition if applicable. For additional cost of extra walkways see 215N11 or similar. Excludes support frames, trestles, towers and foundations. | Total VOLUME of the cladded junction house covered by roof. Excludes supports , structures and foundations | - | - | - | - | Additions Strip lighting = £X/m Fire protection - Alarms and protection = £X/m | Photo 1 - Typical Housing Photo 2 - Typical Housing Photo 3 - Large Housing with conveyors on trestle supports |  | 10060 |  | Each | one | NA | NA | NA | 31.679 | Option 2 | 39.2758 | 23.98% | 185922.6423 | 140513.6964 | 443455% | 357662% | 140513.6964 | 443455% | Indexed | NA | VOA_GPN_GOV_UK\7246041 | 2019-08-30 | Low | Blue | High | Risk taken from previous CG | - | - | NA | SPONS A&B | NA | (BEAMS Note 2) The ERC for this item should be added to all other rateable items on the hereditament (except land). Therefore the total of the ERC of the other Building Items and the P&M ERC (where applicable) to enable the correct contract size adjustment to be made. ERC of Building Component + ERC of P&M = Total ERC to which contract size adjustment should be applied. The appropriate % adjustment should be made in accordance with the scale for contract size adjustment specified under section 6 of the RCG 2021 Guidance notes. The currency ERC rates are set at £4m (Four Million Pounds) @ 1st April 2019 (AVD) for the RCG 2021 Publication. | Photo 1 - Typical Housing Photo 2 - Typical Housing Photo 3 - Large Housing with conveyors on trestle supports |  | 2 | TRUE
787 | 205A14 | 8753 | 205A14 | Conveyors | Junction house | 2 floors | Ht 13.5m | 2900m³ | This is the cost for Conveyor Junction House typically found at mines, quarries and other large industrial complexes such as steelworks, coking plant and cement works. Junction house are found at changes in direction and level of the onsite conveyor system. The general construction is a steel member lattice framed tower, typically, but not exclusively, the steel work will be formed of main legs universal columns 254mm X 254mm X 73kg/m with horizontal frame bracing of universal beams 254mm x 146mm x 31kg/m. The latter more usually providers the rafters for any housing roof. The main structure is usually cross braced with 150mm x 150mm x 15kg/m angle section members. The junction house itself is usually clad in either painted, galvanised or plasticoated single skin steel sheeting affixed to rails or purlins. The roof is similarly clad with ridge, flashing and eaves trims. Height of housing structure is typically 13.5 m with two floors; calculated plan 21.48m x 10.00m, sitting on a support steel framework (separate code). Floor construction costed here is chequer plate floor on treated timber joists fixed between steel frame members; intermediate floors 60% footprint (absent under conveyors). Stairs or access ladders need to be added as applicable. (At older sites you may find examples that are still clad in corrugate asbestos or iron. The example here is for a modern equivalent.) | Location Adjustment Applicable (See Guidance Notes) - ERC = UK mean of 1.00 | (BEAMS Note 2) The ERC for this item should be added to all other rateable items on the hereditament (except land). Therefore the total of the ERC of the other Building Items and the P&M ERC (where applicable) to enable the correct contract size adjustment to be made. ERC of Building Component + ERC of P&M = Total ERC to which contract size adjustment should be applied. The appropriate % adjustment should be made in accordance with the scale for contract size adjustment specified under section 6 of the RCG 2023 Guidance notes. The currency ERC rates are set at £4m (Four Million Pounds) @ 1st April 2021 (AVD) for the RCG 2023 Publication. | Stairs or access ladders need to be added as applicable. Includes allowance for Preliminaries Overheads and Profit. Lighting Power allowance X/m2 (all floors); Lightning protection alarms etc. allowance X/m2 to be added in addition if applicable. For additional cost of extra walkways see 215N11 or similar. Excludes support frames, trestles, towers and foundations. | Total VOLUME of the cladded junction house covered by roof. Excludes supports , structures and foundations | - | - | - | - | Additions Strip lighting = £X/m Fire protection - Alarms and protection = £X/m | Photo 1 - Typical Housing Photo 2 - Typical Housing Photo 3 - Large Housing with conveyors on trestle supports |  | 10060 |  | Each | one | NA | NA | NA | 31.679 | Option 2 | 39.2758 | 23.98% | 211410.4515 | 159776.4727 | 504261% | 406707% | 159776.4727 | 504261% | Indexed | NA | VOA_GPN_GOV_UK\7246041 | 2019-08-30 | Low | Blue | High | Risk taken from previous CG | - | - | NA | SPONS A&B | NA | (BEAMS Note 2) The ERC for this item should be added to all other rateable items on the hereditament (except land). Therefore the total of the ERC of the other Building Items and the P&M ERC (where applicable) to enable the correct contract size adjustment to be made. ERC of Building Component + ERC of P&M = Total ERC to which contract size adjustment should be applied. The appropriate % adjustment should be made in accordance with the scale for contract size adjustment specified under section 6 of the RCG 2021 Guidance notes. The currency ERC rates are set at £4m (Four Million Pounds) @ 1st April 2019 (AVD) for the RCG 2021 Publication. | Photo 1 - Typical Housing Photo 2 - Typical Housing Photo 3 - Large Housing with conveyors on trestle supports |  | 2 | TRUE
788 | 205A15 | 8657 | 205A15 | Conveyors | Junction house | 3 floors | Ht 20.0m | 3200m³ | This is the cost for Conveyor Junction House typically found at mines, quarries and other large industrial complexes such as steelworks, coking plants and cement works. Junction house are found at changes in direction and level of the onsite conveyor system. The general construction is a steel member lattice framed tower, typically, but not exclusively, the steel work will be formed of main legs universal columns 305mm X 305mm X 97kg/m with horizontal frame bracing of universal beams 305mm x 165mm x 40kg/m. The latter more usually providers the rafters for any housing roof. The main structure is usually cross braced with 150mm x 150mm x 15kg/m angle section members. The junction house itself is usually clad in either painted, galvanised or plasticoated single skin steel sheeting affixed to rails or purlins. The roof is similarly clad with ridge, flashing and eaves trims. Height of housing structure is typically 20.0 m with three floors; calculated plan 16.00m x 10.00m, sitting on a support steel framework (separate code). Floor construction costed here is chequer plate floor on treated timber joists fixed between steel frame members; intermediate floors 60% footprint (absent under conveyors). Stairs or access ladders need to be added as applicable. (At older sites you may find examples that are still clad in corrugate asbestos or iron. The example here is for a modern equivalent.) | Location Adjustment Applicable (See Guidance Notes) - ERC = UK mean of 1.00 | (BEAMS Note 2) The ERC for this item should be added to all other rateable items on the hereditament (except land). Therefore the total of the ERC of the other Building Items and the P&M ERC (where applicable) to enable the correct contract size adjustment to be made. ERC of Building Component + ERC of P&M = Total ERC to which contract size adjustment should be applied. The appropriate % adjustment should be made in accordance with the scale for contract size adjustment specified under section 6 of the RCG 2023 Guidance notes. The currency ERC rates are set at £4m (Four Million Pounds) @ 1st April 2021 (AVD) for the RCG 2023 Publication. | Stairs or access ladders need to be added as applicable. Includes allowance for Preliminaries Overheads and Profit. Lighting Power allowance X/m2 (all floors); Lightning protection alarms etc. allowance X/m2 to be added in addition if applicable. For additional cost of extra walkways see 215N11 or similar. Excludes support frames, trestles, towers and foundations. | Total VOLUME of the cladded junction house covered by roof. Excludes supports , structures and foundations | - | - | - | - | Additions Strip lighting = £X/m Fire protection - Alarms and protection = £X/m | Photo 1 - Typical Housing Photo 2 - Typical Housing Photo 3 - Large Housing with conveyors on trestle supports |  | 10060 |  | Each | one | NA | NA | NA | 29.1104 | Option 2 | 36.0912 | 23.98% | 303844.5605 | 229634.8728 | 788741% | 636162% | 229634.8728 | 788741% | Indexed | NA | VOA_GPN_GOV_UK\7246041 | 2019-08-30 | Low | Blue | High | Risk taken from previous CG | - | - | NA | SPONS A&B | NA | (BEAMS Note 2) The ERC for this item should be added to all other rateable items on the hereditament (except land). Therefore the total of the ERC of the other Building Items and the P&M ERC (where applicable) to enable the correct contract size adjustment to be made. ERC of Building Component + ERC of P&M = Total ERC to which contract size adjustment should be applied. The appropriate % adjustment should be made in accordance with the scale for contract size adjustment specified under section 6 of the RCG 2021 Guidance notes. The currency ERC rates are set at £4m (Four Million Pounds) @ 1st April 2019 (AVD) for the RCG 2021 Publication. | Photo 1 - Typical Housing Photo 2 - Typical Housing Photo 3 - Large Housing with conveyors on trestle supports |  | 2 | TRUE
789 | 205A16 | 8754 | 205A16 | Conveyors | Junction house | 3 floors | Ht 20.0m | 3500m³ | This is the cost for Conveyor Junction House typically found at mines, quarries and other large industrial complexes such as steelworks, coking plants and cement works. Junction house are found at changes in direction and level of the onsite conveyor system. The general construction is a steel member lattice framed tower, typically, but not exclusively, the steel work will be formed of main legs universal columns 305mm X 305mm X 97kg/m with horizontal frame bracing of universal beams 305mm x 165mm x 40kg/m. The latter more usually providers the rafters for any housing roof. The main structure is usually cross braced with 150mm x 150mm x 15kg/m angle section members. The junction house itself is usually clad in either painted, galvanised or plasticoated single skin steel sheeting affixed to rails or purlins. The roof is similarly clad with ridge, flashing and eaves trims. Height of housing structure is typically 20.0 m with three floors; calculated plan 17.50m x 10.00m, sitting on a support steel framework (separate code). Floor construction costed here is chequer plate floor on treated timber joists fixed between steel frame members; intermediate floors 60% footprint (absent under conveyors). Stairs or access ladders need to be added as applicable. (At older sites you may find examples that are still clad in corrugate asbestos or iron. The example here is for a modern equivalent.) | Location Adjustment Applicable (See Guidance Notes) - ERC = UK mean of 1.00 | (BEAMS Note 2) The ERC for this item should be added to all other rateable items on the hereditament (except land). Therefore the total of the ERC of the other Building Items and the P&M ERC (where applicable) to enable the correct contract size adjustment to be made. ERC of Building Component + ERC of P&M = Total ERC to which contract size adjustment should be applied. The appropriate % adjustment should be made in accordance with the scale for contract size adjustment specified under section 6 of the RCG 2023 Guidance notes. The currency ERC rates are set at £4m (Four Million Pounds) @ 1st April 2021 (AVD) for the RCG 2023 Publication. | Stairs or access ladders need to be added as applicable. Includes allowance for Preliminaries Overheads and Profit. Lighting Power allowance X/m2 (all floors); Lightning protection alarms etc. allowance X/m2 to be added in addition if applicable. For additional cost of extra walkways see 215N11 or similar. Excludes support frames, trestles, towers and foundations. | Total VOLUME of the cladded junction house covered by roof. Excludes supports , structures and foundations | - | - | - | - | Additions Strip lighting = £X/m Fire protection - Alarms and protection = £X/m | Photo 1 - Typical Housing Photo 2 - Typical Housing Photo 3 - Large Housing with conveyors on trestle supports |  | 10060 |  | Each | one | NA | NA | NA | 24.8295 | Option 2 | 30.7837 | 23.98% | 316543.184 | 239232.0391 | 963400% | 777039% | 239232.0391 | 963400% | Indexed | NA | VOA_GPN_GOV_UK\7246041 | 2019-08-30 | Low | Blue | High | Risk taken from previous CG | - | - | NA | SPONS A&B | NA | (BEAMS Note 2) The ERC for this item should be added to all other rateable items on the hereditament (except land). Therefore the total of the ERC of the other Building Items and the P&M ERC (where applicable) to enable the correct contract size adjustment to be made. ERC of Building Component + ERC of P&M = Total ERC to which contract size adjustment should be applied. The appropriate % adjustment should be made in accordance with the scale for contract size adjustment specified under section 6 of the RCG 2021 Guidance notes. The currency ERC rates are set at £4m (Four Million Pounds) @ 1st April 2019 (AVD) for the RCG 2021 Publication. | Photo 1 - Typical Housing Photo 2 - Typical Housing Photo 3 - Large Housing with conveyors on trestle supports |  | 2 | TRUE
790 | 205A17 | 8755 | 205A17 | Conveyors | Junction house | 3 floors | Ht 20.0m | 3800m³ | This is the cost for Conveyor Junction House typically found at mines, quarries and other large industrial complexes such as steelworks, coking plants and cement works. Junction house are found at changes in direction and level of the onsite conveyor system. The general construction is a steel member lattice framed tower, typically, but not exclusively, the steel work will be formed of main legs universal columns 305mm X 305mm X 97kg/m with horizontal frame bracing of universal beams 305mm x 165mm x 40kg/m. The latter more usually providers the rafters for any housing roof. The main structure is usually cross braced with 150mm x 150mm x 15kg/m angle section members. The junction house itself is usually clad in either painted, galvanised or plasticoated single skin steel sheeting affixed to rails or purlins. The roof is similarly clad with ridge, flashing and eaves trims. Height of housing structure is typically 20.0 m with three floors; calculated plan 19.00m x 10.00m, sitting on a support steel framework (separate code). Floor construction costed here is chequer plate floor on treated timber joists fixed between steel frame members; intermediate floors 60% footprint (absent under conveyors). Stairs or access ladders need to be added as applicable. (At older sites you may find examples that are still clad in corrugate asbestos or iron. The example here is for a modern equivalent.) | Location Adjustment Applicable (See Guidance Notes) - ERC = UK mean of 1.00 | (BEAMS Note 2) The ERC for this item should be added to all other rateable items on the hereditament (except land). Therefore the total of the ERC of the other Building Items and the P&M ERC (where applicable) to enable the correct contract size adjustment to be made. ERC of Building Component + ERC of P&M = Total ERC to which contract size adjustment should be applied. The appropriate % adjustment should be made in accordance with the scale for contract size adjustment specified under section 6 of the RCG 2023 Guidance notes. The currency ERC rates are set at £4m (Four Million Pounds) @ 1st April 2021 (AVD) for the RCG 2023 Publication. | Stairs or access ladders need to be added as applicable. Includes allowance for Preliminaries Overheads and Profit. Lighting Power allowance X/m2 (all floors); Lightning protection alarms etc. allowance X/m2 to be added in addition if applicable. For additional cost of extra walkways see 215N11 or similar. Excludes support frames, trestles, towers and foundations. | Total VOLUME of the cladded junction house covered by roof. Excludes supports , structures and foundations | - | - | - | - | Additions Strip lighting = £X/m Fire protection - Alarms and protection = £X/m | Photo 1 - Typical Housing Photo 2 - Typical Housing Photo 3 - Large Housing with conveyors on trestle supports |  | 10060 |  | Each | one | NA | NA | NA | 24.8295 | Option 2 | 30.7837 | 23.98% | 328310.9242 | 248125.6771 | 999219% | 805930% | 248125.6771 | 999219% | Indexed | NA | VOA_GPN_GOV_UK\7246041 | 2019-08-30 | Low | Blue | High | Risk taken from previous CG | - | - | NA | SPONS A&B | NA | (BEAMS Note 2) The ERC for this item should be added to all other rateable items on the hereditament (except land). Therefore the total of the ERC of the other Building Items and the P&M ERC (where applicable) to enable the correct contract size adjustment to be made. ERC of Building Component + ERC of P&M = Total ERC to which contract size adjustment should be applied. The appropriate % adjustment should be made in accordance with the scale for contract size adjustment specified under section 6 of the RCG 2021 Guidance notes. The currency ERC rates are set at £4m (Four Million Pounds) @ 1st April 2019 (AVD) for the RCG 2021 Publication. | Photo 1 - Typical Housing Photo 2 - Typical Housing Photo 3 - Large Housing with conveyors on trestle supports |  | 2 | TRUE
791 | 205A18 | 8756 | 205A18 | Conveyors | Junction house | 3 floors | Ht 20.0m | 4100m³ | This is the cost for Conveyor Junction House typically found at mines, quarries and other large industrial complexes such as steelworks, coking plants and cement works. Junction house are found at changes in direction and level of the onsite conveyor system. The general construction is a steel member lattice framed tower, typically, but not exclusively, the steel work will be formed of main legs universal columns 305mm X 305mm X 97kg/m with horizontal frame bracing of universal beams 305mm x 165mm x 40kg/m. The latter more usually providers the rafters for any housing roof. The main structure is usually cross braced with 150mm x 150mm x 15kg/m angle section members. The junction house itself is usually clad in either painted, galvanised or plasticoated single skin steel sheeting affixed to rails or purlins. The roof is similarly clad with ridge, flashing and eaves trims. Height of housing structure is typically 20.0 m with three floors; calculated plan 20.00m x 10.00m, sitting on a support steel framework (separate code). Floor construction costed here is chequer plate floor on treated timber joists fixed between steel frame members; intermediate floors 60% footprint (absent under conveyors). Stairs or access ladders need to be added as applicable. (At older sites you may find examples that are still clad in corrugate asbestos or iron. The example here is for a modern equivalent.) | Location Adjustment Applicable (See Guidance Notes) - ERC = UK mean of 1.00 | (BEAMS Note 2) The ERC for this item should be added to all other rateable items on the hereditament (except land). Therefore the total of the ERC of the other Building Items and the P&M ERC (where applicable) to enable the correct contract size adjustment to be made. ERC of Building Component + ERC of P&M = Total ERC to which contract size adjustment should be applied. The appropriate % adjustment should be made in accordance with the scale for contract size adjustment specified under section 6 of the RCG 2023 Guidance notes. The currency ERC rates are set at £4m (Four Million Pounds) @ 1st April 2021 (AVD) for the RCG 2023 Publication. | Stairs or access ladders need to be added as applicable. Includes allowance for Preliminaries Overheads and Profit. Lighting Power allowance X/m2 (all floors); Lightning protection alarms etc. allowance X/m2 to be added in addition if applicable. For additional cost of extra walkways see 215N11 or similar. Excludes support frames, trestles, towers and foundations. | Total VOLUME of the cladded junction house covered by roof. Excludes supports , structures and foundations | - | - | - | - | Additions Strip lighting = £X/m Fire protection - Alarms and protection = £X/m | Photo 1 - Typical Housing Photo 2 - Typical Housing Photo 3 - Large Housing with conveyors on trestle supports |  | 10060 |  | Each | one | NA | NA | NA | 24.8295 | Option 2 | 30.7837 | 23.98% | 342016.2278 | 258483.6563 | 1040935% | 839577% | 258483.6563 | 1040935% | Indexed | NA | VOA_GPN_GOV_UK\7246041 | 2019-08-30 | Low | Blue | High | Risk taken from previous CG | - | - | NA | SPONS A&B | NA | (BEAMS Note 2) The ERC for this item should be added to all other rateable items on the hereditament (except land). Therefore the total of the ERC of the other Building Items and the P&M ERC (where applicable) to enable the correct contract size adjustment to be made. ERC of Building Component + ERC of P&M = Total ERC to which contract size adjustment should be applied. The appropriate % adjustment should be made in accordance with the scale for contract size adjustment specified under section 6 of the RCG 2021 Guidance notes. The currency ERC rates are set at £4m (Four Million Pounds) @ 1st April 2019 (AVD) for the RCG 2021 Publication. | Photo 1 - Typical Housing Photo 2 - Typical Housing Photo 3 - Large Housing with conveyors on trestle supports |  | 2 | TRUE
792 | 205A19 | 8757 | 205A19 | Conveyors | Junction house - support frames | Steel supports | Ht 4.0m | 60m³ | General construction, Columns: Universal Columns 203mm X 203mm X 46kg/m with horizontal frame brace. Universal Beams 203mm x 133mm x 25kg/m also horizontal cross bracing to top and at height breaks, 150mm x 150mm x 15kg/m cross bracing, painted finished or galvanised with reinforced concrete pad foundation to each stanchion leg including holding down bolts and grouting to baseplate. Height of supporting structure 4m, no breaks. | Location Adjustment Applicable (See Guidance Notes) - ERC = UK mean of 1.00 | (BEAMS Note 2) The ERC for this item should be added to all other rateable items on the hereditament (except land). Therefore the total of the ERC of the other Building Items and the P&M ERC (where applicable) to enable the correct contract size adjustment to be made. ERC of Building Component + ERC of P&M = Total ERC to which contract size adjustment should be applied. The appropriate % adjustment should be made in accordance with the scale for contract size adjustment specified under section 6 of the RCG 2023 Guidance notes. The currency ERC rates are set at £4m (Four Million Pounds) @ 1st April 2021 (AVD) for the RCG 2023 Publication. | Details from previous Cost Guides Junction Housing size being supported. Costs from Spons 2015. Includes allowance for Preliminaries Overheads and Profit. | Costs are unit costs for the height of support as stated inclusive of foundations. (excludes piling) | - | - | Junction Housing building on top of support structure separate section for costs. Walkways and access ladders separate section for costs. | - | For additional cost of extra walkways see 215N11 or similar. Costs include typical pad/isolated foundation. Costs exclude piling. | Photo 1 - Typical support framework to Junction House | - | 10061 |  | M3 | - | NA | NA | NA | 59.077 | Option 2 | 73.244 | 23.98% | 17388.7908 | 13141.8274 | 22145% | 17843% | 13141.8274 | 22145% | Indexed | NA | VOA_GPN_GOV_UK\7246041 | 2019-08-30 | Low | Blue | High | Risk taken from previous CG | - | - | NA | SPONS A&B | NA | (BEAMS Note 2) The ERC for this item should be added to all other rateable items on the hereditament (except land). Therefore the total of the ERC of the other Building Items and the P&M ERC (where applicable) to enable the correct contract size adjustment to be made. ERC of Building Component + ERC of P&M = Total ERC to which contract size adjustment should be applied. The appropriate % adjustment should be made in accordance with the scale for contract size adjustment specified under section 6 of the RCG 2021 Guidance notes. The currency ERC rates are set at £4m (Four Million Pounds) @ 1st April 2019 (AVD) for the RCG 2021 Publication. | Photo 1 - Typical support framework to Junction House | - | 2 | TRUE
793 | 205A20 | 8758 | 205A20 | Conveyors | Junction house - support frames | Steel supports | Ht 4.0m | 150m³ | General construction, Columns: Universal Columns 203mm X 203mm X 46kg/m with horizontal frame brace Universal Beams 203mm x 133mm x 25kg/m also horizontal cross bracing to top and at height breaks; 150mm x 150mm x 15kg/m cross bracing; painted finished or galvanised with reinforced concrete pad foundation to each stanchion leg including holding down bolts and grouting to baseplate. Height of supporting structure 4m, no breaks. | Location Adjustment Applicable (See Guidance Notes) - ERC = UK mean of 1.00 | (BEAMS Note 2) The ERC for this item should be added to all other rateable items on the hereditament (except land). Therefore the total of the ERC of the other Building Items and the P&M ERC (where applicable) to enable the correct contract size adjustment to be made. ERC of Building Component + ERC of P&M = Total ERC to which contract size adjustment should be applied. The appropriate % adjustment should be made in accordance with the scale for contract size adjustment specified under section 6 of the RCG 2023 Guidance notes. The currency ERC rates are set at £4m (Four Million Pounds) @ 1st April 2021 (AVD) for the RCG 2023 Publication. | Details from previous Cost Guides Junction Housing size being supported. Costs from Spons 2015. Includes allowance for Preliminaries Overheads and Profit. | Costs are unit costs for the height of support as stated inclusive of foundations. (excludes piling) | - | - | Junction Housing building on top of support structure separate section for costs. Walkways and access ladders separate section for costs. | - | For additional cost of extra walkways see 215N11 or similar. Costs include typical pad/isolated foundation. Costs exclude piling. | Photo 1 - Typical support framework to Junction House | - | 10061 |  | M3 | - | NA | NA | NA | 36.8161 | Option 2 | 45.6448 | 23.98% | 24615.7912 | 18603.7363 | 50431% | 40658% | 18603.7363 | 50431% | Indexed | NA | VOA_GPN_GOV_UK\7246041 | 2019-08-30 | Low | Blue | High | Risk taken from previous CG | - | - | NA | SPONS A&B | NA | (BEAMS Note 2) The ERC for this item should be added to all other rateable items on the hereditament (except land). Therefore the total of the ERC of the other Building Items and the P&M ERC (where applicable) to enable the correct contract size adjustment to be made. ERC of Building Component + ERC of P&M = Total ERC to which contract size adjustment should be applied. The appropriate % adjustment should be made in accordance with the scale for contract size adjustment specified under section 6 of the RCG 2021 Guidance notes. The currency ERC rates are set at £4m (Four Million Pounds) @ 1st April 2019 (AVD) for the RCG 2021 Publication. | Photo 1 - Typical support framework to Junction House | - | 2 | TRUE
794 | 205A21 | 8759 | 205A21 | Conveyors | Junction house - support frames | Steel supports | Ht 7.0m | 300m³ | General construction, Columns: Universal Columns 203mm X 203mm X 46kg/m with horizontal frame brace Universal Beams 203mm x 133mm x 25kg/m also horizontal cross bracing to top and at height breaks; 150mm x 150mm x 15kg/m cross bracing; painted finished or galvanised with reinforced concrete pad foundation to each stanchion leg including holding down bolts and grouting to baseplate. Height of supporting structure 7m, 1nr breaks. | Location Adjustment Applicable (See Guidance Notes) - ERC = UK mean of 1.00 | (BEAMS Note 2) The ERC for this item should be added to all other rateable items on the hereditament (except land). Therefore the total of the ERC of the other Building Items and the P&M ERC (where applicable) to enable the correct contract size adjustment to be made. ERC of Building Component + ERC of P&M = Total ERC to which contract size adjustment should be applied. The appropriate % adjustment should be made in accordance with the scale for contract size adjustment specified under section 6 of the RCG 2023 Guidance notes. The currency ERC rates are set at £4m (Four Million Pounds) @ 1st April 2021 (AVD) for the RCG 2023 Publication. | Details from previous Cost Guides Junction Housing size being supported. Costs from Spons 2015. Includes allowance for Preliminaries Overheads and Profit. | Costs are unit costs for the height of support as stated inclusive of foundations. (excludes piling) | - | - | Junction Housing building on top of support structure separate section for costs. Walkways and access ladders separate section for costs. | - | For additional cost of extra walkways see 215N11 or similar. Costs include typical pad/isolated foundation. Costs exclude piling. | Photo 1 - Typical support framework to Junction House | - | 10061 |  | M3 | - | NA | NA | NA | 46.2342 | Option 2 | 57.3214 | 23.98% | 38619.765 | 29187.4398 | 63030% | 50819% | 29187.4398 | 63030% | Indexed | NA | VOA_GPN_GOV_UK\7246041 | 2019-08-30 | Low | Blue | High | Risk taken from previous CG | - | - | NA | SPONS A&B | NA | (BEAMS Note 2) The ERC for this item should be added to all other rateable items on the hereditament (except land). Therefore the total of the ERC of the other Building Items and the P&M ERC (where applicable) to enable the correct contract size adjustment to be made. ERC of Building Component + ERC of P&M = Total ERC to which contract size adjustment should be applied. The appropriate % adjustment should be made in accordance with the scale for contract size adjustment specified under section 6 of the RCG 2021 Guidance notes. The currency ERC rates are set at £4m (Four Million Pounds) @ 1st April 2019 (AVD) for the RCG 2021 Publication. | Photo 1 - Typical support framework to Junction House | - | 2 | TRUE
795 | 205A22 | 8760 | 205A22 | Conveyors | Junction house - support frames | Steel supports | Ht 7.0m | 600m³ | General construction, Columns: Universal Columns 203mm X 203mm X 46kg/m with horizontal frame brace Universal Beams 203mm x 133mm x 25kg/m also horizontal cross bracing to top and at height breaks; 150mm x 150mm x 15kg/m cross bracing; painted finished or galvanised with reinforced concrete pad foundation to each stanchion leg including holding down bolts and grouting to baseplate. Height of supporting structure 7m, 1 nr breaks. | Location Adjustment Applicable (See Guidance Notes) - ERC = UK mean of 1.00 | (BEAMS Note 2) The ERC for this item should be added to all other rateable items on the hereditament (except land). Therefore the total of the ERC of the other Building Items and the P&M ERC (where applicable) to enable the correct contract size adjustment to be made. ERC of Building Component + ERC of P&M = Total ERC to which contract size adjustment should be applied. The appropriate % adjustment should be made in accordance with the scale for contract size adjustment specified under section 6 of the RCG 2023 Guidance notes. The currency ERC rates are set at £4m (Four Million Pounds) @ 1st April 2021 (AVD) for the RCG 2023 Publication. | Details from previous Cost Guides Junction Housing size being supported. Costs from Spons 2015. Includes allowance for Preliminaries Overheads and Profit. | Costs are unit costs for the height of support as stated inclusive of foundations. (excludes piling) | - | - | Junction Housing building on top of support structure separate section for costs. Walkways and access ladders separate section for costs. | - | For additional cost of extra walkways see 215N11 or similar. Costs include typical pad/isolated foundation. Costs exclude piling. | Photo 1 - Typical support framework to Junction House | - | 10061 |  | M3 | - | NA | NA | NA | 54.7961 | Option 2 | 67.9364 | 23.98% | 54522.1977 | 41205.9308 | 75099% | 60554% | 41205.9308 | 75099% | Indexed | NA | VOA_GPN_GOV_UK\7246041 | 2019-08-30 | Low | Blue | High | Risk taken from previous CG | - | - | NA | SPONS A&B | NA | (BEAMS Note 2) The ERC for this item should be added to all other rateable items on the hereditament (except land). Therefore the total of the ERC of the other Building Items and the P&M ERC (where applicable) to enable the correct contract size adjustment to be made. ERC of Building Component + ERC of P&M = Total ERC to which contract size adjustment should be applied. The appropriate % adjustment should be made in accordance with the scale for contract size adjustment specified under section 6 of the RCG 2021 Guidance notes. The currency ERC rates are set at £4m (Four Million Pounds) @ 1st April 2019 (AVD) for the RCG 2021 Publication. | Photo 1 - Typical support framework to Junction House | - | 2 | TRUE
796 | 205A23 | 8761 | 205A23 | Conveyors | Junction house - support frames | Steel supports | Ht 7.0m | 900m³ | General construction, Columns: Universal Columns 203mm X 203mm X 46kg/m with horizontal frame brace Universal Beams 203mm x 133mm x 25kg/m also horizontal cross bracing to top and at height breaks; 150mm x 150mm x 15kg/m cross bracing; painted finished or galvanised with reinforced concrete pad foundation to each stanchion leg including holding down bolts and grouting to baseplate. Height of supporting structure 7m, 1 nr breaks. | Location Adjustment Applicable (See Guidance Notes) - ERC = UK mean of 1.00 | (BEAMS Note 2) The ERC for this item should be added to all other rateable items on the hereditament (except land). Therefore the total of the ERC of the other Building Items and the P&M ERC (where applicable) to enable the correct contract size adjustment to be made. ERC of Building Component + ERC of P&M = Total ERC to which contract size adjustment should be applied. The appropriate % adjustment should be made in accordance with the scale for contract size adjustment specified under section 6 of the RCG 2023 Guidance notes. The currency ERC rates are set at £4m (Four Million Pounds) @ 1st April 2021 (AVD) for the RCG 2023 Publication. | Details from previous Cost Guides Junction Housing size being supported. Costs from Spons 2015. Includes allowance for Preliminaries Overheads and Profit. | Costs are unit costs for the height of support as stated inclusive of foundations. (excludes piling) | - | - | Junction Housing building on top of support structure separate section for costs. Walkways and access ladders separate section for costs. | - | For additional cost of extra walkways see 215N11 or similar. Costs include typical pad/isolated foundation. Costs exclude piling. | Photo 1 - Typical support framework to Junction House | - | 10061 |  | M3 | - | NA | NA | NA | 42.8095 | Option 2 | 53.0753 | 23.98% | 75341.3714 | 56940.3191 | 132909% | 107182% | 56940.3191 | 132909% | Indexed | NA | VOA_GPN_GOV_UK\7246041 | 2019-08-30 | Low | Blue | High | Risk taken from previous CG | - | - | NA | SPONS A&B | NA | (BEAMS Note 2) The ERC for this item should be added to all other rateable items on the hereditament (except land). Therefore the total of the ERC of the other Building Items and the P&M ERC (where applicable) to enable the correct contract size adjustment to be made. ERC of Building Component + ERC of P&M = Total ERC to which contract size adjustment should be applied. The appropriate % adjustment should be made in accordance with the scale for contract size adjustment specified under section 6 of the RCG 2021 Guidance notes. The currency ERC rates are set at £4m (Four Million Pounds) @ 1st April 2019 (AVD) for the RCG 2021 Publication. | Photo 1 - Typical support framework to Junction House | - | 2 | TRUE
797 | 205A24 | 8762 | 205A24 | Conveyors | Junction house - support frames | Steel supports | Ht 7.0m | 1200m³ | General construction, Columns: Universal Columns 203mm X 203mm X 46kg/m with horizontal frame brace Universal Beams 203mm x 133mm x 25kg/m also horizontal cross bracing to top and at height breaks; 150mm x 150mm x 15kg/m cross bracing; painted finished or galvanised with reinforced concrete pad foundation to each stanchion leg including holding down bolts and grouting to baseplate. Height of supporting structure 7m, 1 nr breaks. | Location Adjustment Applicable (See Guidance Notes) - ERC = UK mean of 1.00 | (BEAMS Note 2) The ERC for this item should be added to all other rateable items on the hereditament (except land). Therefore the total of the ERC of the other Building Items and the P&M ERC (where applicable) to enable the correct contract size adjustment to be made. ERC of Building Component + ERC of P&M = Total ERC to which contract size adjustment should be applied. The appropriate % adjustment should be made in accordance with the scale for contract size adjustment specified under section 6 of the RCG 2023 Guidance notes. The currency ERC rates are set at £4m (Four Million Pounds) @ 1st April 2021 (AVD) for the RCG 2023 Publication. | Details from previous Cost Guides Junction Housing size being supported. Costs from Spons 2015. Includes allowance for Preliminaries Overheads and Profit. | Costs are unit costs for the height of support as stated inclusive of foundations. (excludes piling) | - | - | Junction Housing building on top of support structure separate section for costs. Walkways and access ladders separate section for costs. | - | For additional cost of extra walkways see 215N11 or similar. Costs include typical pad/isolated foundation. Costs exclude piling. | Photo 1 - Typical support framework to Junction House | - | 10061 |  | M3 | - | NA | NA | NA | 39.3847 | Option 2 | 48.8293 | 23.98% | 92950.7213 | 70248.8372 | 178266% | 143766% | 70248.8372 | 178266% | Indexed | NA | VOA_GPN_GOV_UK\7246041 | 2019-08-30 | Low | Blue | High | Risk taken from previous CG | - | - | NA | SPONS A&B | NA | (BEAMS Note 2) The ERC for this item should be added to all other rateable items on the hereditament (except land). Therefore the total of the ERC of the other Building Items and the P&M ERC (where applicable) to enable the correct contract size adjustment to be made. ERC of Building Component + ERC of P&M = Total ERC to which contract size adjustment should be applied. The appropriate % adjustment should be made in accordance with the scale for contract size adjustment specified under section 6 of the RCG 2021 Guidance notes. The currency ERC rates are set at £4m (Four Million Pounds) @ 1st April 2019 (AVD) for the RCG 2021 Publication. | Photo 1 - Typical support framework to Junction House | - | 2 | TRUE
798 | 205A25 | 8767 | 205A25 | Conveyors | Junction house - support frames | Steel supports | Ht 7.0m | 1500m³ | General construction, Columns: Universal Columns 203mm X 203mm X 46kg/m with horizontal frame brace Universal Beams 203mm x 133mm x 25kg/m also horizontal cross bracing to top and at height breaks; 150mm x 150mm x 15kg/m cross bracing; painted finished or galvanised with reinforced concrete pad foundation to each stanchion leg including holding down bolts and grouting to baseplate. Height of supporting structure 7m, 1 nr breaks. | Location Adjustment Applicable (See Guidance Notes) - ERC = UK mean of 1.00 | (BEAMS Note 2) The ERC for this item should be added to all other rateable items on the hereditament (except land). Therefore the total of the ERC of the other Building Items and the P&M ERC (where applicable) to enable the correct contract size adjustment to be made. ERC of Building Component + ERC of P&M = Total ERC to which contract size adjustment should be applied. The appropriate % adjustment should be made in accordance with the scale for contract size adjustment specified under section 6 of the RCG 2023 Guidance notes. The currency ERC rates are set at £4m (Four Million Pounds) @ 1st April 2021 (AVD) for the RCG 2023 Publication. | Details from previous Cost Guides. Costs from Spons 2015. Includes allowance for Preliminaries Overheads and Profit. | Costs are unit costs for the height of support as stated inclusive of foundations. (excludes piling) | - | - | Junction Housing building on top of support structure separate section for costs. Walkways and access ladders separate section for costs. | - | For additional cost of extra walkways see 215N11 or similar. Costs include typical pad/isolated foundation. Costs exclude piling. | Photo 1 - Typical support framework to Junction House | - | 10061 |  | M3 | - | NA | NA | NA | 36.8161 | Option 2 | 45.6448 | 23.98% | 104812.8692 | 79213.8251 | 215061% | 173444% | 79213.8251 | 215061% | Indexed | NA | VOA_GPN_GOV_UK\7246041 | 2019-08-30 | Low | Blue | High | Risk taken from previous CG | - | - | NA | SPONS A&B | NA | (BEAMS Note 2) The ERC for this item should be added to all other rateable items on the hereditament (except land). Therefore the total of the ERC of the other Building Items and the P&M ERC (where applicable) to enable the correct contract size adjustment to be made. ERC of Building Component + ERC of P&M = Total ERC to which contract size adjustment should be applied. The appropriate % adjustment should be made in accordance with the scale for contract size adjustment specified under section 6 of the RCG 2021 Guidance notes. The currency ERC rates are set at £4m (Four Million Pounds) @ 1st April 2019 (AVD) for the RCG 2021 Publication. | Photo 1 - Typical support framework to Junction House | - | 2 | TRUE
799 | 205A26 | 8768 | 205A26 | Conveyors | Junction house - support frames | Steel supports | Ht 7.0m | 1800m³ | General construction, Columns: Universal Columns 203mm X 203mm X 46kg/m with horizontal frame brace Universal Beams 203mm x 133mm x 25kg/m also horizontal cross bracing to top and at height breaks; 150mm x 150mm x 15kg/m cross bracing; painted finished or galvanised with reinforced concrete pad foundation to each stanchion leg including holding down bolts and grouting to baseplate. Height of supporting structure 7m, 1 nr breaks. | Location Adjustment Applicable (See Guidance Notes) - ERC = UK mean of 1.00 | (BEAMS Note 2) The ERC for this item should be added to all other rateable items on the hereditament (except land). Therefore the total of the ERC of the other Building Items and the P&M ERC (where applicable) to enable the correct contract size adjustment to be made. ERC of Building Component + ERC of P&M = Total ERC to which contract size adjustment should be applied. The appropriate % adjustment should be made in accordance with the scale for contract size adjustment specified under section 6 of the RCG 2023 Guidance notes. The currency ERC rates are set at £4m (Four Million Pounds) @ 1st April 2021 (AVD) for the RCG 2023 Publication. | Details from previous Cost Guides Junction Housing size being supported. Costs from Spons 2015. Includes allowance for Preliminaries Overheads and Profit. | Costs are unit costs for the height of support as stated inclusive of foundations. (excludes piling) | - | - | Junction Housing building on top of support structure separate section for costs. Walkways and access ladders separate section for costs. | - | For additional cost of extra walkways see 215N11 or similar. Costs include typical pad/isolated foundation. Costs exclude piling. | Photo 1 - Typical support framework to Junction House | - | 10061 |  | M3 | - | NA | NA | NA | 38.5285 | Option 2 | 47.7678 | 23.98% | 66544.1172 | 50291.6684 | 130431% | 105184% | 50291.6684 | 130431% | Indexed | NA | VOA_GPN_GOV_UK\7246041 | 2019-08-30 | Low | Blue | High | Risk taken from previous CG | - | - | NA | SPONS A&B | NA | (BEAMS Note 2) The ERC for this item should be added to all other rateable items on the hereditament (except land). Therefore the total of the ERC of the other Building Items and the P&M ERC (where applicable) to enable the correct contract size adjustment to be made. ERC of Building Component + ERC of P&M = Total ERC to which contract size adjustment should be applied. The appropriate % adjustment should be made in accordance with the scale for contract size adjustment specified under section 6 of the RCG 2021 Guidance notes. The currency ERC rates are set at £4m (Four Million Pounds) @ 1st April 2019 (AVD) for the RCG 2021 Publication. | Photo 1 - Typical support framework to Junction House | - | 2 | TRUE
800 | 205A27 | 8769 | 205A27 | Conveyors | Junction house - support frames | Steel supports | Ht 7.0m | 2100m³ | General construction, Columns: Universal Columns 203mm X 203mm X 46kg/m with horizontal frame brace Universal Beams 203mm x 133mm x 25kg/m also horizontal cross bracing to top and at height breaks; 150mm x 150mm x 15kg/m cross bracing; painted finished or galvanised with reinforced concrete pad foundation to each stanchion leg including holding down bolts and grouting to baseplate. Height of supporting structure 7m, 1 nr breaks. | Location Adjustment Applicable (See Guidance Notes) - ERC = UK mean of 1.00 | (BEAMS Note 2) The ERC for this item should be added to all other rateable items on the hereditament (except land). Therefore the total of the ERC of the other Building Items and the P&M ERC (where applicable) to enable the correct contract size adjustment to be made. ERC of Building Component + ERC of P&M = Total ERC to which contract size adjustment should be applied. The appropriate % adjustment should be made in accordance with the scale for contract size adjustment specified under section 6 of the RCG 2023 Guidance notes. The currency ERC rates are set at £4m (Four Million Pounds) @ 1st April 2021 (AVD) for the RCG 2023 Publication. | Details from previous Cost Guides Junction Housing size being supported. Costs from Spons 2015. Includes allowance for Preliminaries Overheads and Profit. | Costs are unit costs for the height of support as stated inclusive of foundations. (excludes piling) | - | - | Junction Housing building on top of support structure separate section for costs. Walkways and access ladders separate section for costs. | - | For additional cost of extra walkways see 215N11 or similar. Costs include typical pad/isolated foundation. Costs exclude piling. | Photo 1 - Typical support framework to Junction House | - | 10061 |  | M3 | - | NA | NA | NA | 38.5285 | Option 2 | 47.7678 | 23.98% | 65685.4823 | 49642.7429 | 128747% | 103825% | 49642.7429 | 128747% | Indexed | NA | VOA_GPN_GOV_UK\7246041 | 2019-08-30 | Low | Blue | High | Risk taken from previous CG | - | - | NA | SPONS A&B | NA | (BEAMS Note 2) The ERC for this item should be added to all other rateable items on the hereditament (except land). Therefore the total of the ERC of the other Building Items and the P&M ERC (where applicable) to enable the correct contract size adjustment to be made. ERC of Building Component + ERC of P&M = Total ERC to which contract size adjustment should be applied. The appropriate % adjustment should be made in accordance with the scale for contract size adjustment specified under section 6 of the RCG 2021 Guidance notes. The currency ERC rates are set at £4m (Four Million Pounds) @ 1st April 2019 (AVD) for the RCG 2021 Publication. | Photo 1 - Typical support framework to Junction House | - | 2 | TRUE
801 | 205A28 | 8770 | 205A28 | Conveyors | Junction house - support frames | Steel supports | Ht 7.0m | 2300m³ | General construction, Columns: Universal Columns 203mm X 203mm X 46kg/m with horizontal frame brace Universal Beams 203mm x 133mm x 25kg/m also horizontal cross bracing to top and at height breaks; 150mm x 150mm x 15kg/m cross bracing; painted finished or galvanised with reinforced concrete pad foundation to each stanchion leg including holding down bolts and grouting to baseplate. Height of supporting structure 7m, 1 nr breaks. | Location Adjustment Applicable (See Guidance Notes) - ERC = UK mean of 1.00 | (BEAMS Note 2) The ERC for this item should be added to all other rateable items on the hereditament (except land). Therefore the total of the ERC of the other Building Items and the P&M ERC (where applicable) to enable the correct contract size adjustment to be made. ERC of Building Component + ERC of P&M = Total ERC to which contract size adjustment should be applied. The appropriate % adjustment should be made in accordance with the scale for contract size adjustment specified under section 6 of the RCG 2023 Guidance notes. The currency ERC rates are set at £4m (Four Million Pounds) @ 1st April 2021 (AVD) for the RCG 2023 Publication. | Details from previous Cost Guides Junction Housing size being supported. Costs from Spons 2015. Includes allowance for Preliminaries Overheads and Profit. | Costs are unit costs for the height of support as stated inclusive of foundations. (excludes piling) | - | - | Junction Housing building on top of support structure separate section for costs. Walkways and access ladders separate section for costs. | - | For additional cost of extra walkways see 215N11 or similar. Costs include typical pad/isolated foundation. Costs exclude piling. | Photo 1 - Typical support framework to Junction House | - | 10061 |  | M3 | - | NA | NA | NA | 36.8161 | Option 2 | 45.6448 | 23.98% | 95973.3388 | 72533.2236 | 196915% | 158808% | 72533.2236 | 196915% | Indexed | NA | VOA_GPN_GOV_UK\7246041 | 2019-08-30 | Low | Blue | High | Risk taken from previous CG | - | - | NA | SPONS A&B | NA | (BEAMS Note 2) The ERC for this item should be added to all other rateable items on the hereditament (except land). Therefore the total of the ERC of the other Building Items and the P&M ERC (where applicable) to enable the correct contract size adjustment to be made. ERC of Building Component + ERC of P&M = Total ERC to which contract size adjustment should be applied. The appropriate % adjustment should be made in accordance with the scale for contract size adjustment specified under section 6 of the RCG 2021 Guidance notes. The currency ERC rates are set at £4m (Four Million Pounds) @ 1st April 2019 (AVD) for the RCG 2021 Publication. | Photo 1 - Typical support framework to Junction House | - | 2 | TRUE
802 | 205A29 | 8771 | 205A29 | Conveyors | Junction house - support frames | Steel supports | Ht 18.0m | 2600m³ | General construction, Columns: Universal Columns 305mm X 305mm X 97kg/m with horizontal frame brace Universal Beams 305mm x 165mm x 40kg/m also horizontal cross bracing to top and at height breaks; 150mm x 150mm x 15kg/m cross bracing; painted finished or galvanised with reinforced concrete pad foundation to each stanchion leg including holding down bolts and grouting to baseplate. Height of supporting structure 18m, 4 nr breaks. | Location Adjustment Applicable (See Guidance Notes) - ERC = UK mean of 1.00 | (BEAMS Note 2) The ERC for this item should be added to all other rateable items on the hereditament (except land). Therefore the total of the ERC of the other Building Items and the P&M ERC (where applicable) to enable the correct contract size adjustment to be made. ERC of Building Component + ERC of P&M = Total ERC to which contract size adjustment should be applied. The appropriate % adjustment should be made in accordance with the scale for contract size adjustment specified under section 6 of the RCG 2023 Guidance notes. The currency ERC rates are set at £4m (Four Million Pounds) @ 1st April 2021 (AVD) for the RCG 2023 Publication. | Details from previous Cost Guides Junction Housing size being supported. Costs from Spons 2015. Includes allowance for Preliminaries Overheads and Profit. | Costs are unit costs for the height of support as stated inclusive of foundations. (excludes piling) | - | - | Junction Housing building on top of support structure separate section for costs. Walkways and access ladders separate section for costs. | - | For additional cost of extra walkways see 215N11 or similar. Costs include typical pad/isolated foundation. Costs exclude piling. | Photo 1 - Typical support framework to Junction House | - | 10061 |  | M3 | - | NA | NA | NA | 42.8095 | Option 2 | 53.0753 | 23.98% | 211920.7557 | 160162.1424 | 374028% | 301664% | 160162.1424 | 374028% | Indexed | NA | VOA_GPN_GOV_UK\7246041 | 2019-08-30 | Low | Blue | High | Risk taken from previous CG | - | - | NA | SPONS A&B | NA | (BEAMS Note 2) The ERC for this item should be added to all other rateable items on the hereditament (except land). Therefore the total of the ERC of the other Building Items and the P&M ERC (where applicable) to enable the correct contract size adjustment to be made. ERC of Building Component + ERC of P&M = Total ERC to which contract size adjustment should be applied. The appropriate % adjustment should be made in accordance with the scale for contract size adjustment specified under section 6 of the RCG 2021 Guidance notes. The currency ERC rates are set at £4m (Four Million Pounds) @ 1st April 2019 (AVD) for the RCG 2021 Publication. | Photo 1 - Typical support framework to Junction House | - | 2 | TRUE
803 | 205A30 | 8772 | 205A30 | Conveyors | Junction house - support frames | Steel supports | Ht 18.0m | 2900m³ | General construction, Columns: Universal Columns 305mm X 305mm X 97kg/m with horizontal frame brace Universal Beams 305mm x 165mm x 40kg/m also horizontal cross bracing to top and at height breaks; 150mm x 150mm x 15kg/m cross bracing; painted finished or galvanised with reinforced concrete pad foundation to each stanchion leg including holding down bolts and grouting to baseplate. Height of supporting structure 18m, 4 nr breaks. | Location Adjustment Applicable (See Guidance Notes) - ERC = UK mean of 1.00 | (BEAMS Note 2) The ERC for this item should be added to all other rateable items on the hereditament (except land). Therefore the total of the ERC of the other Building Items and the P&M ERC (where applicable) to enable the correct contract size adjustment to be made. ERC of Building Component + ERC of P&M = Total ERC to which contract size adjustment should be applied. The appropriate % adjustment should be made in accordance with the scale for contract size adjustment specified under section 6 of the RCG 2023 Guidance notes. The currency ERC rates are set at £4m (Four Million Pounds) @ 1st April 2021 (AVD) for the RCG 2023 Publication. | Details from previous Cost Guides Junction Housing size being supported. Costs from Spons 2015. Includes allowance for Preliminaries Overheads and Profit. | Costs are unit costs for the height of support as stated inclusive of foundations. (excludes piling) | - | - | Junction Housing building on top of support structure separate section for costs. Walkways and access ladders separate section for costs. | - | For additional cost of extra walkways see 215N11 or similar. Costs include typical pad/isolated foundation. Costs exclude piling. | Photo 1 - Typical support framework to Junction House | - | 10061 |  | M3 | - | NA | NA | NA | 41.0971 | Option 2 | 50.9523 | 23.98% | 232894.8448 | 176013.6103 | 428187% | 345348% | 176013.6103 | 428187% | Indexed | NA | VOA_GPN_GOV_UK\7246041 | 2019-08-30 | Low | Blue | High | Risk taken from previous CG | - | - | NA | SPONS A&B | NA | (BEAMS Note 2) The ERC for this item should be added to all other rateable items on the hereditament (except land). Therefore the total of the ERC of the other Building Items and the P&M ERC (where applicable) to enable the correct contract size adjustment to be made. ERC of Building Component + ERC of P&M = Total ERC to which contract size adjustment should be applied. The appropriate % adjustment should be made in accordance with the scale for contract size adjustment specified under section 6 of the RCG 2021 Guidance notes. The currency ERC rates are set at £4m (Four Million Pounds) @ 1st April 2019 (AVD) for the RCG 2021 Publication. | Photo 1 - Typical support framework to Junction House | - | 2 | TRUE
804 | 205A31 | 8773 | 205A31 | Conveyors | Junction house - support frames | Steel supports | Ht 18.0m | 3200m³ | General construction, Columns: Universal Columns 305mm X 305mm X 97kg/m with horizontal frame brace Universal Beams 305mm x 165mm x 40kg/m also horizontal cross bracing to top and at height breaks; 150mm x 150mm x 15kg/m cross bracing; painted finished or galvanised with reinforced concrete pad foundation to each stanchion leg including holding down bolts and grouting to baseplate. Height of supporting structure 18m, 4 nr breaks. | Location Adjustment Applicable (See Guidance Notes) - ERC = UK mean of 1.00 | (BEAMS Note 2) The ERC for this item should be added to all other rateable items on the hereditament (except land). Therefore the total of the ERC of the other Building Items and the P&M ERC (where applicable) to enable the correct contract size adjustment to be made. ERC of Building Component + ERC of P&M = Total ERC to which contract size adjustment should be applied. The appropriate % adjustment should be made in accordance with the scale for contract size adjustment specified under section 6 of the RCG 2023 Guidance notes. The currency ERC rates are set at £4m (Four Million Pounds) @ 1st April 2021 (AVD) for the RCG 2023 Publication. | Details from previous Cost Guides Junction Housing size being supported. Costs from Spons 2015. Includes allowance for Preliminaries Overheads and Profit. | Costs are unit costs for the height of support as stated inclusive of foundations. (excludes piling) | - | - | Junction Housing building on top of support structure separate section for costs. Walkways and access ladders separate section for costs. | - | For additional cost of extra walkways see 215N11 or similar. Costs include typical pad/isolated foundation. Costs exclude piling. | Photo 1 - Typical support framework to Junction House | - | 10061 |  | M3 | - | NA | NA | NA | 42.8095 | Option 2 | 53.0753 | 23.98% | 203490.1934 | 153790.6244 | 359145% | 289659% | 153790.6244 | 359145% | Indexed | NA | VOA_GPN_GOV_UK\7246041 | 2019-08-30 | Low | Blue | High | Risk taken from previous CG | - | - | NA | SPONS A&B | NA | (BEAMS Note 2) The ERC for this item should be added to all other rateable items on the hereditament (except land). Therefore the total of the ERC of the other Building Items and the P&M ERC (where applicable) to enable the correct contract size adjustment to be made. ERC of Building Component + ERC of P&M = Total ERC to which contract size adjustment should be applied. The appropriate % adjustment should be made in accordance with the scale for contract size adjustment specified under section 6 of the RCG 2021 Guidance notes. The currency ERC rates are set at £4m (Four Million Pounds) @ 1st April 2019 (AVD) for the RCG 2021 Publication. | Photo 1 - Typical support framework to Junction House | - | 2 | TRUE
805 | 205A32 | 8774 | 205A32 | Conveyors | Junction house - support frames | Steel supports | Ht 18.0m | 3500m³ | General construction, Columns: Universal Columns 305mm X 305mm X 97kg/m with horizontal frame brace Universal Beams 305mm x 165mm x 40kg/m also horizontal cross bracing to top and at height breaks; 150mm x 150mm x 15kg/m cross bracing; painted finished or galvanised with reinforced concrete pad foundation to each stanchion leg including holding down bolts and grouting to baseplate. Height of supporting structure 18m, 4 nr breaks. | Location Adjustment Applicable (See Guidance Notes) - ERC = UK mean of 1.00 | (BEAMS Note 2) The ERC for this item should be added to all other rateable items on the hereditament (except land). Therefore the total of the ERC of the other Building Items and the P&M ERC (where applicable) to enable the correct contract size adjustment to be made. ERC of Building Component + ERC of P&M = Total ERC to which contract size adjustment should be applied. The appropriate % adjustment should be made in accordance with the scale for contract size adjustment specified under section 6 of the RCG 2023 Guidance notes. The currency ERC rates are set at £4m (Four Million Pounds) @ 1st April 2021 (AVD) for the RCG 2023 Publication. | Details from previous Cost Guides Junction Housing size being supported. Costs from Spons 2015. Includes allowance for Preliminaries Overheads and Profit. | Costs are unit costs for the height of support as stated inclusive of foundations. (excludes piling) | - | - | Junction Housing building on top of support structure separate section for costs. Walkways and access ladders separate section for costs. | - | For additional cost of extra walkways see 215N11 or similar. Costs include typical pad/isolated foundation. Costs exclude piling. | Photo 1 - Typical support framework to Junction House | - | 10061 |  | M3 | - | NA | NA | NA | 43.6656 | Option 2 | 54.1368 | 23.98% | 207341.7122 | 156701.4648 | 358767% | 289354% | 156701.4648 | 358767% | Indexed | NA | VOA_GPN_GOV_UK\7246041 | 2019-08-30 | Low | Blue | High | Risk taken from previous CG | - | - | NA | SPONS A&B | NA | (BEAMS Note 2) The ERC for this item should be added to all other rateable items on the hereditament (except land). Therefore the total of the ERC of the other Building Items and the P&M ERC (where applicable) to enable the correct contract size adjustment to be made. ERC of Building Component + ERC of P&M = Total ERC to which contract size adjustment should be applied. The appropriate % adjustment should be made in accordance with the scale for contract size adjustment specified under section 6 of the RCG 2021 Guidance notes. The currency ERC rates are set at £4m (Four Million Pounds) @ 1st April 2019 (AVD) for the RCG 2021 Publication. | Photo 1 - Typical support framework to Junction House | - | 2 | TRUE
806 | 205A33 | 8775 | 205A33 | Conveyors | Junction house - support frames | Steel supports | Ht 18.0m | 3800m³ | General construction, Columns: Universal Columns 305mm X 305mm X 97kg/m with horizontal frame brace Universal Beams 305mm x 165mm x 40kg/m also horizontal cross bracing to top and at height breaks; 150mm x 150mm x 15kg/m cross bracing; painted finished or galvanised with reinforced concrete pad foundation to each stanchion leg including holding down bolts and grouting to baseplate. Height of supporting structure 18m, 4 nr breaks. | Location Adjustment Applicable (See Guidance Notes) - ERC = UK mean of 1.00 | (BEAMS Note 2) The ERC for this item should be added to all other rateable items on the hereditament (except land). Therefore the total of the ERC of the other Building Items and the P&M ERC (where applicable) to enable the correct contract size adjustment to be made. ERC of Building Component + ERC of P&M = Total ERC to which contract size adjustment should be applied. The appropriate % adjustment should be made in accordance with the scale for contract size adjustment specified under section 6 of the RCG 2023 Guidance notes. The currency ERC rates are set at £4m (Four Million Pounds) @ 1st April 2021 (AVD) for the RCG 2023 Publication. | Details from previous Cost Guides Junction Housing size being supported. Costs from Spons 2015. Includes allowance for Preliminaries Overheads and Profit. | Costs are unit costs for the height of support as stated inclusive of foundations. (excludes piling) | - | - | Junction Housing building on top of support structure separate section for costs. Walkways and access ladders separate section for costs. | - | For additional cost of extra walkways see 215N11 or similar. Costs include typical pad/isolated foundation. Costs exclude piling. | Photo 1 - Typical support framework to Junction House | - | 10061 |  | M3 | - | NA | NA | NA | 43.6656 | Option 2 | 54.1368 | 23.98% | 211240.6871 | 159648.1709 | 365515% | 294797% | 159648.1709 | 365515% | Indexed | NA | VOA_GPN_GOV_UK\7246041 | 2019-08-30 | Low | Blue | High | Risk taken from previous CG | - | - | NA | SPONS A&B | NA | (BEAMS Note 2) The ERC for this item should be added to all other rateable items on the hereditament (except land). Therefore the total of the ERC of the other Building Items and the P&M ERC (where applicable) to enable the correct contract size adjustment to be made. ERC of Building Component + ERC of P&M = Total ERC to which contract size adjustment should be applied. The appropriate % adjustment should be made in accordance with the scale for contract size adjustment specified under section 6 of the RCG 2021 Guidance notes. The currency ERC rates are set at £4m (Four Million Pounds) @ 1st April 2019 (AVD) for the RCG 2021 Publication. | Photo 1 - Typical support framework to Junction House | - | 2 | TRUE
807 | 205A34 | 8776 | 205A34 | Conveyors | Junction house - support frames | Steel supports | Ht 43.0m | 4100m³ | General construction, Columns: Universal Columns 610mm X 305mm X 238kg/m with horizontal frame brace Universal Beams 305mm x 165mm x 54kg/m also horizontal cross bracing to top and at height breaks; 150mm x 150mm x 15kg/m cross bracing; painted finished or galvanised with reinforced concrete pad foundation to each stanchion leg including holding down bolts and grouting to baseplate. Height of supporting structure 43m, 9 nr breaks. | Location Adjustment Applicable (See Guidance Notes) - ERC = UK mean of 1.00 | (BEAMS Note 2) The ERC for this item should be added to all other rateable items on the hereditament (except land). Therefore the total of the ERC of the other Building Items and the P&M ERC (where applicable) to enable the correct contract size adjustment to be made. ERC of Building Component + ERC of P&M = Total ERC to which contract size adjustment should be applied. The appropriate % adjustment should be made in accordance with the scale for contract size adjustment specified under section 6 of the RCG 2023 Guidance notes. The currency ERC rates are set at £4m (Four Million Pounds) @ 1st April 2021 (AVD) for the RCG 2023 Publication. | Details from previous Cost Guides Junction Housing size being supported. Costs from Spons 2015. Includes allowance for Preliminaries Overheads and Profit. | Costs are unit costs for the height of support as stated inclusive of foundations. (excludes piling) | - | - | Junction Housing building on top of support structure separate section for costs. Walkways and access ladders separate section for costs. | - | For additional cost of extra walkways see 215N11 or similar. Costs include typical pad/isolated foundation. Costs exclude piling. | Photo 1 - Typical support framework to Junction House | - | 10061 |  | M3 | - | NA | NA | NA | 29.9666 | Option 2 | 37.1527 | 23.98% | 855260.4001 | 646375.281 | 2156884% | 1739678% | 646375.281 | 2156884% | Indexed | NA | VOA_GPN_GOV_UK\7246041 | 2019-08-30 | Low | Blue | High | Risk taken from previous CG | - | - | NA | SPONS A&B | NA | (BEAMS Note 2) The ERC for this item should be added to all other rateable items on the hereditament (except land). Therefore the total of the ERC of the other Building Items and the P&M ERC (where applicable) to enable the correct contract size adjustment to be made. ERC of Building Component + ERC of P&M = Total ERC to which contract size adjustment should be applied. The appropriate % adjustment should be made in accordance with the scale for contract size adjustment specified under section 6 of the RCG 2021 Guidance notes. The currency ERC rates are set at £4m (Four Million Pounds) @ 1st April 2019 (AVD) for the RCG 2021 Publication. | Photo 1 - Typical support framework to Junction House | - | 2 | TRUE
808 | 3000ZE | 7083 | 3000ZE | Conveyors | Recovery tunnels | 1.5m below ground level | Width 5m x 3m depth | 15m² | General construction : Excavate for base slab, earthwork support, working space, reinforced concrete slab (0.20m thick) on blinded hardcore; reinforced concrete walls (150mm thick) and reinforced concrete roof (250mm thick), including bar reinforcement and associated formwork, including allowance for preliminaries etc. | Location Adjustment Applicable (See Guidance Notes) - ERC = UK mean of 1.00 | (BEAMS Note 2) The ERC for this item should be added to all other rateable items on the hereditament (except land). Therefore the total of the ERC of the other Building Items and the P&M ERC (where applicable) to enable the correct contract size adjustment to be made. ERC of Building Component + ERC of P&M = Total ERC to which contract size adjustment should be applied. The appropriate % adjustment should be made in accordance with the scale for contract size adjustment specified under section 6 of the RCG 2023 Guidance notes. The currency ERC rates are set at £4m (Four Million Pounds) @ 1st April 2021 (AVD) for the RCG 2023 Publication. | Details from previous Cost Guides. Costs from Spons 2015. Includes allowance for Preliminaries Overheads and Profit. Composite measurement based on 5.0m modules - rationalised to provide /m | Costs do not allow for Asphalt tanking. | - | - | NOTE: Costs for any lighting, power and ventilation should be added in addition. | - | Where roof level varies from those shown, costs should be interpolated or extrapolated as appropriate. | - | - | 10063 |  | M | - | NA | NA | NA | 2326.2658 | Option 2 | 2884.1139 | 23.98% | 3180.4025 | 2403.6347 | 3.326% | -16.66% | 2403.6347 | 3.326% | Indexed | NA | VOA_GPN_GOV_UK\7246041 | 2019-08-30 | Low | Blue | High | Risk taken from previous CG | - | - | NA | SPONS A&B | NA | (BEAMS Note 2) The ERC for this item should be added to all other rateable items on the hereditament (except land). Therefore the total of the ERC of the other Building Items and the P&M ERC (where applicable) to enable the correct contract size adjustment to be made. ERC of Building Component + ERC of P&M = Total ERC to which contract size adjustment should be applied. The appropriate % adjustment should be made in accordance with the scale for contract size adjustment specified under section 6 of the RCG 2021 Guidance notes. The currency ERC rates are set at £4m (Four Million Pounds) @ 1st April 2019 (AVD) for the RCG 2021 Publication. | - | - | 2 | TRUE
809 | 3000ZH | 7086 | 3000ZH | Conveyors | Recovery tunnels | 1.5m below ground level | Width 2m x 2m depth | 4m² | General construction : Excavate for base slab, earthwork support, working space, reinforced concrete slab (0.20m thick) on blinded hardcore; reinforced concrete walls (150mm thick) and reinforced concrete roof (250mm thick), including bar reinforcement and associated formwork, including allowance for preliminaries etc. | Location Adjustment Applicable (See Guidance Notes) - ERC = UK mean of 1.00 | (BEAMS Note 2) The ERC for this item should be added to all other rateable items on the hereditament (except land). Therefore the total of the ERC of the other Building Items and the P&M ERC (where applicable) to enable the correct contract size adjustment to be made. ERC of Building Component + ERC of P&M = Total ERC to which contract size adjustment should be applied. The appropriate % adjustment should be made in accordance with the scale for contract size adjustment specified under section 6 of the RCG 2023 Guidance notes. The currency ERC rates are set at £4m (Four Million Pounds) @ 1st April 2021 (AVD) for the RCG 2023 Publication. | Details from previous Cost Guides. Costs from Spons 2015. Includes allowance for Preliminaries Overheads and Profit. Composite measurement based on 5.0m modules - rationalised to provide /m | Costs do not allow for Asphalt tanking. | - | - | NOTE: Costs for any lighting, power and ventilation should be added in addition. | - | Where roof level varies from those shown, costs should be interpolated or extrapolated as appropriate. | - | - | 10063 |  | M | - | NA | NA | NA | 1163.561 | Option 2 | 1442.5877 | 23.98% | 1469.829 | 1110.8443 | -4.531% | -23% | 1110.8443 | -4.531% | Indexed | NA | VOA_GPN_GOV_UK\7246041 | 2019-08-30 | Low | Blue | High | Risk taken from previous CG | - | - | NA | SPONS A&B | NA | (BEAMS Note 2) The ERC for this item should be added to all other rateable items on the hereditament (except land). Therefore the total of the ERC of the other Building Items and the P&M ERC (where applicable) to enable the correct contract size adjustment to be made. ERC of Building Component + ERC of P&M = Total ERC to which contract size adjustment should be applied. The appropriate % adjustment should be made in accordance with the scale for contract size adjustment specified under section 6 of the RCG 2021 Guidance notes. The currency ERC rates are set at £4m (Four Million Pounds) @ 1st April 2019 (AVD) for the RCG 2021 Publication. | - | - | 2 | TRUE
810 | 3000ZJ | 7087 | 3000ZJ | Conveyors | Recovery tunnels | 1.5m below ground level | Width 2m x 3m depth | 6m² | General construction : Excavate for base slab, earthwork support, working space, reinforced concrete slab (0.20m thick) on blinded hardcore; reinforced concrete walls (150mm thick) and reinforced concrete roof (250mm thick), including bar reinforcement and associated formwork, including allowance for preliminaries etc. | Location Adjustment Applicable (See Guidance Notes) - ERC = UK mean of 1.00 | (BEAMS Note 2) The ERC for this item should be added to all other rateable items on the hereditament (except land). Therefore the total of the ERC of the other Building Items and the P&M ERC (where applicable) to enable the correct contract size adjustment to be made. ERC of Building Component + ERC of P&M = Total ERC to which contract size adjustment should be applied. The appropriate % adjustment should be made in accordance with the scale for contract size adjustment specified under section 6 of the RCG 2023 Guidance notes. The currency ERC rates are set at £4m (Four Million Pounds) @ 1st April 2021 (AVD) for the RCG 2023 Publication. | Details from previous Cost Guides. Costs from Spons 2015. Includes allowance for Preliminaries Overheads and Profit. Composite measurement based on 5.0m modules - rationalised to provide /m | Costs do not allow for Asphalt tanking. | - | - | NOTE: Costs for any lighting, power and ventilation should be added in addition. | - | Where roof level varies from those shown, costs should be interpolated or extrapolated as appropriate. | - | - | 10063 |  | M | - | NA | NA | NA | 1541.9966 | Option 2 | 1911.7737 | 23.98% | 1891.1446 | 1429.2596 | -7.311% | -25.24% | 1429.2596 | -7.311% | Indexed | NA | VOA_GPN_GOV_UK\7246041 | 2019-08-30 | Low | Blue | High | Risk taken from previous CG | - | - | NA | SPONS A&B | NA | (BEAMS Note 2) The ERC for this item should be added to all other rateable items on the hereditament (except land). Therefore the total of the ERC of the other Building Items and the P&M ERC (where applicable) to enable the correct contract size adjustment to be made. ERC of Building Component + ERC of P&M = Total ERC to which contract size adjustment should be applied. The appropriate % adjustment should be made in accordance with the scale for contract size adjustment specified under section 6 of the RCG 2021 Guidance notes. The currency ERC rates are set at £4m (Four Million Pounds) @ 1st April 2019 (AVD) for the RCG 2021 Publication. | - | - | 2 | TRUE
811 | 3000ZJA | 9434 | 3000ZJA | Conveyors | Recovery tunnels | 1.5m below ground level | Width 3m x 2m depth | 6m² | General construction : Excavate for base slab, earthwork support, working space, reinforced concrete slab (0.20m thick) on blinded hardcore; reinforced concrete walls (150mm thick) and reinforced concrete roof (250mm thick), including bar reinforcement and associated formwork, including allowance for preliminaries etc. | Location Adjustment Applicable (See Guidance Notes) - ERC = UK mean of 1.00 | (BEAMS Note 2) The ERC for this item should be added to all other rateable items on the hereditament (except land). Therefore the total of the ERC of the other Building Items and the P&M ERC (where applicable) to enable the correct contract size adjustment to be made. ERC of Building Component + ERC of P&M = Total ERC to which contract size adjustment should be applied. The appropriate % adjustment should be made in accordance with the scale for contract size adjustment specified under section 6 of the RCG 2023 Guidance notes. The currency ERC rates are set at £4m (Four Million Pounds) @ 1st April 2021 (AVD) for the RCG 2023 Publication. | Details from previous Cost Guides. Costs from Spons 2015. Includes allowance for Preliminaries Overheads and Profit. Composite measurement based on 5.0m modules - rationalised to provide /m | Costs do not allow for Asphalt tanking. | - | - | NOTE: Costs for any lighting, power and ventilation should be added in addition. | - | Where roof level varies from those shown, costs should be interpolated or extrapolated as appropriate. | - | - | 10063 |  | M | - | NA | NA | NA | #N/A | Option 2 | ERROR | 0% | 1760.6153 | 1330.6102 | 0% | 0% | 1330.6102 | 0% | Indexed | NA | VOA_GPN_GOV_UK\7246041 | 2019-08-30 | Low | Blue | High | Risk taken from previous CG | - | - | NA | SPONS A&B | NA | (BEAMS Note 2) The ERC for this item should be added to all other rateable items on the hereditament (except land). Therefore the total of the ERC of the other Building Items and the P&M ERC (where applicable) to enable the correct contract size adjustment to be made. ERC of Building Component + ERC of P&M = Total ERC to which contract size adjustment should be applied. The appropriate % adjustment should be made in accordance with the scale for contract size adjustment specified under section 6 of the RCG 2021 Guidance notes. The currency ERC rates are set at £4m (Four Million Pounds) @ 1st April 2019 (AVD) for the RCG 2021 Publication. | - | - | 2 | TRUE
812 | 3000ZK | 7088 | 3000ZK | Conveyors | Recovery tunnels | 1.5m below ground level | Width 3m x 3m depth | 9m² | General construction : Excavate for base slab, earthwork support, working space, reinforced concrete slab (0.20m thick) on blinded hardcore; reinforced concrete walls (150mm thick) and reinforced concrete roof (250mm thick), including bar reinforcement and associated formwork, including allowance for preliminaries etc. | Location Adjustment Applicable (See Guidance Notes) - ERC = UK mean of 1.00 | (BEAMS Note 2) The ERC for this item should be added to all other rateable items on the hereditament (except land). Therefore the total of the ERC of the other Building Items and the P&M ERC (where applicable) to enable the correct contract size adjustment to be made. ERC of Building Component + ERC of P&M = Total ERC to which contract size adjustment should be applied. The appropriate % adjustment should be made in accordance with the scale for contract size adjustment specified under section 6 of the RCG 2023 Guidance notes. The currency ERC rates are set at £4m (Four Million Pounds) @ 1st April 2021 (AVD) for the RCG 2023 Publication. | Details from previous Cost Guides. Costs from Spons 2015. Includes allowance for Preliminaries Overheads and Profit. Composite measurement based on 5.0m modules - rationalised to provide /m | Costs do not allow for Asphalt tanking. | - | - | NOTE: Costs for any lighting, power and ventilation should be added in addition. | - | Where roof level varies from those shown, costs should be interpolated or extrapolated as appropriate. | - | - | 10063 |  | M | - | NA | NA | NA | 1742.3448 | Option 2 | 2160.1663 | 23.98% | 2320.8972 | 1754.0513 | 0.6719% | -18.8% | 1754.0513 | 0.6719% | Indexed | NA | VOA_GPN_GOV_UK\7246041 | 2019-08-30 | Low | Blue | High | Risk taken from previous CG | - | - | NA | SPONS A&B | NA | (BEAMS Note 2) The ERC for this item should be added to all other rateable items on the hereditament (except land). Therefore the total of the ERC of the other Building Items and the P&M ERC (where applicable) to enable the correct contract size adjustment to be made. ERC of Building Component + ERC of P&M = Total ERC to which contract size adjustment should be applied. The appropriate % adjustment should be made in accordance with the scale for contract size adjustment specified under section 6 of the RCG 2021 Guidance notes. The currency ERC rates are set at £4m (Four Million Pounds) @ 1st April 2019 (AVD) for the RCG 2021 Publication. | - | - | 2 | TRUE
813 | 3000ZL | 7089 | 3000ZL | Conveyors | Recovery tunnels | 1.5m below ground level | Width 4m x 3m depth | 12m² | General construction : Excavate for base slab, earthwork support, working space, reinforced concrete slab (0.20m thick) on blinded hardcore; reinforced concrete walls (150mm thick) and reinforced concrete roof (250mm thick), including bar reinforcement and associated formwork, including allowance for preliminaries etc. | Location Adjustment Applicable (See Guidance Notes) - ERC = UK mean of 1.00 | (BEAMS Note 2) The ERC for this item should be added to all other rateable items on the hereditament (except land). Therefore the total of the ERC of the other Building Items and the P&M ERC (where applicable) to enable the correct contract size adjustment to be made. ERC of Building Component + ERC of P&M = Total ERC to which contract size adjustment should be applied. The appropriate % adjustment should be made in accordance with the scale for contract size adjustment specified under section 6 of the RCG 2023 Guidance notes. The currency ERC rates are set at £4m (Four Million Pounds) @ 1st April 2021 (AVD) for the RCG 2023 Publication. | Details from previous Cost Guides. Costs from Spons 2015. Includes allowance for Preliminaries Overheads and Profit. Composite measurement based on 5.0m modules - rationalised to provide /m | Costs do not allow for Asphalt tanking. | - | - | NOTE: Costs for any lighting, power and ventilation should be added in addition. | - | Where roof level varies from those shown, costs should be interpolated or extrapolated as appropriate. | - | - | 10063 |  | M | - | NA | NA | NA | 2103.6567 | Option 2 | 2608.1222 | 23.98% | 2750.6499 | 2078.843 | -1.18% | -20.29% | 2078.843 | -1.18% | Indexed | NA | VOA_GPN_GOV_UK\7246041 | 2019-08-30 | Low | Blue | High | Risk taken from previous CG | - | - | NA | SPONS A&B | NA | (BEAMS Note 2) The ERC for this item should be added to all other rateable items on the hereditament (except land). Therefore the total of the ERC of the other Building Items and the P&M ERC (where applicable) to enable the correct contract size adjustment to be made. ERC of Building Component + ERC of P&M = Total ERC to which contract size adjustment should be applied. The appropriate % adjustment should be made in accordance with the scale for contract size adjustment specified under section 6 of the RCG 2021 Guidance notes. The currency ERC rates are set at £4m (Four Million Pounds) @ 1st April 2019 (AVD) for the RCG 2021 Publication. | - | - | 2 | TRUE
814 | 3000ZA | 7076 | 3000ZA | Conveyors | Recovery tunnels | Ground level | Width 2m x 3m depth | 6m² | General construction : Excavate for base slab, earthwork support, working space, reinforced concrete slab (0.20m thick) on blinded hardcore; reinforced concrete walls (150mm thick) and reinforced concrete roof (150mm thick), including bar reinforcement and associated formwork, including allowance for preliminaries etc. | Location Adjustment Applicable (See Guidance Notes) - ERC = UK mean of 1.00 | (BEAMS Note 2) The ERC for this item should be added to all other rateable items on the hereditament (except land). Therefore the total of the ERC of the other Building Items and the P&M ERC (where applicable) to enable the correct contract size adjustment to be made. ERC of Building Component + ERC of P&M = Total ERC to which contract size adjustment should be applied. The appropriate % adjustment should be made in accordance with the scale for contract size adjustment specified under section 6 of the RCG 2023 Guidance notes. The currency ERC rates are set at £4m (Four Million Pounds) @ 1st April 2021 (AVD) for the RCG 2023 Publication. | Details from previous Cost Guides. Costs from Spons 2015. Includes allowance for Preliminaries Overheads and Profit. Composite measurement based on 5.0m modules - rationalised to provide /m | Costs do not allow for Asphalt tanking. | - | - | NOTE: Costs for any lighting, power and ventilation should be added in addition. | - | - | - | - | 10062 |  | M | - | NA | NA | NA | 1435.8291 | Option 2 | 1780.1469 | 23.98% | 1222.799 | 924.1479 | -35.64% | -48.09% | 924.1479 | -35.64% | Indexed | NA | VOA_GPN_GOV_UK\7246041 | 2019-08-30 | Low | Blue | High | Risk taken from previous CG | - | - | NA | SPONS A&B | NA | (BEAMS Note 2) The ERC for this item should be added to all other rateable items on the hereditament (except land). Therefore the total of the ERC of the other Building Items and the P&M ERC (where applicable) to enable the correct contract size adjustment to be made. ERC of Building Component + ERC of P&M = Total ERC to which contract size adjustment should be applied. The appropriate % adjustment should be made in accordance with the scale for contract size adjustment specified under section 6 of the RCG 2021 Guidance notes. The currency ERC rates are set at £4m (Four Million Pounds) @ 1st April 2019 (AVD) for the RCG 2021 Publication. | - | - | 2 | TRUE
815 | 3000ZB | 7077 | 3000ZB | Conveyors | Recovery tunnels | Ground level | Width 3m x 2m depth | 6m² | General construction : Excavate for base slab, earthwork support, working space, reinforced concrete slab (0.20m thick) on blinded hardcore; reinforced concrete walls (150mm thick) and reinforced concrete roof (150mm thick), including bar reinforcement and associated formwork, including allowance for preliminaries etc. | Location Adjustment Applicable (See Guidance Notes) - ERC = UK mean of 1.00 | (BEAMS Note 2) The ERC for this item should be added to all other rateable items on the hereditament (except land). Therefore the total of the ERC of the other Building Items and the P&M ERC (where applicable) to enable the correct contract size adjustment to be made. ERC of Building Component + ERC of P&M = Total ERC to which contract size adjustment should be applied. The appropriate % adjustment should be made in accordance with the scale for contract size adjustment specified under section 6 of the RCG 2023 Guidance notes. The currency ERC rates are set at £4m (Four Million Pounds) @ 1st April 2021 (AVD) for the RCG 2023 Publication. | Details from previous Cost Guides. Costs from Spons 2015. Includes allowance for Preliminaries Overheads and Profit. Composite measurement based on 5.0m modules - rationalised to provide /m | Costs do not allow for Asphalt tanking. | - | - | NOTE: Costs for any lighting, power and ventilation should be added in addition. | - | - | - | - | 10062 |  | M | - | NA | NA | NA | 1255.1732 | Option 2 | 1556.1689 | 23.98% | 1087.6663 | 822.0194 | -34.51% | -47.18% | 822.0194 | -34.51% | Indexed | NA | VOA_GPN_GOV_UK\7246041 | 2019-08-30 | Low | Blue | High | Risk taken from previous CG | - | - | NA | SPONS A&B | NA | (BEAMS Note 2) The ERC for this item should be added to all other rateable items on the hereditament (except land). Therefore the total of the ERC of the other Building Items and the P&M ERC (where applicable) to enable the correct contract size adjustment to be made. ERC of Building Component + ERC of P&M = Total ERC to which contract size adjustment should be applied. The appropriate % adjustment should be made in accordance with the scale for contract size adjustment specified under section 6 of the RCG 2021 Guidance notes. The currency ERC rates are set at £4m (Four Million Pounds) @ 1st April 2019 (AVD) for the RCG 2021 Publication. | - | - | 2 | TRUE
816 | 3000ZC | 7078 | 3000ZC | Conveyors | Recovery tunnels | Ground level | Width 3m x 3m depth | 9m² | General construction : Excavate for base slab, earthwork support, working space, reinforced concrete slab (0.20m thick) on blinded hardcore; reinforced concrete walls (150mm thick) and reinforced concrete roof (150mm thick), including bar reinforcement and associated formwork, including allowance for preliminaries etc. | Location Adjustment Applicable (See Guidance Notes) - ERC = UK mean of 1.00 | (BEAMS Note 2) The ERC for this item should be added to all other rateable items on the hereditament (except land). Therefore the total of the ERC of the other Building Items and the P&M ERC (where applicable) to enable the correct contract size adjustment to be made. ERC of Building Component + ERC of P&M = Total ERC to which contract size adjustment should be applied. The appropriate % adjustment should be made in accordance with the scale for contract size adjustment specified under section 6 of the RCG 2023 Guidance notes. The currency ERC rates are set at £4m (Four Million Pounds) @ 1st April 2021 (AVD) for the RCG 2023 Publication. | Details from previous Cost Guides. Costs from Spons 2015. Includes allowance for Preliminaries Overheads and Profit. Composite measurement based on 5.0m modules - rationalised to provide /m | Costs do not allow for Asphalt tanking. | - | - | NOTE: Costs for any lighting, power and ventilation should be added in addition. | - | - | - | - | 10062 |  | M | - | NA | NA | NA | 1613.9165 | Option 2 | 2000.9403 | 23.98% | 1435.0539 | 1084.5625 | -32.8% | -45.8% | 1084.5625 | -32.8% | Indexed | NA | VOA_GPN_GOV_UK\7246041 | 2019-08-30 | Low | Blue | High | Risk taken from previous CG | - | - | NA | SPONS A&B | NA | (BEAMS Note 2) The ERC for this item should be added to all other rateable items on the hereditament (except land). Therefore the total of the ERC of the other Building Items and the P&M ERC (where applicable) to enable the correct contract size adjustment to be made. ERC of Building Component + ERC of P&M = Total ERC to which contract size adjustment should be applied. The appropriate % adjustment should be made in accordance with the scale for contract size adjustment specified under section 6 of the RCG 2021 Guidance notes. The currency ERC rates are set at £4m (Four Million Pounds) @ 1st April 2019 (AVD) for the RCG 2021 Publication. | - | - | 2 | TRUE
817 | 3000ZD | 7082 | 3000ZD | Conveyors | Recovery tunnels | Ground level | Width 2m x 2m depth | 4m² | General construction : Excavate for base slab, earthwork support, working space, reinforced concrete slab (0.20m thick) on blinded hardcore; reinforced concrete walls (150mm thick) and reinforced concrete roof (150mm thick), including bar reinforcement and associated formwork, including allowance for preliminaries etc. | Location Adjustment Applicable (See Guidance Notes) - ERC = UK mean of 1.00 | (BEAMS Note 2) The ERC for this item should be added to all other rateable items on the hereditament (except land). Therefore the total of the ERC of the other Building Items and the P&M ERC (where applicable) to enable the correct contract size adjustment to be made. ERC of Building Component + ERC of P&M = Total ERC to which contract size adjustment should be applied. The appropriate % adjustment should be made in accordance with the scale for contract size adjustment specified under section 6 of the RCG 2023 Guidance notes. The currency ERC rates are set at £4m (Four Million Pounds) @ 1st April 2021 (AVD) for the RCG 2023 Publication. | Details from previous Cost Guides. Costs from Spons 2015. Includes allowance for Preliminaries Overheads and Profit. Composite measurement based on 5.0m modules - rationalised to provide /m | Costs do not allow for Asphalt tanking. | - | - | NOTE: Costs for any lighting, power and ventilation should be added in addition. | - |  | - | - | 10062 |  | M | - | NA | NA | NA | 1088.2164 | Option 2 | 1349.1751 | 23.98% | 935.4478 | 706.9781 | -35.03% | -47.6% | 706.9781 | -35.03% | Indexed | NA | VOA_GPN_GOV_UK\7246041 | 2019-08-30 | Low | Blue | High | Risk taken from previous CG | - | - | NA | SPONS A&B | NA | (BEAMS Note 2) The ERC for this item should be added to all other rateable items on the hereditament (except land). Therefore the total of the ERC of the other Building Items and the P&M ERC (where applicable) to enable the correct contract size adjustment to be made. ERC of Building Component + ERC of P&M = Total ERC to which contract size adjustment should be applied. The appropriate % adjustment should be made in accordance with the scale for contract size adjustment specified under section 6 of the RCG 2021 Guidance notes. The currency ERC rates are set at £4m (Four Million Pounds) @ 1st April 2019 (AVD) for the RCG 2021 Publication. | - | - | 2 | TRUE
818 | 3000ZF | 7084 | 3000ZF | Conveyors | Recovery tunnels | Ground level | Width 4m x 3m depth | 12m² | General construction : Excavate for base slab, earthwork support, working space, reinforced concrete slab (0.20m thick) on blinded hardcore; reinforced concrete walls (150mm thick) and reinforced concrete roof (150mm thick), including bar reinforcement and associated formwork, including allowance for preliminaries etc. | Location Adjustment Applicable (See Guidance Notes) - ERC = UK mean of 1.00 | (BEAMS Note 2) The ERC for this item should be added to all other rateable items on the hereditament (except land). Therefore the total of the ERC of the other Building Items and the P&M ERC (where applicable) to enable the correct contract size adjustment to be made. ERC of Building Component + ERC of P&M = Total ERC to which contract size adjustment should be applied. The appropriate % adjustment should be made in accordance with the scale for contract size adjustment specified under section 6 of the RCG 2023 Guidance notes. The currency ERC rates are set at £4m (Four Million Pounds) @ 1st April 2021 (AVD) for the RCG 2023 Publication. | Details from previous Cost Guides. Costs from Spons 2015. Includes allowance for Preliminaries Overheads and Profit. Composite measurement based on 5.0m modules - rationalised to provide /m | Costs do not allow for Asphalt tanking. | - | - | NOTE: Costs for any lighting, power and ventilation should be added in addition. | - | - | - | - | 10062 |  | M | - | NA | NA | NA | 1958.9607 | Option 2 | 2428.7275 | 23.98% | 1647.3087 | 1244.9771 | -36.45% | -48.74% | 1244.9771 | -36.45% | Indexed | NA | VOA_GPN_GOV_UK\7246041 | 2019-08-30 | Low | Blue | High | Risk taken from previous CG | - | - | NA | SPONS A&B | NA | (BEAMS Note 2) The ERC for this item should be added to all other rateable items on the hereditament (except land). Therefore the total of the ERC of the other Building Items and the P&M ERC (where applicable) to enable the correct contract size adjustment to be made. ERC of Building Component + ERC of P&M = Total ERC to which contract size adjustment should be applied. The appropriate % adjustment should be made in accordance with the scale for contract size adjustment specified under section 6 of the RCG 2021 Guidance notes. The currency ERC rates are set at £4m (Four Million Pounds) @ 1st April 2019 (AVD) for the RCG 2021 Publication. | - | - | 2 | TRUE
819 | 3000ZG | 7085 | 3000ZG | Conveyors | Recovery tunnels | Ground level | Width 5m x 3m depth | 15m² | General construction : Excavate for base slab, earthwork support, working space, reinforced concrete slab (0.20m thick) on blinded hardcore; reinforced concrete walls (150mm thick) and reinforced concrete roof (150mm thick), including bar reinforcement and associated formwork, including allowance for preliminaries etc. | Location Adjustment Applicable (See Guidance Notes) - ERC = UK mean of 1.00 | (BEAMS Note 2) The ERC for this item should be added to all other rateable items on the hereditament (except land). Therefore the total of the ERC of the other Building Items and the P&M ERC (where applicable) to enable the correct contract size adjustment to be made. ERC of Building Component + ERC of P&M = Total ERC to which contract size adjustment should be applied. The appropriate % adjustment should be made in accordance with the scale for contract size adjustment specified under section 6 of the RCG 2023 Guidance notes. The currency ERC rates are set at £4m (Four Million Pounds) @ 1st April 2021 (AVD) for the RCG 2023 Publication. | Details from previous Cost Guides. Costs from Spons 2015. Includes allowance for Preliminaries Overheads and Profit. Composite measurement based on 5.0m modules - rationalised to provide /m | Costs do not allow for Asphalt tanking. | - | - | NOTE: Costs for any lighting, power and ventilation should be added in addition. | - | - | - | - | 10062 |  | M | - | NA | NA | NA | 2170.4394 | Option 2 | 2690.9197 | 23.98% | 1859.5635 | 1405.3917 | -35.25% | -47.77% | 1405.3917 | -35.25% | Indexed | NA | VOA_GPN_GOV_UK\7246041 | 2019-08-30 | Low | Blue | High | Risk taken from previous CG | - | - | NA | SPONS A&B | NA | (BEAMS Note 2) The ERC for this item should be added to all other rateable items on the hereditament (except land). Therefore the total of the ERC of the other Building Items and the P&M ERC (where applicable) to enable the correct contract size adjustment to be made. ERC of Building Component + ERC of P&M = Total ERC to which contract size adjustment should be applied. The appropriate % adjustment should be made in accordance with the scale for contract size adjustment specified under section 6 of the RCG 2021 Guidance notes. The currency ERC rates are set at £4m (Four Million Pounds) @ 1st April 2019 (AVD) for the RCG 2021 Publication. | - | - | 2 | TRUE
820 | 205E09 | 8812 | 205E09 | Conveyors | Steel frame supports | Heavy with cover plate | Belt width 0.61m | Frame width 1.06m | General construction, 102mm x 51mm x 12.3kg/m Channel section 102 x 102mm x 23kg/m UB/RSJ horizontal framework; 80mm x 80mm x 13kg/m cross bracing and cross-rails bracing framework to form 1,000mm deep box support at 1,350mm modules; painted finished or galvanised. NOTE: In some cases there maybe additional cladding to the sides and/or roof, the cost for this should be added in addition to the costs in this section. ;A;-frame trestles are costed separately under the applicable Cost Guide section. | Location Adjustment Applicable (See Guidance Notes) - ERC = UK mean of 1.00 | (BEAMS Note 2) The ERC for this item should be added to all other rateable items on the hereditament (except land). Therefore the total of the ERC of the other Building Items and the P&M ERC (where applicable) to enable the correct contract size adjustment to be made. ERC of Building Component + ERC of P&M = Total ERC to which contract size adjustment should be applied. The appropriate % adjustment should be made in accordance with the scale for contract size adjustment specified under section 6 of the RCG 2023 Guidance notes. The currency ERC rates are set at £4m (Four Million Pounds) @ 1st April 2021 (AVD) for the RCG 2023 Publication. | Details from previous Cost Guides. Costs from Spons 2015. Includes allowance for Preliminaries Overheads and Profit. Composite measurement based on 2.70m modules - rationalised to provide /m Light support is assumed 600mm deep whilst heavy support is assumed 1,000mm deep and therefore heavier steel sections are deployed to support the heavier loads. | Costs are provided as /m of conveyor length; with varying widths of belt as stated. Horizontal framework modules every 1.35m. In all cases the support width is assumed to be 450mm wider than the belt width. The cover plate is assumed to be 2mm thick and of carbon/mild steel. The cover is added over the steel conveyor support, under the belt, to prevent produce from dropping under the belt. | Unless the conveyor is being rated under Class1 List of Accessories 1 the belt, drive motor and idler sets are not rateable and thus the steel support structure frame will be rateable under Class 4 Table 3 supports | Belt, motor and idlers (unless rated under List of Accessories 1). | NOTE: For walkways over and at the side of the conveyor, carried from the same framework; see Stairways, Ladders and Walkways. For mesh flooring see Floors, GRP or Weldmesh. For cladding see Externa Walls - cladding. | It is assumed that the item forms part of an average size industrial, commercial or office complex. Where it would be normal to find more than one item in such a hereditament the ERC stated has been adjusted to reflect any number / quantity, discount. These figures are NOT one off figures. | - | Photo 1 , 2 and 3 - Support framework to conveyor between support points- excludes trestles. | Photo 3 - Excludes staircase and walkway attached to side of conveyor support framework. Note cover over conveyor in Photos 2 and 3 | 10065 |  | M | - | NA | NA | NA | 392.1346 | Option 2 | 486.1701 | 23.98% | 1164.5194 | 880.1022 | 124.4% | 81.03% | 880.1022 | 124.4% | Indexed | NA | VOA_GPN_GOV_UK\7246041 | 2019-08-30 | Low | Blue | High | Risk taken from previous CG | - | - | NA | SPONS A&B | NA | (BEAMS Note 2) The ERC for this item should be added to all other rateable items on the hereditament (except land). Therefore the total of the ERC of the other Building Items and the P&M ERC (where applicable) to enable the correct contract size adjustment to be made. ERC of Building Component + ERC of P&M = Total ERC to which contract size adjustment should be applied. The appropriate % adjustment should be made in accordance with the scale for contract size adjustment specified under section 6 of the RCG 2021 Guidance notes. The currency ERC rates are set at £4m (Four Million Pounds) @ 1st April 2019 (AVD) for the RCG 2021 Publication. | Photo 1 , 2 and 3 - Support framework to conveyor between support points- excludes trestles. | Photo 3 - Excludes staircase and walkway attached to side of conveyor support framework. Note cover over conveyor in Photos 2 and 3 | 2 | TRUE
821 | 205E11 | 8817 | 205E11 | Conveyors | Steel frame supports | Heavy with cover plate | Belt width 0.91m | Frame width 1.36m | General construction, 102mm x 51mm x 12.3kg/m Channel section 102 x 102mm x 23kg/m UB/RSJ horizontal framework; 80mm x 80mm x 13kg/m cross bracing and cross-rails bracing framework to form 1,000mm deep box support at 1,350mm modules; painted finished or galvanised. NOTE: In some cases there maybe additional cladding to the sides and/or roof, the cost for this should be added in addition to the costs in this section. ;A;-frame trestles are costed separately under the applicable Cost Guide section. | Location Adjustment Applicable (See Guidance Notes) - ERC = UK mean of 1.00 | (BEAMS Note 2) The ERC for this item should be added to all other rateable items on the hereditament (except land). Therefore the total of the ERC of the other Building Items and the P&M ERC (where applicable) to enable the correct contract size adjustment to be made. ERC of Building Component + ERC of P&M = Total ERC to which contract size adjustment should be applied. The appropriate % adjustment should be made in accordance with the scale for contract size adjustment specified under section 6 of the RCG 2023 Guidance notes. The currency ERC rates are set at £4m (Four Million Pounds) @ 1st April 2021 (AVD) for the RCG 2023 Publication. | Details from previous Cost Guides. Costs from Spons 2015. Includes allowance for Preliminaries Overheads and Profit. Composite measurement based on 2.70m modules - rationalised to provide /m Light support is assumed 600mm deep whilst heavy support is assumed 1,000mm deep and therefore heavier steel sections are deployed to support the heavier loads. | Costs are provided as /m of conveyor length; with varying widths of belt as stated. Horizontal framework modules every 1.35m. In all cases the support width is assumed to be 450mm wider than the belt width. The cover plate is assumed to be 2mm thick and of carbon/mild steel. The cover is added over the steel conveyor support, under the belt, to prevent produce from dropping under the belt. | Unless the conveyor is being rated under Class1 List of Accessories 1 the belt, drive motor and idler sets are not rateable and thus the steel support structure frame will be rateable under Class 4 Table 3 supports. | Belt, motor and idlers (unless rated under List of Accessories 1). | NOTE: For walkways over and at the side of the conveyor, carried from the same framework; see Stairways, Ladders and Walkways. For mesh flooring see Floors, GRP or Weldmesh. For cladding see Externa Walls - cladding | It is assumed that the item forms part of an average size industrial, commercial or office complex. Where it would be normal to find more than one item in such a hereditament the ERC stated has been adjusted to reflect any number / quantity, discount. These figures are NOT one off figures. | - | Photo 1 , 2 and 3 - Support framework to conveyor between support points- excludes trestles. | Photo 3 - Excludes staircase and walkway attached to side of conveyor support framework. Note cover over conveyor in Photos 2 and 3 | 10065 |  | M | - | NA | NA | NA | 506.864 | Option 2 | 628.412 | 23.98% | 1251.3102 | 945.6956 | 86.58% | 50.49% | 945.6956 | 86.58% | Indexed | NA | VOA_GPN_GOV_UK\7246041 | 2019-08-30 | Low | Blue | High | Risk taken from previous CG | - | - | NA | SPONS A&B | NA | (BEAMS Note 2) The ERC for this item should be added to all other rateable items on the hereditament (except land). Therefore the total of the ERC of the other Building Items and the P&M ERC (where applicable) to enable the correct contract size adjustment to be made. ERC of Building Component + ERC of P&M = Total ERC to which contract size adjustment should be applied. The appropriate % adjustment should be made in accordance with the scale for contract size adjustment specified under section 6 of the RCG 2021 Guidance notes. The currency ERC rates are set at £4m (Four Million Pounds) @ 1st April 2019 (AVD) for the RCG 2021 Publication. | Photo 1 , 2 and 3 - Support framework to conveyor between support points- excludes trestles. | Photo 3 - Excludes staircase and walkway attached to side of conveyor support framework. Note cover over conveyor in Photos 2 and 3 | 2 | TRUE
822 | 205E13 | 8819 | 205E13 | Conveyors | Steel frame supports | Heavy with cover plate | Belt width 1.22m | Frame width 1.67m | General construction, 102mm x 51mm x 12.3kg/m Channel section 102 x 102mm x 23kg/m UB/RSJ horizontal framework; 80mm x 80mm x 13kg/m cross bracing and cross-rails bracing framework to form 1,000mm deep box support at 1,350mm modules; painted finished or galvanised. NOTE: In some cases there maybe additional cladding to the sides and/or roof, the cost for this should be added in addition to the costs in this section. ;A;-frame trestles are costed separately under the applicable Cost Guide section. | Location Adjustment Applicable (See Guidance Notes) - ERC = UK mean of 1.00 | (BEAMS Note 2) The ERC for this item should be added to all other rateable items on the hereditament (except land). Therefore the total of the ERC of the other Building Items and the P&M ERC (where applicable) to enable the correct contract size adjustment to be made. ERC of Building Component + ERC of P&M = Total ERC to which contract size adjustment should be applied. The appropriate % adjustment should be made in accordance with the scale for contract size adjustment specified under section 6 of the RCG 2023 Guidance notes. The currency ERC rates are set at £4m (Four Million Pounds) @ 1st April 2021 (AVD) for the RCG 2023 Publication. | Details from previous Cost Guides. Costs from Spons 2015. Includes allowance for Preliminaries Overheads and Profit. Composite measurement based on 2.70m modules - rationalised to provide /m Light support is assumed 600mm deep whilst heavy support is assumed 1,000mm deep and therefore heavier steel sections are deployed to support the heavier loads. | Costs are provided as /m of conveyor length; with varying widths of belt as stated. Horizontal framework modules every 1.35m. In all cases the support width is assumed to be 450mm wider than the belt width. The cover plate is assumed to be 2mm thick and of carbon/mild steel. The cover is added over the steel conveyor support, under the belt, to prevent produce from dropping under the belt. | Unless the conveyor is being rated under Class1 List of Accessories 1 the belt, drive motor and idler sets are not rateable and thus the steel support structure frame will be rateable under Class 4 Table 3 supports. | Belt, motor and idlers (unless rated under List of Accessories 1). | NOTE: For walkways over and at the side of the conveyor, carried from the same framework; see Stairways, Ladders and Walkways. For mesh flooring see Floors, GRP or Weldmesh. For cladding see Externa Walls - cladding. | It is assumed that the item forms part of an average size industrial, commercial or office complex. Where it would be normal to find more than one item in such a hereditament the ERC stated has been adjusted to reflect any number / quantity, discount. These figures are NOT one off figures. | - | Photo 1 , 2 and 3 - Support framework to conveyor between support points- excludes trestles. | Photo 3 - Excludes staircase and walkway attached to side of conveyor support framework. Note cover over conveyor in Photos 2 and 3 | 10065 |  | M | - | NA | NA | NA | 625.0181 | Option 2 | 774.8999 | 23.98% | 1350.265 | 1020.4821 | 63.27% | 31.69% | 1020.4821 | 63.27% | Indexed | NA | VOA_GPN_GOV_UK\7246041 | 2019-08-30 | Low | Blue | High | Risk taken from previous CG | - | - | NA | SPONS A&B | NA | (BEAMS Note 2) The ERC for this item should be added to all other rateable items on the hereditament (except land). Therefore the total of the ERC of the other Building Items and the P&M ERC (where applicable) to enable the correct contract size adjustment to be made. ERC of Building Component + ERC of P&M = Total ERC to which contract size adjustment should be applied. The appropriate % adjustment should be made in accordance with the scale for contract size adjustment specified under section 6 of the RCG 2021 Guidance notes. The currency ERC rates are set at £4m (Four Million Pounds) @ 1st April 2019 (AVD) for the RCG 2021 Publication. | Photo 1 , 2 and 3 - Support framework to conveyor between support points- excludes trestles. | Photo 3 - Excludes staircase and walkway attached to side of conveyor support framework. Note cover over conveyor in Photos 2 and 3 | 2 | TRUE
823 | 205E15 | 8821 | 205E15 | Conveyors | Steel frame supports | Heavy with cover plate | Belt width 1.83m | Frame width 2.28m | General construction, 102mm x 51mm x 12.3kg/m Channel section 102 x 102mm x 23kg/m UB/RSJ horizontal framework; 80mm x 80mm x 13kg/m cross bracing and cross-rails bracing framework to form 1,000mm deep box support at 1,350mm modules; painted finished or galvanised. NOTE: In some cases there maybe additional cladding to the sides and/or roof, the cost for this should be added in addition to the costs in this section. ;A;-frame trestles are costed separately under the applicable Cost Guide section. | Location Adjustment Applicable (See Guidance Notes) - ERC = UK mean of 1.00 | (BEAMS Note 2) The ERC for this item should be added to all other rateable items on the hereditament (except land). Therefore the total of the ERC of the other Building Items and the P&M ERC (where applicable) to enable the correct contract size adjustment to be made. ERC of Building Component + ERC of P&M = Total ERC to which contract size adjustment should be applied. The appropriate % adjustment should be made in accordance with the scale for contract size adjustment specified under section 6 of the RCG 2023 Guidance notes. The currency ERC rates are set at £4m (Four Million Pounds) @ 1st April 2021 (AVD) for the RCG 2023 Publication. | Details from previous Cost Guides. Costs from Spons 2015. Includes allowance for Preliminaries Overheads and Profit. Composite measurement based on 2.70m modules - rationalised to provide /m Light support is assumed 600mm deep whilst heavy support is assumed 1,000mm deep and therefore heavier steel sections are deployed to support the heavier loads. | Costs are provided as /m of conveyor length; with varying widths of belt as stated. Horizontal framework modules every 1.35m. In all cases the support width is assumed to be 450mm wider than the belt width. The cover plate is assumed to be 2mm thick and of carbon/mild steel. The cover is added over the steel conveyor support, under the belt, to prevent produce from dropping under the belt. | Unless the conveyor is being rated under Class1 List of Accessories 1 the belt, drive motor and idler sets are not rateable and thus the steel support structure frame will be rateable under Class 4 Table 3 supports. | Belt, motor and idlers (unless rated under List of Accessories 1). | NOTE: For walkways over and at the side of the conveyor, carried from the same framework; see Stairways, Ladders and Walkways. For mesh flooring see Floors, GRP or Weldmesh. For cladding see Externa Walls - cladding. | It is assumed that the item forms part of an average size industrial, commercial or office complex. Where it would be normal to find more than one item in such a hereditament the ERC stated has been adjusted to reflect any number / quantity, discount. These figures are NOT one off figures. | - | Photo 1 , 2 and 3 - Support framework to conveyor between support points- excludes trestles. | Photo 3 - Excludes staircase and walkway attached to side of conveyor support framework. Note cover over conveyor in Photos 2 and 3 | 10065 |  | M | - | NA | NA | NA | 851.052 | Option 2 | 1055.1377 | 23.98% | 1532.9377 | 1158.5396 | 36.13% | 9.8% | 1158.5396 | 36.13% | Indexed | NA | VOA_GPN_GOV_UK\7246041 | 2019-08-30 | Low | Blue | High | Risk taken from previous CG | - | - | NA | SPONS A&B | NA | (BEAMS Note 2) The ERC for this item should be added to all other rateable items on the hereditament (except land). Therefore the total of the ERC of the other Building Items and the P&M ERC (where applicable) to enable the correct contract size adjustment to be made. ERC of Building Component + ERC of P&M = Total ERC to which contract size adjustment should be applied. The appropriate % adjustment should be made in accordance with the scale for contract size adjustment specified under section 6 of the RCG 2021 Guidance notes. The currency ERC rates are set at £4m (Four Million Pounds) @ 1st April 2019 (AVD) for the RCG 2021 Publication. | Photo 1 , 2 and 3 - Support framework to conveyor between support points- excludes trestles. | Photo 3 - Excludes staircase and walkway attached to side of conveyor support framework. Note cover over conveyor in Photos 2 and 3 | 2 | TRUE
824 | 205E10 | 8816 | 205E10 | Conveyors | Steel frame supports | Heavy without cover plate | Belt width 0.61m | Frame width 1.06m | General construction, 102mm x 51mm x 12.3kg/m Channel section 102 x 102mm x 23kg/m UB/RSJ horizontal framework; 80mm x 80mm x 13kg/m cross bracing and cross-rails bracing framework to form 1,000mm deep box support at 1,350mm modules; painted finished or galvanised. NOTE: In some cases there maybe additional cladding to the sides and/or roof, the cost for this should be added in addition to the costs in this section. ;A;-frame trestles are costed separately under the applicable Cost Guide section. | Location Adjustment Applicable (See Guidance Notes) - ERC = UK mean of 1.00 | (BEAMS Note 2) The ERC for this item should be added to all other rateable items on the hereditament (except land). Therefore the total of the ERC of the other Building Items and the P&M ERC (where applicable) to enable the correct contract size adjustment to be made. ERC of Building Component + ERC of P&M = Total ERC to which contract size adjustment should be applied. The appropriate % adjustment should be made in accordance with the scale for contract size adjustment specified under section 6 of the RCG 2023 Guidance notes. The currency ERC rates are set at £4m (Four Million Pounds) @ 1st April 2021 (AVD) for the RCG 2023 Publication. | Details from previous Cost Guides. Costs from Spons 2015. Includes allowance for Preliminaries Overheads and Profit. Composite measurement based on 2.70m modules - rationalised to provide /m Light support is assumed 600mm deep whilst heavy support is assumed 1,000mm deep and therefore heavier steel sections are deployed to support the heavier loads. | Costs are provided as /m of conveyor length; with varying widths of belt as stated. Horizontal framework modules every 1.35m. In all cases the support width is assumed to be 450mm wider than the belt width. The cover plate is assumed to be 2mm thick and of carbon/mild steel. The cover is added over the steel conveyor support, under the belt, to prevent produce from dropping under the belt. | Unless the conveyor is being rated under Class1 List of Accessories 1 the belt, drive motor and idler sets are not rateable and thus the steel support structure frame will be rateable under Class 4 Table 3 supports. | Belt, motor and idlers (unless rated under List of Accessories 1). | NOTE: For walkways over and at the side of the conveyor, carried from the same framework; see Stairways, Ladders and Walkways. For mesh flooring see Floors, GRP or Weldmesh. For cladding see Externa Walls - cladding. | It is assumed that the item forms part of an average size industrial, commercial or office complex. Where it would be normal to find more than one item in such a hereditament the ERC stated has been adjusted to reflect any number / quantity, discount. These figures are NOT one off figures. | - | Photo 1 , 2 and 3 - Support framework to conveyor between support points- excludes trestles. | Photo 3 - Excludes staircase and walkway attached to side of conveyor support framework. Note cover over conveyor in Photos 2 and 3 | 10065 |  | M | - | NA | NA | NA | 361.3118 | Option 2 | 447.9559 | 23.98% | 1019.822 | 770.7451 | 113.3% | 72.06% | 770.7451 | 113.3% | Indexed | NA | VOA_GPN_GOV_UK\7246041 | 2019-08-30 | Low | Blue | High | Risk taken from previous CG | - | - | NA | SPONS A&B | NA | (BEAMS Note 2) The ERC for this item should be added to all other rateable items on the hereditament (except land). Therefore the total of the ERC of the other Building Items and the P&M ERC (where applicable) to enable the correct contract size adjustment to be made. ERC of Building Component + ERC of P&M = Total ERC to which contract size adjustment should be applied. The appropriate % adjustment should be made in accordance with the scale for contract size adjustment specified under section 6 of the RCG 2021 Guidance notes. The currency ERC rates are set at £4m (Four Million Pounds) @ 1st April 2019 (AVD) for the RCG 2021 Publication. | Photo 1 , 2 and 3 - Support framework to conveyor between support points- excludes trestles. | Photo 3 - Excludes staircase and walkway attached to side of conveyor support framework. Note cover over conveyor in Photos 2 and 3 | 2 | TRUE
825 | 205E12 | 8818 | 205E12 | Conveyors | Steel frame supports | Heavy without cover plate | Belt width 0.91m | Frame width 1.36m | General construction, 102mm x 51mm x 12.3kg/m Channel section 102 x 102mm x 23kg/m UB/RSJ horizontal framework; 80mm x 80mm x 13kg/m cross bracing and cross-rails bracing framework to form 1,000mm deep box support at 1,350mm modules; painted finished or galvanised. NOTE: In some cases there maybe additional cladding to the sides and/or roof, the cost for this should be added in addition to the costs in this section. ;A;-frame trestles are costed separately under the applicable Cost Guide section. | Location Adjustment Applicable (See Guidance Notes) - ERC = UK mean of 1.00 | (BEAMS Note 2) The ERC for this item should be added to all other rateable items on the hereditament (except land). Therefore the total of the ERC of the other Building Items and the P&M ERC (where applicable) to enable the correct contract size adjustment to be made. ERC of Building Component + ERC of P&M = Total ERC to which contract size adjustment should be applied. The appropriate % adjustment should be made in accordance with the scale for contract size adjustment specified under section 6 of the RCG 2023 Guidance notes. The currency ERC rates are set at £4m (Four Million Pounds) @ 1st April 2021 (AVD) for the RCG 2023 Publication. | Details from previous Cost Guides. Costs from Spons 2015. Includes allowance for Preliminaries Overheads and Profit. Composite measurement based on 2.70m modules - rationalised to provide /m Light support is assumed 600mm deep whilst heavy support is assumed 1,000mm deep and therefore heavier steel sections are deployed to support the heavier loads. | Costs are provided as /m of conveyor length; with varying widths of belt as stated. Horizontal framework modules every 1.35m. In all cases the support width is assumed to be 450mm wider than the belt width. The cover plate is assumed to be 2mm thick and of carbon/mild steel. The cover is added over the steel conveyor support, under the belt, to prevent produce from dropping under the belt. | Unless the conveyor is being rated under Class1 List of Accessories 1 the belt, drive motor and idler sets are not rateable and thus the steel support structure frame will be rateable under Class 4 Table 3 supports. | Belt, motor and idlers (unless rated under List of Accessories 1). | NOTE: For walkways over and at the side of the conveyor, carried from the same framework; see Stairways, Ladders and Walkways. For mesh flooring see Floors, GRP or Weldmesh. For cladding see Externa Walls - cladding. | It is assumed that the item forms part of an average size industrial, commercial or office complex. Where it would be normal to find more than one item in such a hereditament the ERC stated has been adjusted to reflect any number / quantity, discount. These figures are NOT one off figures. | - | Photo 1 , 2 and 3 - Support framework to conveyor between support points- excludes trestles. | Photo 3 - Excludes staircase and walkway attached to side of conveyor support framework. Note cover over conveyor in Photos 2 and 3 | 10065 |  | M | - | NA | NA | NA | 460.6297 | Option 2 | 571.0906 | 23.98% | 1087.4243 | 821.8365 | 78.42% | 43.91% | 821.8365 | 78.42% | Indexed | NA | VOA_GPN_GOV_UK\7246041 | 2019-08-30 | Low | Blue | High | Risk taken from previous CG | - | - | NA | SPONS A&B | NA | (BEAMS Note 2) The ERC for this item should be added to all other rateable items on the hereditament (except land). Therefore the total of the ERC of the other Building Items and the P&M ERC (where applicable) to enable the correct contract size adjustment to be made. ERC of Building Component + ERC of P&M = Total ERC to which contract size adjustment should be applied. The appropriate % adjustment should be made in accordance with the scale for contract size adjustment specified under section 6 of the RCG 2021 Guidance notes. The currency ERC rates are set at £4m (Four Million Pounds) @ 1st April 2019 (AVD) for the RCG 2021 Publication. | Photo 1 , 2 and 3 - Support framework to conveyor between support points- excludes trestles. | Photo 3 - Excludes staircase and walkway attached to side of conveyor support framework. Note cover over conveyor in Photos 2 and 3 | 2 | TRUE
826 | 205E14 | 8820 | 205E14 | Conveyors | Steel frame supports | Heavy without cover plate | Belt width 1.22m | Frame width 1.67m | General construction, 102mm x 51mm x 12.3kg/m Channel section 102 x 102mm x 23kg/m UB/RSJ horizontal framework; 80mm x 80mm x 13kg/m cross bracing and cross-rails bracing framework to form 1,000mm deep box support at 1,350mm modules; painted finished or galvanised. NOTE: In some cases there maybe additional cladding to the sides and/or roof, the cost for this should be added in addition to the costs in this section. ;A;-frame trestles are costed separately under the applicable Cost Guide section. | Location Adjustment Applicable (See Guidance Notes) - ERC = UK mean of 1.00 | (BEAMS Note 2) The ERC for this item should be added to all other rateable items on the hereditament (except land). Therefore the total of the ERC of the other Building Items and the P&M ERC (where applicable) to enable the correct contract size adjustment to be made. ERC of Building Component + ERC of P&M = Total ERC to which contract size adjustment should be applied. The appropriate % adjustment should be made in accordance with the scale for contract size adjustment specified under section 6 of the RCG 2023 Guidance notes. The currency ERC rates are set at £4m (Four Million Pounds) @ 1st April 2021 (AVD) for the RCG 2023 Publication. | Details from previous Cost Guides. Costs from Spons 2015. Includes allowance for Preliminaries Overheads and Profit. Composite measurement based on 2.70m modules - rationalised to provide /m Light support is assumed 600mm deep whilst heavy support is assumed 1,000mm deep and therefore heavier steel sections are deployed to support the heavier loads. | Costs are provided as /m of conveyor length; with varying widths of belt as stated. Horizontal framework modules every 1.35m. In all cases the support width is assumed to be 450mm wider than the belt width. The cover plate is assumed to be 2mm thick and of carbon/mild steel. The cover is added over the steel conveyor support, under the belt, to prevent produce from dropping under the belt. | Unless the conveyor is being rated under Class1 List of Accessories 1 the belt, drive motor and idler sets are not rateable and thus the steel support structure frame will be rateable under Class 4 Table 3 supports. | Belt, motor and idlers (unless rated under List of Accessories 1). | NOTE: For walkways over and at the side of the conveyor, carried from the same framework; see Stairways, Ladders and Walkways. For mesh flooring see Floors, GRP or Weldmesh. For cladding see Externa Walls - cladding. | It is assumed that the item forms part of an average size industrial, commercial or office complex. Where it would be normal to find more than one item in such a hereditament the ERC stated has been adjusted to reflect any number / quantity, discount. These figures are NOT one off figures. | - | Photo 1 , 2 and 3 - Support framework to conveyor between support points- excludes trestles. | Photo 3 - Excludes staircase and walkway attached to side of conveyor support framework. Note cover over conveyor in Photos 2 and 3 | 10065 |  | M | - | NA | NA | NA | 566.7972 | Option 2 | 702.7175 | 23.98% | 1166.5497 | 881.6366 | 55.55% | 25.46% | 881.6366 | 55.55% | Indexed | NA | VOA_GPN_GOV_UK\7246041 | 2019-08-30 | Low | Blue | High | Risk taken from previous CG | - | - | NA | SPONS A&B | NA | (BEAMS Note 2) The ERC for this item should be added to all other rateable items on the hereditament (except land). Therefore the total of the ERC of the other Building Items and the P&M ERC (where applicable) to enable the correct contract size adjustment to be made. ERC of Building Component + ERC of P&M = Total ERC to which contract size adjustment should be applied. The appropriate % adjustment should be made in accordance with the scale for contract size adjustment specified under section 6 of the RCG 2021 Guidance notes. The currency ERC rates are set at £4m (Four Million Pounds) @ 1st April 2019 (AVD) for the RCG 2021 Publication. | Photo 1 , 2 and 3 - Support framework to conveyor between support points- excludes trestles. | Photo 3 - Excludes staircase and walkway attached to side of conveyor support framework. Note cover over conveyor in Photos 2 and 3 | 2 | TRUE
827 | 205E16 | 8825 | 205E16 | Conveyors | Steel frame supports | Heavy without cover plate | Belt width 1.83m | Frame width 2.28m | General construction, 102mm x 51mm x 12.3kg/m Channel section 102 x 102mm x 23kg/m UB/RSJ horizontal framework; 80mm x 80mm x 13kg/m cross bracing and cross-rails bracing framework to form 1,000mm deep box support at 1,350mm modules; painted finished or galvanised. NOTE: In some cases there maybe additional cladding to the sides and/or roof, the cost for this should be added in addition to the costs in this section. ;A;-frame trestles are costed separately under the applicable Cost Guide section. | Location Adjustment Applicable (See Guidance Notes) - ERC = UK mean of 1.00 | (BEAMS Note 2) The ERC for this item should be added to all other rateable items on the hereditament (except land). Therefore the total of the ERC of the other Building Items and the P&M ERC (where applicable) to enable the correct contract size adjustment to be made. ERC of Building Component + ERC of P&M = Total ERC to which contract size adjustment should be applied. The appropriate % adjustment should be made in accordance with the scale for contract size adjustment specified under section 6 of the RCG 2023 Guidance notes. The currency ERC rates are set at £4m (Four Million Pounds) @ 1st April 2021 (AVD) for the RCG 2023 Publication. | Details from previous Cost Guides. Costs from Spons 2015. Includes allowance for Preliminaries Overheads and Profit. Composite measurement based on 2.70m modules - rationalised to provide /m Light support is assumed 600mm deep whilst heavy support is assumed 1,000mm deep and therefore heavier steel sections are deployed to support the heavier loads. | Costs are provided as /m of conveyor length; with varying widths of belt as stated. Horizontal framework modules every 1.35m. In all cases the support width is assumed to be 450mm wider than the belt width. The cover plate is assumed to be 2mm thick and of carbon/mild steel. The cover is added over the steel conveyor support, under the belt, to prevent produce from dropping under the belt. | Unless the conveyor is being rated under Class1 List of Accessories 1 the belt, drive motor and idler sets are not rateable and thus the steel support structure frame will be rateable under Class 4 Table 3 supports. | Belt, motor and idlers (unless rated under List of Accessories 1). | NOTE: For walkways over and at the side of the conveyor, carried from the same framework; see Stairways, Ladders and Walkways. For mesh flooring see Floors, GRP or Weldmesh. For cladding see Externa Walls - cladding. | It is assumed that the item forms part of an average size industrial, commercial or office complex. Where it would be normal to find more than one item in such a hereditament the ERC stated has been adjusted to reflect any number / quantity, discount. These figures are NOT one off figures. | - | Photo 1 , 2 and 3 - Support framework to conveyor between support points- excludes trestles. | Photo 3 - Excludes staircase and walkway attached to side of conveyor support framework. Note cover over conveyor in Photos 2 and 3 | 10065 |  | M | - | NA | NA | NA | 772.2826 | Option 2 | 957.4791 | 23.98% | 1310.2046 | 990.2058 | 28.22% | 3.418% | 990.2058 | 28.22% | Indexed | NA | VOA_GPN_GOV_UK\7246041 | 2019-08-30 | Low | Blue | High | Risk taken from previous CG | - | - | NA | SPONS A&B | NA | (BEAMS Note 2) The ERC for this item should be added to all other rateable items on the hereditament (except land). Therefore the total of the ERC of the other Building Items and the P&M ERC (where applicable) to enable the correct contract size adjustment to be made. ERC of Building Component + ERC of P&M = Total ERC to which contract size adjustment should be applied. The appropriate % adjustment should be made in accordance with the scale for contract size adjustment specified under section 6 of the RCG 2021 Guidance notes. The currency ERC rates are set at £4m (Four Million Pounds) @ 1st April 2019 (AVD) for the RCG 2021 Publication. | Photo 1 , 2 and 3 - Support framework to conveyor between support points- excludes trestles. | Photo 3 - Excludes staircase and walkway attached to side of conveyor support framework. Note cover over conveyor in Photos 2 and 3 | 2 | TRUE
828 | 205E01 | 8801 | 205E01 | Conveyors | Steel frame supports | Lightweight with cover plate | Belt width 0.61m | Frame width 0.61m | General construction, 102mm x 51mm x 12.3kg/m Channel section horizontal framework; 60mm x 60mm x 10kg/m cross bracing and cross-rails bracing framework to form 600mm deep box support at 1,350mm modules; painted finished or galvanised. NOTE: In some cases there maybe additional cladding to the sides and/or roof, the cost for this should be added in addition to the costs in this section. ;A;-frame trestles are costed separately under the applicable Cost Guide section. | Location Adjustment Applicable (See Guidance Notes) - ERC = UK mean of 1.00 | (BEAMS Note 2) The ERC for this item should be added to all other rateable items on the hereditament (except land). Therefore the total of the ERC of the other Building Items and the P&M ERC (where applicable) to enable the correct contract size adjustment to be made. ERC of Building Component + ERC of P&M = Total ERC to which contract size adjustment should be applied. The appropriate % adjustment should be made in accordance with the scale for contract size adjustment specified under section 6 of the RCG 2023 Guidance notes. The currency ERC rates are set at £4m (Four Million Pounds) @ 1st April 2021 (AVD) for the RCG 2023 Publication. | Details from previous Cost Guides. Costs from Spons 2015. Includes allowance for Preliminaries Overheads and Profit. Composite measurement based on 2.70m modules - rationalised to provide /m Light support is assumed 600mm deep whilst heavy support is assumed 1,000mm deep and therefore heavier steel sections are deployed to support the heavier loads. | Costs are provided as /m of conveyor length; with varying widths of belt as stated. Horizontal framework modules every 1.35m. In all cases the support width is assumed to be 450mm wider than the belt width. The cover plate is assumed to be 2mm thick and of carbon/mild steel. The cover is added over the steel conveyor support, under the belt, to prevent produce from dropping under the belt. | Unless the conveyor is being rated under Class1 List of Accessories 1 the belt, drive motor and idler sets are not rateable and thus the steel support structure frame will be rateable under Class 4 Table 3 supports. | Belt, motor and idlers (unless rated under List of Accessories 1). | NOTE: For walkways over and at the side of the conveyor, carried from the same framework; see Stairways, Ladders and Walkways. For mesh flooring see Floors, GRP or Weldmesh. For cladding see Externa Walls - cladding. | It is assumed that the item forms part of an average size industrial, commercial or office complex. Where it would be normal to find more than one item in such a hereditament the ERC stated has been adjusted to reflect any number / quantity, discount. These figures are NOT one off figures. | - | Photo 1 , 2 and 3 - Support framework to conveyor between support points- excludes trestles. | Photo 3 - Excludes staircase and walkway attached to side of conveyor support framework. Note cover over conveyor in Photos 2 an | 10064 |  | M | - | NA | NA | NA | 159.2512 | Option 2 | 197.4403 | 23.98% | 781.5307 | 590.653 | 270.9% | 199.2% | 590.653 | 270.9% | Indexed | NA | VOA_GPN_GOV_UK\7246041 | 2019-08-30 | Low | Blue | High | Risk taken from previous CG | - | - | NA | SPONS A&B | NA | (BEAMS Note 2) The ERC for this item should be added to all other rateable items on the hereditament (except land). Therefore the total of the ERC of the other Building Items and the P&M ERC (where applicable) to enable the correct contract size adjustment to be made. ERC of Building Component + ERC of P&M = Total ERC to which contract size adjustment should be applied. The appropriate % adjustment should be made in accordance with the scale for contract size adjustment specified under section 6 of the RCG 2021 Guidance notes. The currency ERC rates are set at £4m (Four Million Pounds) @ 1st April 2019 (AVD) for the RCG 2021 Publication. | Photo 1 , 2 and 3 - Support framework to conveyor between support points- excludes trestles. | Photo 3 - Excludes staircase and walkway attached to side of conveyor support framework. Note cover over conveyor in Photos 2 an | 2 | TRUE
829 | 205E03 | 8806 | 205E03 | Conveyors | Steel frame supports | Lightweight with cover plate | Belt width 0.76m | Frame width 0.76m | General construction, 102mm x 51mm x 12.3kg/m Channel section horizontal framework; 60mm x 60mm x 10kg/m cross bracing and cross-rails bracing framework to form 600mm deep box support at 1,350mm modules; painted finished or galvanised. NOTE: In some cases there maybe additional cladding to the sides and/or roof, the cost for this should be added in addition to the costs in this section. ;A;-frame trestles are costed separately under the applicable Cost Guide section. | Location Adjustment Applicable (See Guidance Notes) - ERC = UK mean of 1.00 | (BEAMS Note 2) The ERC for this item should be added to all other rateable items on the hereditament (except land). Therefore the total of the ERC of the other Building Items and the P&M ERC (where applicable) to enable the correct contract size adjustment to be made. ERC of Building Component + ERC of P&M = Total ERC to which contract size adjustment should be applied. The appropriate % adjustment should be made in accordance with the scale for contract size adjustment specified under section 6 of the RCG 2023 Guidance notes. The currency ERC rates are set at £4m (Four Million Pounds) @ 1st April 2021 (AVD) for the RCG 2023 Publication. | Details from previous Cost Guides. Costs from Spons 2015. Includes allowance for Preliminaries Overheads and Profit. Composite measurement based on 2.70m modules - rationalised to provide /m Light support is assumed 600mm deep whilst heavy support is assumed 1,000mm deep and therefore heavier steel sections are deployed to support the heavier loads. | Costs are provided as /m of conveyor length; with varying widths of belt as stated. Horizontal framework modules every 1.35m. In all cases the support width is assumed to be 450mm wider than the belt width. The cover plate is assumed to be 2mm thick and of carbon/mild steel. The cover is added over the steel conveyor support, under the belt, to prevent produce from dropping under the belt. | Unless the conveyor is being rated under Class1 List of Accessories 1 the belt, drive motor and idler sets are not rateable and thus the steel support structure frame will be rateable under Class 4 Table 3 supports. | Belt, motor and idlers (unless rated under List of Accessories 1). | NOTE: For walkways over and at the side of the conveyor, carried from the same framework; see Stairways, Ladders and Walkways. For mesh flooring see Floors, GRP or Weldmesh. For cladding see Externa Walls - cladding. | It is assumed that the item forms part of an average size industrial, commercial or office complex. Where it would be normal to find more than one item in such a hereditament the ERC stated has been adjusted to reflect any number / quantity, discount. These figures are NOT one off figures. | - | Photo 1 , 2 and 3 - Support framework to conveyor between support points- excludes trestles. | Photo 3 - Excludes staircase and walkway attached to side of conveyor support framework. Note cover over conveyor in Photos 2 an | 10064 |  | M | - | NA | NA | NA | 191.7864 | Option 2 | 237.7775 | 23.98% | 827.614 | 625.4811 | 226.1% | 163.1% | 625.4811 | 226.1% | Indexed | NA | VOA_GPN_GOV_UK\7246041 | 2019-08-30 | Low | Blue | High | Risk taken from previous CG | - | - | NA | SPONS A&B | NA | (BEAMS Note 2) The ERC for this item should be added to all other rateable items on the hereditament (except land). Therefore the total of the ERC of the other Building Items and the P&M ERC (where applicable) to enable the correct contract size adjustment to be made. ERC of Building Component + ERC of P&M = Total ERC to which contract size adjustment should be applied. The appropriate % adjustment should be made in accordance with the scale for contract size adjustment specified under section 6 of the RCG 2021 Guidance notes. The currency ERC rates are set at £4m (Four Million Pounds) @ 1st April 2019 (AVD) for the RCG 2021 Publication. | Photo 1 , 2 and 3 - Support framework to conveyor between support points- excludes trestles. | Photo 3 - Excludes staircase and walkway attached to side of conveyor support framework. Note cover over conveyor in Photos 2 an | 2 | TRUE
830 | 205E05 | 8807 | 205E05 | Conveyors | Steel frame supports | Lightweight with cover plate | Belt width 0.91m | Frame width 0.91m | General construction, 102mm x 51mm x 12.3kg/m Channel section horizontal framework; 60mm x 60mm x 10kg/m cross bracing and cross-rails bracing framework to form 600mm deep box support at 1,350mm modules; painted finished or galvanised. NOTE: In some cases there maybe additional cladding to the sides and/or roof, the cost for this should be added in addition to the costs in this section. ;A;-frame trestles are costed separately under the applicable Cost Guide section. | Location Adjustment Applicable (See Guidance Notes) - ERC = UK mean of 1.00 | (BEAMS Note 2) The ERC for this item should be added to all other rateable items on the hereditament (except land). Therefore the total of the ERC of the other Building Items and the P&M ERC (where applicable) to enable the correct contract size adjustment to be made. ERC of Building Component + ERC of P&M = Total ERC to which contract size adjustment should be applied. The appropriate % adjustment should be made in accordance with the scale for contract size adjustment specified under section 6 of the RCG 2023 Guidance notes. The currency ERC rates are set at £4m (Four Million Pounds) @ 1st April 2021 (AVD) for the RCG 2023 Publication. | Details from previous Cost Guides. Costs from Spons 2015. Includes allowance for Preliminaries Overheads and Profit. Composite measurement based on 2.70m modules - rationalised to provide /m Light support is assumed 600mm deep whilst heavy support is assumed 1,000mm deep and therefore heavier steel sections are deployed to support the heavier loads. | Costs are provided as /m of conveyor length; with varying widths of belt as stated. Horizontal framework modules every 1.35m. In all cases the support width is assumed to be 450mm wider than the belt width. The cover plate is assumed to be 2mm thick and of carbon/mild steel. The cover is added over the steel conveyor support, under the belt, to prevent produce from dropping under the belt. | Unless the conveyor is being rated under Class1 List of Accessories 1 the belt, drive motor and idler sets are not rateable and thus the steel support structure frame will be rateable under Class 4 Table 3 supports. | Belt, motor and idlers (unless rated under List of Accessories 1). | NOTE: For walkways over and at the side of the conveyor, carried from the same framework; see Stairways, Ladders and Walkways. For mesh flooring see Floors, GRP or Weldmesh. For cladding see Externa Walls - cladding. | It is assumed that the item forms part of an average size industrial, commercial or office complex. Where it would be normal to find more than one item in such a hereditament the ERC stated has been adjusted to reflect any number / quantity, discount. These figures are NOT one off figures. | - | Photo 1 , 2 and 3 - Support framework to conveyor between support points- excludes trestles. | Photo 3 - Excludes staircase and walkway attached to side of conveyor support framework. Note cover over conveyor in Photos 2 an | 10064 |  | M | - | NA | NA | NA | 216.6158 | Option 2 | 268.5612 | 23.98% | 865.8017 | 654.342 | 202.1% | 143.6% | 654.342 | 202.1% | Indexed | NA | VOA_GPN_GOV_UK\7246041 | 2019-08-30 | Low | Blue | High | Risk taken from previous CG | - | - | NA | SPONS A&B | NA | (BEAMS Note 2) The ERC for this item should be added to all other rateable items on the hereditament (except land). Therefore the total of the ERC of the other Building Items and the P&M ERC (where applicable) to enable the correct contract size adjustment to be made. ERC of Building Component + ERC of P&M = Total ERC to which contract size adjustment should be applied. The appropriate % adjustment should be made in accordance with the scale for contract size adjustment specified under section 6 of the RCG 2021 Guidance notes. The currency ERC rates are set at £4m (Four Million Pounds) @ 1st April 2019 (AVD) for the RCG 2021 Publication. | Photo 1 , 2 and 3 - Support framework to conveyor between support points- excludes trestles. | Photo 3 - Excludes staircase and walkway attached to side of conveyor support framework. Note cover over conveyor in Photos 2 an | 2 | TRUE
831 | 205E07 | 8809 | 205E07 | Conveyors | Steel frame supports | Lightweight with cover plate | Belt width 1.07m | Frame width 1.07m | General construction, 102mm x 51mm x 12.3kg/m Channel section horizontal framework; 60mm x 60mm x 10kg/m cross bracing and cross-rails bracing framework to form 600mm deep box support at 1,350mm modules; painted finished or galvanised. NOTE: In some cases there maybe additional cladding to the sides and/or roof, the cost for this should be added in addition to the costs in this section. ;A;-frame trestles are costed separately under the applicable Cost Guide section. | Location Adjustment Applicable (See Guidance Notes) - ERC = UK mean of 1.00 | (BEAMS Note 2) The ERC for this item should be added to all other rateable items on the hereditament (except land). Therefore the total of the ERC of the other Building Items and the P&M ERC (where applicable) to enable the correct contract size adjustment to be made. ERC of Building Component + ERC of P&M = Total ERC to which contract size adjustment should be applied. The appropriate % adjustment should be made in accordance with the scale for contract size adjustment specified under section 6 of the RCG 2023 Guidance notes. The currency ERC rates are set at £4m (Four Million Pounds) @ 1st April 2021 (AVD) for the RCG 2023 Publication. | Details from previous Cost Guides. Costs from Spons 2015. Includes allowance for Preliminaries Overheads and Profit. Composite measurement based on 2.70m modules - rationalised to provide /m Light support is assumed 600mm deep whilst heavy support is assumed 1,000mm deep and therefore heavier steel sections are deployed to support the heavier loads. | Costs are provided as /m of conveyor length; with varying widths of belt as stated. Horizontal framework modules every 1.35m. In all cases the support width is assumed to be 450mm wider than the belt width. The cover plate is assumed to be 2mm thick and of carbon/mild steel. The cover is added over the steel conveyor support, under the belt, to prevent produce from dropping under the belt. | Unless the conveyor is being rated under Class1 List of Accessories 1 the belt, drive motor and idler sets are not rateable and thus the steel support structure frame will be rateable under Class 4 Table 3 supports | Belt, motor and idlers (unless rated under List of Accessories 1). | NOTE: For walkways over and at the side of the conveyor, carried from the same framework; see Stairways, Ladders and Walkways. For mesh flooring see Floors, GRP or Weldmesh. For cladding see Externa Walls - cladding. | It is assumed that the item forms part of an average size industrial, commercial or office complex. Where it would be normal to find more than one item in such a hereditament the ERC stated has been adjusted to reflect any number / quantity, discount. These figures are NOT one off figures. | - | Photo 1 , 2 and 3 - Support framework to conveyor between support points- excludes trestles. | Photo 3 - Excludes staircase and walkway attached to side of conveyor support framework. Note cover over conveyor in Photos 2 an | 10064 |  | M | - | NA | NA | NA | 241.4453 | Option 2 | 299.3449 | 23.98% | 910.7011 | 688.2754 | 185.1% | 129.9% | 688.2754 | 185.1% | Indexed | NA | VOA_GPN_GOV_UK\7246041 | 2019-08-30 | Low | Blue | High | Risk taken from previous CG | - | - | NA | SPONS A&B | NA | (BEAMS Note 2) The ERC for this item should be added to all other rateable items on the hereditament (except land). Therefore the total of the ERC of the other Building Items and the P&M ERC (where applicable) to enable the correct contract size adjustment to be made. ERC of Building Component + ERC of P&M = Total ERC to which contract size adjustment should be applied. The appropriate % adjustment should be made in accordance with the scale for contract size adjustment specified under section 6 of the RCG 2021 Guidance notes. The currency ERC rates are set at £4m (Four Million Pounds) @ 1st April 2019 (AVD) for the RCG 2021 Publication. | Photo 1 , 2 and 3 - Support framework to conveyor between support points- excludes trestles. | Photo 3 - Excludes staircase and walkway attached to side of conveyor support framework. Note cover over conveyor in Photos 2 an | 2 | TRUE
832 | 205E02 | 8805 | 205E02 | Conveyors | Steel frame supports | Lightweight without cover plate | Belt width 0.61m | Frame width 0.61m | General construction, 102mm x 51mm x 12.3kg/m Channel section horizontal framework; 60mm x 60mm x 10kg/m cross bracing and cross-rails bracing framework to form 600mm deep box support at 1,350mm modules; painted finished or galvanised. NOTE: In some cases there maybe additional cladding to the sides and/or roof, the cost for this should be added in addition to the costs in this section. ;A;-frame trestles are costed separately under the applicable Cost Guide section. | Location Adjustment Applicable (See Guidance Notes) - ERC = UK mean of 1.00 | (BEAMS Note 2) The ERC for this item should be added to all other rateable items on the hereditament (except land). Therefore the total of the ERC of the other Building Items and the P&M ERC (where applicable) to enable the correct contract size adjustment to be made. ERC of Building Component + ERC of P&M = Total ERC to which contract size adjustment should be applied. The appropriate % adjustment should be made in accordance with the scale for contract size adjustment specified under section 6 of the RCG 2023 Guidance notes. The currency ERC rates are set at £4m (Four Million Pounds) @ 1st April 2021 (AVD) for the RCG 2023 Publication. | Details from previous Cost Guides. Costs from Spons 2015. Includes allowance for Preliminaries Overheads and Profit. Composite measurement based on 2.70m modules - rationalised to provide /m Light support is assumed 600mm deep whilst heavy support is assumed 1,000mm deep and therefore heavier steel sections are deployed to support the heavier loads. | Costs are provided as /m of conveyor length; with varying widths of belt as stated. Horizontal framework modules every 1.35m. In all cases the support width is assumed to be 450mm wider than the belt width. The cover plate is assumed to be 2mm thick and of carbon/mild steel. The cover is added over the steel conveyor support, under the belt, to prevent produce from dropping under the belt. | Unless the conveyor is being rated under Class1 List of Accessories 1 the belt, drive motor and idler sets are not rateable and thus the steel support structure frame will be rateable under Class 4 Table 3 supports. | Belt, motor and idlers (unless rated under List of Accessories 1). | NOTE: For walkways over and at the side of the conveyor, carried from the same framework; see Stairways, Ladders and Walkways. For mesh flooring see Floors, GRP or Weldmesh. For cladding see Externa Walls - cladding. | It is assumed that the item forms part of an average size industrial, commercial or office complex. Where it would be normal to find more than one item in such a hereditament the ERC stated has been adjusted to reflect any number / quantity, discount. These figures are NOT one off figures. | - | Photo 1 , 2 and 3 - Support framework to conveyor between support points- excludes trestles. | Photo 3 - Excludes staircase and walkway attached to side of conveyor support framework. Note cover over conveyor in Photos 2 an | 10064 |  | M | - | NA | NA | NA | 128.4284 | Option 2 | 159.226 | 23.98% | 652.8293 | 493.3851 | 284.2% | 209.9% | 493.3851 | 284.2% | Indexed | NA | VOA_GPN_GOV_UK\7246041 | 2019-08-30 | Low | Blue | High | Risk taken from previous CG | - | - | NA | SPONS A&B | NA | (BEAMS Note 2) The ERC for this item should be added to all other rateable items on the hereditament (except land). Therefore the total of the ERC of the other Building Items and the P&M ERC (where applicable) to enable the correct contract size adjustment to be made. ERC of Building Component + ERC of P&M = Total ERC to which contract size adjustment should be applied. The appropriate % adjustment should be made in accordance with the scale for contract size adjustment specified under section 6 of the RCG 2021 Guidance notes. The currency ERC rates are set at £4m (Four Million Pounds) @ 1st April 2019 (AVD) for the RCG 2021 Publication. | Photo 1 , 2 and 3 - Support framework to conveyor between support points- excludes trestles. | Photo 3 - Excludes staircase and walkway attached to side of conveyor support framework. Note cover over conveyor in Photos 2 an | 2 | TRUE
833 | 205E04 | 8658 | 205E04 | Conveyors | Steel frame supports | Lightweight without cover plate | Belt width 0.76m | Frame width 0.76m | General construction, 102mm x 51mm x 12.3kg/m Channel section horizontal framework; 60mm x 60mm x 10kg/m cross bracing and cross-rails bracing framework to form 600mm deep box support at 1,350mm modules; painted finished or galvanised. NOTE: In some cases there maybe additional cladding to the sides and/or roof, the cost for this should be added in addition to the costs in this section. ;A;-frame trestles are costed separately under the applicable Cost Guide section. | Location Adjustment Applicable (See Guidance Notes) - ERC = UK mean of 1.00 | (BEAMS Note 2) The ERC for this item should be added to all other rateable items on the hereditament (except land). Therefore the total of the ERC of the other Building Items and the P&M ERC (where applicable) to enable the correct contract size adjustment to be made. ERC of Building Component + ERC of P&M = Total ERC to which contract size adjustment should be applied. The appropriate % adjustment should be made in accordance with the scale for contract size adjustment specified under section 6 of the RCG 2023 Guidance notes. The currency ERC rates are set at £4m (Four Million Pounds) @ 1st April 2021 (AVD) for the RCG 2023 Publication. | Details from previous Cost Guides. Costs from Spons 2015. Includes allowance for Preliminaries Overheads and Profit. Composite measurement based on 2.70m modules - rationalised to provide /m Light support is assumed 600mm deep whilst heavy support is assumed 1,000mm deep and therefore heavier steel sections are deployed to support the heavier loads. | Costs are provided as /m of conveyor length; with varying widths of belt as stated. Horizontal framework modules every 1.35m. In all cases the support width is assumed to be 450mm wider than the belt width. The cover plate is assumed to be 2mm thick and of carbon/mild steel. The cover is added over the steel conveyor support, under the belt, to prevent produce from dropping under the belt. | Unless the conveyor is being rated under Class1 List of Accessories 1 the belt, drive motor and idler sets are not rateable and thus the steel support structure frame will be rateable under Class 4 Table 3 supports. | Belt, motor and idlers (unless rated under List of Accessories 1). | NOTE: For walkways over and at the side of the conveyor, carried from the same framework; see Stairways, Ladders and Walkways. For mesh flooring see Floors, GRP or Weldmesh. For cladding see Externa Walls - cladding. | It is assumed that the item forms part of an average size industrial, commercial or office complex. Where it would be normal to find more than one item in such a hereditament the ERC stated has been adjusted to reflect any number / quantity, discount. These figures are NOT one off figures. | - | Photo 1 , 2 and 3 - Support framework to conveyor between support points- excludes trestles. | Photo 3 - Excludes staircase and walkway attached to side of conveyor support framework. Note cover over conveyor in Photos 2 an | 10064 |  | M | - | NA | NA | NA | 150.6893 | Option 2 | 186.8252 | 23.98% | 689.3242 | 520.9666 | 245.7% | 178.9% | 520.9666 | 245.7% | Indexed | NA | VOA_GPN_GOV_UK\7246041 | 2019-08-30 | Low | Blue | High | Risk taken from previous CG | - | - | NA | SPONS A&B | NA | (BEAMS Note 2) The ERC for this item should be added to all other rateable items on the hereditament (except land). Therefore the total of the ERC of the other Building Items and the P&M ERC (where applicable) to enable the correct contract size adjustment to be made. ERC of Building Component + ERC of P&M = Total ERC to which contract size adjustment should be applied. The appropriate % adjustment should be made in accordance with the scale for contract size adjustment specified under section 6 of the RCG 2021 Guidance notes. The currency ERC rates are set at £4m (Four Million Pounds) @ 1st April 2019 (AVD) for the RCG 2021 Publication. | Photo 1 , 2 and 3 - Support framework to conveyor between support points- excludes trestles. | Photo 3 - Excludes staircase and walkway attached to side of conveyor support framework. Note cover over conveyor in Photos 2 an | 2 | TRUE
834 | 205E06 | 8808 | 205E06 | Conveyors | Steel frame supports | Lightweight without cover plate | Belt width 0.91m | Frame width 0.91m | General construction, 102mm x 51mm x 12.3kg/m Channel section horizontal framework; 60mm x 60mm x 10kg/m cross bracing and cross-rails bracing framework to form 600mm deep box support at 1,350mm modules; painted finished or galvanised. NOTE: In some cases there maybe additional cladding to the sides and/or roof, the cost for this should be added in addition to the costs in this section. ;A;-frame trestles are costed separately under the applicable Cost Guide section. | Location Adjustment Applicable (See Guidance Notes) - ERC = UK mean of 1.00 | (BEAMS Note 2) The ERC for this item should be added to all other rateable items on the hereditament (except land). Therefore the total of the ERC of the other Building Items and the P&M ERC (where applicable) to enable the correct contract size adjustment to be made. ERC of Building Component + ERC of P&M = Total ERC to which contract size adjustment should be applied. The appropriate % adjustment should be made in accordance with the scale for contract size adjustment specified under section 6 of the RCG 2023 Guidance notes. The currency ERC rates are set at £4m (Four Million Pounds) @ 1st April 2021 (AVD) for the RCG 2023 Publication. | Details from previous Cost Guides. Costs from Spons 2015. Includes allowance for Preliminaries Overheads and Profit. Composite measurement based on 2.70m modules - rationalised to provide /m Light support is assumed 600mm deep whilst heavy support is assumed 1,000mm deep and therefore heavier steel sections are deployed to support the heavier loads. | Costs are provided as /m of conveyor length; with varying widths of belt as stated. Horizontal framework modules every 1.35m. In all cases the support width is assumed to be 450mm wider than the belt width. The cover plate is assumed to be 2mm thick and of carbon/mild steel. The cover is added over the steel conveyor support, under the belt, to prevent produce from dropping under the belt.. | Unless the conveyor is being rated under Class1 List of Accessories 1 the belt, drive motor and idler sets are not rateable and thus the steel support structure frame will be rateable under Class 4 Table 3 supports. | Belt, motor and idlers (unless rated under List of Accessories 1). | NOTE: For walkways over and at the side of the conveyor, carried from the same framework; see Stairways, Ladders and Walkways. For mesh flooring see Floors, GRP or Weldmesh. For cladding see Externa Walls - cladding. | It is assumed that the item forms part of an average size industrial, commercial or office complex. Where it would be normal to find more than one item in such a hereditament the ERC stated has been adjusted to reflect any number / quantity, discount. These figures are NOT one off figures. | - | Photo 1 , 2 and 3 - Support framework to conveyor between support points- excludes trestles. | Photo 3 - Excludes staircase and walkway attached to side of conveyor support framework. Note cover over conveyor in Photos 2 an | 10064 |  | M | - | NA | NA | NA | 169.5254 | Option 2 | 210.1783 | 23.98% | 717.9118 | 542.5721 | 220.1% | 158.1% | 542.5721 | 220.1% | Indexed | NA | VOA_GPN_GOV_UK\7246041 | 2019-08-30 | Low | Blue | High | Risk taken from previous CG | - | - | NA | SPONS A&B | NA | (BEAMS Note 2) The ERC for this item should be added to all other rateable items on the hereditament (except land). Therefore the total of the ERC of the other Building Items and the P&M ERC (where applicable) to enable the correct contract size adjustment to be made. ERC of Building Component + ERC of P&M = Total ERC to which contract size adjustment should be applied. The appropriate % adjustment should be made in accordance with the scale for contract size adjustment specified under section 6 of the RCG 2021 Guidance notes. The currency ERC rates are set at £4m (Four Million Pounds) @ 1st April 2019 (AVD) for the RCG 2021 Publication. | Photo 1 , 2 and 3 - Support framework to conveyor between support points- excludes trestles. | Photo 3 - Excludes staircase and walkway attached to side of conveyor support framework. Note cover over conveyor in Photos 2 an | 2 | TRUE
835 | 205E08 | 8810 | 205E08 | Conveyors | Steel frame supports | Lightweight without cover plate | Belt width 1.07m | Frame width 1.07m | General construction, 102mm x 51mm x 12.3kg/m Channel section horizontal framework; 60mm x 60mm x 10kg/m cross bracing and cross-rails bracing framework to form 600mm deep box support at 1,350mm modules; painted finished or galvanised. NOTE: In some cases there maybe additional cladding to the sides and/or roof, the cost for this should be added in addition to the costs in this section. ;A;-frame trestles are costed separately under the applicable Cost Guide section. | Location Adjustment Applicable (See Guidance Notes) - ERC = UK mean of 1.00 | (BEAMS Note 2) The ERC for this item should be added to all other rateable items on the hereditament (except land). Therefore the total of the ERC of the other Building Items and the P&M ERC (where applicable) to enable the correct contract size adjustment to be made. ERC of Building Component + ERC of P&M = Total ERC to which contract size adjustment should be applied. The appropriate % adjustment should be made in accordance with the scale for contract size adjustment specified under section 6 of the RCG 2023 Guidance notes. The currency ERC rates are set at £4m (Four Million Pounds) @ 1st April 2021 (AVD) for the RCG 2023 Publication. | Details from previous Cost Guides. Costs from Spons 2015. Includes allowance for Preliminaries Overheads and Profit. Composite measurement based on 2.70m modules - rationalised to provide /m Light support is assumed 600mm deep whilst heavy support is assumed 1,000mm deep and therefore heavier steel sections are deployed to support the heavier loads. | Costs are provided as /m of conveyor length; with varying widths of belt as stated. Horizontal framework modules every 1.35m. In all cases the support width is assumed to be 450mm wider than the belt width. The cover plate is assumed to be 2mm thick and of carbon/mild steel. The cover is added over the steel conveyor support, under the belt, to prevent produce from dropping under the belt. | Unless the conveyor is being rated under Class1 List of Accessories 1 the belt, drive motor and idler sets are not rateable and thus the steel support structure frame will be rateable under Class 4 Table 3 supports. | Belt, motor and idlers (unless rated under List of Accessories 1). | NOTE: For walkways over and at the side of the conveyor, carried from the same framework; see Stairways, Ladders and Walkways. For mesh flooring see Floors, GRP or Weldmesh. For cladding see Externa Walls - cladding. | It is assumed that the item forms part of an average size industrial, commercial or office complex. Where it would be normal to find more than one item in such a hereditament the ERC stated has been adjusted to reflect any number / quantity, discount. These figures are NOT one off figures. | - | Photo 1 , 2 and 3 - Support framework to conveyor between support points- excludes trestles. | Photo 3 - Excludes staircase and walkway attached to side of conveyor support framework. Note cover over conveyor in Photos 2 an | 10064 |  | M | - | NA | NA | NA | 189.2178 | Option 2 | 234.593 | 23.98% | 752.5819 | 568.7746 | 200.6% | 142.5% | 568.7746 | 200.6% | Indexed | NA | VOA_GPN_GOV_UK\7246041 | 2019-08-30 | Low | Blue | High | Risk taken from previous CG | - | - | NA | SPONS A&B | NA | (BEAMS Note 2) The ERC for this item should be added to all other rateable items on the hereditament (except land). Therefore the total of the ERC of the other Building Items and the P&M ERC (where applicable) to enable the correct contract size adjustment to be made. ERC of Building Component + ERC of P&M = Total ERC to which contract size adjustment should be applied. The appropriate % adjustment should be made in accordance with the scale for contract size adjustment specified under section 6 of the RCG 2021 Guidance notes. The currency ERC rates are set at £4m (Four Million Pounds) @ 1st April 2019 (AVD) for the RCG 2021 Publication. | Photo 1 , 2 and 3 - Support framework to conveyor between support points- excludes trestles. | Photo 3 - Excludes staircase and walkway attached to side of conveyor support framework. Note cover over conveyor in Photos 2 an | 2 | TRUE
836 | 205B01 | 8777 | 205B01 | Conveyors | Trestle supports | 2 leg trestle | Ht 3m | - | General construction, 152mm x 76mm x 17.88kg/m Channel section legs and horizontal framework; 50mm x 50mm x 6kg/m cross bracing; painted finished or galvanised with reinforced concrete pad foundation to each leg including holding down bolts and grouting to baseplate. | Location Adjustment Applicable (See Guidance Notes) - ERC = UK mean of 1.00 | (BEAMS Note 2) The ERC for this item should be added to all other rateable items on the hereditament (except land). Therefore the total of the ERC of the other Building Items and the P&M ERC (where applicable) to enable the correct contract size adjustment to be made. ERC of Building Component + ERC of P&M = Total ERC to which contract size adjustment should be applied. The appropriate % adjustment should be made in accordance with the scale for contract size adjustment specified under section 6 of the RCG 2023 Guidance notes. The currency ERC rates are set at £4m (Four Million Pounds) @ 1st April 2021 (AVD) for the RCG 2023 Publication. | Details from previous Cost Guides. Costs from Spons 2015. Includes allowance for Preliminaries Overheads and Profit. | Costs are unit costs for the height of support as stated inclusive of foundation. Horizontal framework every 3m. NOTE: Cross bracing increased to 60mm x 60mm x 10kg/m for 12m 15m height. | - | - | Conveyor structure. | It is assumed that the item forms part of an average size industrial, commercial or office complex. Where it would be normal to find more than one item in such a hereditament the ERC stated has been adjusted to reflect any number / quantity, discount. These figures are NOT one off figures. | - | Photo 1 - foreground- 4 leg heavy trestle with top of foundation base visible. Photo 2 Heavy steel 2 leg trestle with top of foundation base visible. Photo 3 - twin leg trestle | - | 10066 |  | Each | height | NA | NA | NA | 136.9903 | Option 2 | 169.8411 | 23.98% | 2000.9612 | 1512.2551 | 1004% | 790.4% | 1512.2551 | 1004% | Indexed | NA | VOA_GPN_GOV_UK\7246041 | 2019-08-30 | Low | Blue | High | Risk taken from previous CG | - | - | NA | SPONS A&B | NA | (BEAMS Note 2) The ERC for this item should be added to all other rateable items on the hereditament (except land). Therefore the total of the ERC of the other Building Items and the P&M ERC (where applicable) to enable the correct contract size adjustment to be made. ERC of Building Component + ERC of P&M = Total ERC to which contract size adjustment should be applied. The appropriate % adjustment should be made in accordance with the scale for contract size adjustment specified under section 6 of the RCG 2021 Guidance notes. The currency ERC rates are set at £4m (Four Million Pounds) @ 1st April 2019 (AVD) for the RCG 2021 Publication. | Photo 1 - foreground- 4 leg heavy trestle with top of foundation base visible. Photo 2 Heavy steel 2 leg trestle with top of foundation base visible. Photo 3 - twin leg trestle | - | 2 | TRUE
837 | 205B02 | 8778 | 205B02 | Conveyors | Trestle supports | 2 leg trestle | Ht 6m | - | General construction, 152mm x 76mm x 17.88kg/m Channel section legs and horizontal framework; 50mm x 50mm x 6kg/m cross bracing; painted finished or galvanised with reinforced concrete pad foundation to each leg including holding down bolts and grouting to baseplate. | Location Adjustment Applicable (See Guidance Notes) - ERC = UK mean of 1.00 | (BEAMS Note 2) The ERC for this item should be added to all other rateable items on the hereditament (except land). Therefore the total of the ERC of the other Building Items and the P&M ERC (where applicable) to enable the correct contract size adjustment to be made. ERC of Building Component + ERC of P&M = Total ERC to which contract size adjustment should be applied. The appropriate % adjustment should be made in accordance with the scale for contract size adjustment specified under section 6 of the RCG 2023 Guidance notes. The currency ERC rates are set at £4m (Four Million Pounds) @ 1st April 2021 (AVD) for the RCG 2023 Publication. | Details from previous Cost Guides. Costs from Spons 2015. Includes allowance for Preliminaries Overheads and Profit. | Costs are unit costs for the height of support as stated inclusive of foundation. Horizontal framework every 3m. NOTE: Cross bracing increased to 60mm x 60mm x 10kg/m for 12m 15m height. | - | - | Conveyor structure. | It is assumed that the item forms part of an average size industrial, commercial or office complex. Where it would be normal to find more than one item in such a hereditament the ERC stated has been adjusted to reflect any number / quantity, discount. These figures are NOT one off figures. | - | Photo 1 - foreground- 4 leg heavy trestle with top of foundation base visible. Photo 2 Heavy steel 2 leg trestle with top of foundation base visible. Photo 3 - twin leg trestle | - | 10066 |  | Each | height | NA | NA | NA | 148.1207 | Option 2 | 183.6407 | 23.98% | 2737.6875 | 2069.0465 | 1297% | 1027% | 2069.0465 | 1297% | Indexed | NA | VOA_GPN_GOV_UK\7246041 | 2019-08-30 | Low | Blue | High | Risk taken from previous CG | - | - | NA | SPONS A&B | NA | (BEAMS Note 2) The ERC for this item should be added to all other rateable items on the hereditament (except land). Therefore the total of the ERC of the other Building Items and the P&M ERC (where applicable) to enable the correct contract size adjustment to be made. ERC of Building Component + ERC of P&M = Total ERC to which contract size adjustment should be applied. The appropriate % adjustment should be made in accordance with the scale for contract size adjustment specified under section 6 of the RCG 2021 Guidance notes. The currency ERC rates are set at £4m (Four Million Pounds) @ 1st April 2019 (AVD) for the RCG 2021 Publication. | Photo 1 - foreground- 4 leg heavy trestle with top of foundation base visible. Photo 2 Heavy steel 2 leg trestle with top of foundation base visible. Photo 3 - twin leg trestle | - | 2 | TRUE
838 | 205B03 | 8779 | 205B03 | Conveyors | Trestle supports | 2 leg trestle | Ht 9m | - | General construction, 152mm x 76mm x 17.88kg/m Channel section legs and horizontal framework; 50mm x 50mm x 6kg/m cross bracing; painted finished or galvanised with reinforced concrete pad foundation to each leg including holding down bolts and grouting to baseplate. | Location Adjustment Applicable (See Guidance Notes) - ERC = UK mean of 1.00 | (BEAMS Note 2) The ERC for this item should be added to all other rateable items on the hereditament (except land). Therefore the total of the ERC of the other Building Items and the P&M ERC (where applicable) to enable the correct contract size adjustment to be made. ERC of Building Component + ERC of P&M = Total ERC to which contract size adjustment should be applied. The appropriate % adjustment should be made in accordance with the scale for contract size adjustment specified under section 6 of the RCG 2023 Guidance notes. The currency ERC rates are set at £4m (Four Million Pounds) @ 1st April 2021 (AVD) for the RCG 2023 Publication. | Details from previous Cost Guides. Costs from Spons 2015. Includes allowance for Preliminaries Overheads and Profit. | Costs are unit costs for the height of support as stated inclusive of foundation. Horizontal framework every 3m. NOTE: Cross bracing increased to 60mm x 60mm x 10kg/m for 12m 15m height. | - | - | Conveyor structure. | It is assumed that the item forms part of an average size industrial, commercial or office complex. Where it would be normal to find more than one item in such a hereditament the ERC stated has been adjusted to reflect any number / quantity, discount. These figures are NOT one off figures. | - | Photo 1 - foreground- 4 leg heavy trestle with top of foundation base visible. Photo 2 Heavy steel 2 leg trestle with top of foundation base visible. Photo 3 - twin leg trestle | - | 10066 |  | Each | height | NA | NA | NA | 177.2311 | Option 2 | 219.7319 | 23.98% | 3558.7836 | 2689.6016 | 1418% | 1124% | 2689.6016 | 1418% | Indexed | NA | VOA_GPN_GOV_UK\7246041 | 2019-08-30 | Low | Blue | High | Risk taken from previous CG | - | - | NA | SPONS A&B | NA | (BEAMS Note 2) The ERC for this item should be added to all other rateable items on the hereditament (except land). Therefore the total of the ERC of the other Building Items and the P&M ERC (where applicable) to enable the correct contract size adjustment to be made. ERC of Building Component + ERC of P&M = Total ERC to which contract size adjustment should be applied. The appropriate % adjustment should be made in accordance with the scale for contract size adjustment specified under section 6 of the RCG 2021 Guidance notes. The currency ERC rates are set at £4m (Four Million Pounds) @ 1st April 2019 (AVD) for the RCG 2021 Publication. | Photo 1 - foreground- 4 leg heavy trestle with top of foundation base visible. Photo 2 Heavy steel 2 leg trestle with top of foundation base visible. Photo 3 - twin leg trestle | - | 2 | TRUE
839 | 205B04 | 8780 | 205B04 | Conveyors | Trestle supports | 2 leg trestle | Ht 12m | - | General construction, 152mm x 76mm x 17.88kg/m Channel section legs and horizontal framework; 60mm x 60mm x 10kg/m cross bracing; painted finished or galvanised with reinforced concrete pad foundation to each leg including holding down bolts and grouting to baseplate. | Location Adjustment Applicable (See Guidance Notes) - ERC = UK mean of 1.00 | (BEAMS Note 2) The ERC for this item should be added to all other rateable items on the hereditament (except land). Therefore the total of the ERC of the other Building Items and the P&M ERC (where applicable) to enable the correct contract size adjustment to be made. ERC of Building Component + ERC of P&M = Total ERC to which contract size adjustment should be applied. The appropriate % adjustment should be made in accordance with the scale for contract size adjustment specified under section 6 of the RCG 2023 Guidance notes. The currency ERC rates are set at £4m (Four Million Pounds) @ 1st April 2021 (AVD) for the RCG 2023 Publication. | Details from previous Cost Guides. Costs from Spons 2015. Includes allowance for Preliminaries Overheads and Profit. | Costs are unit costs for the height of support as stated inclusive of foundation. Horizontal framework every 3m. NOTE: Cross bracing increased to 60mm x 60mm x 10kg/m for 12m 15m height. | - | - | Conveyor structure. | It is assumed that the item forms part of an average size industrial, commercial or office complex. Where it would be normal to find more than one item in such a hereditament the ERC stated has been adjusted to reflect any number / quantity, discount. These figures are NOT one off figures. | - | Photo 1 - foreground- 4 leg heavy trestle with top of foundation base visible. Photo 2 Heavy steel 2 leg trestle with top of foundation base visible. Photo 3 - twin leg trestle | - | 10066 |  | Each | height | NA | NA | NA | 196.9235 | Option 2 | 244.1466 | 23.98% | 5039.6739 | 3808.8057 | 1834% | 1460% | 3808.8057 | 1834% | Indexed | NA | VOA_GPN_GOV_UK\7246041 | 2019-08-30 | Low | Blue | High | Risk taken from previous CG | - | - | NA | SPONS A&B | NA | (BEAMS Note 2) The ERC for this item should be added to all other rateable items on the hereditament (except land). Therefore the total of the ERC of the other Building Items and the P&M ERC (where applicable) to enable the correct contract size adjustment to be made. ERC of Building Component + ERC of P&M = Total ERC to which contract size adjustment should be applied. The appropriate % adjustment should be made in accordance with the scale for contract size adjustment specified under section 6 of the RCG 2021 Guidance notes. The currency ERC rates are set at £4m (Four Million Pounds) @ 1st April 2019 (AVD) for the RCG 2021 Publication. | Photo 1 - foreground- 4 leg heavy trestle with top of foundation base visible. Photo 2 Heavy steel 2 leg trestle with top of foundation base visible. Photo 3 - twin leg trestle | - | 2 | TRUE
840 | 205B05 | 8781 | 205B05 | Conveyors | Trestle supports | 2 leg trestle | Ht 15m | - | General construction, 152mm x 76mm x 17.88kg/m Channel section legs and horizontal framework; 60mm x 60mm x 10kg/m cross bracing; painted finished or galvanised with reinforced concrete pad foundation to each leg including holding down bolts and grouting to baseplate. | Location Adjustment Applicable (See Guidance Notes) - ERC = UK mean of 1.00 | (BEAMS Note 2) The ERC for this item should be added to all other rateable items on the hereditament (except land). Therefore the total of the ERC of the other Building Items and the P&M ERC (where applicable) to enable the correct contract size adjustment to be made. ERC of Building Component + ERC of P&M = Total ERC to which contract size adjustment should be applied. The appropriate % adjustment should be made in accordance with the scale for contract size adjustment specified under section 6 of the RCG 2023 Guidance notes. The currency ERC rates are set at £4m (Four Million Pounds) @ 1st April 2021 (AVD) for the RCG 2023 Publication. | Details from previous Cost Guides. Costs from Spons 2015. Includes allowance for Preliminaries Overheads and Profit. | Costs are unit costs for the height of support as stated inclusive of foundation. Horizontal framework every 3m. NOTE: Cross bracing increased to 60mm x 60mm x 10kg/m for 12m 15m height. | - | - | Conveyor structure. | It is assumed that the item forms part of an average size industrial, commercial or office complex. Where it would be normal to find more than one item in such a hereditament the ERC stated has been adjusted to reflect any number / quantity, discount. These figures are NOT one off figures. | - | Photo 1 - foreground- 4 leg heavy trestle with top of foundation base visible. Photo 2 Heavy steel 2 leg trestle with top of foundation base visible. Photo 3 - twin leg trestle | - | 10066 |  | Each | height | NA | NA | NA | 214.0473 | Option 2 | 265.3767 | 23.98% | 6123.1509 | 4627.6589 | 2062% | 1644% | 4627.6589 | 2062% | Indexed | NA | VOA_GPN_GOV_UK\7246041 | 2019-08-30 | Low | Blue | High | Risk taken from previous CG | - | - | NA | SPONS A&B | NA | (BEAMS Note 2) The ERC for this item should be added to all other rateable items on the hereditament (except land). Therefore the total of the ERC of the other Building Items and the P&M ERC (where applicable) to enable the correct contract size adjustment to be made. ERC of Building Component + ERC of P&M = Total ERC to which contract size adjustment should be applied. The appropriate % adjustment should be made in accordance with the scale for contract size adjustment specified under section 6 of the RCG 2021 Guidance notes. The currency ERC rates are set at £4m (Four Million Pounds) @ 1st April 2019 (AVD) for the RCG 2021 Publication. | Photo 1 - foreground- 4 leg heavy trestle with top of foundation base visible. Photo 2 Heavy steel 2 leg trestle with top of foundation base visible. Photo 3 - twin leg trestle | - | 2 | TRUE
841 | 205B11 | 8782 | 205B11 | Conveyors | Trestle supports | 4 leg trestle | Ht 3m | - | General construction, 152mm x 76mm x 17.88kg/m Channel section legs and horizontal framework; 50mm x 50mm x 6kg/m cross bracing; painted finished or galvanised with reinforced concrete pad foundation to each leg including holding down bolts and grouting to baseplate. | Location Adjustment Applicable (See Guidance Notes) - ERC = UK mean of 1.00 | (BEAMS Note 2) The ERC for this item should be added to all other rateable items on the hereditament (except land). Therefore the total of the ERC of the other Building Items and the P&M ERC (where applicable) to enable the correct contract size adjustment to be made. ERC of Building Component + ERC of P&M = Total ERC to which contract size adjustment should be applied. The appropriate % adjustment should be made in accordance with the scale for contract size adjustment specified under section 6 of the RCG 2023 Guidance notes. The currency ERC rates are set at £4m (Four Million Pounds) @ 1st April 2021 (AVD) for the RCG 2023 Publication. | Details from previous Cost Guides. Costs from Spons 2015. Includes allowance for Preliminaries Overheads and Profit. | Costs are unit costs for the height of support as stated inclusive of foundation. Horizontal framework every 3m. NOTE: Cross bracing increased to 60mm x 60mm x 10kg/m for 12m 15m height. | - | - | Conveyor structure. | It is assumed that the item forms part of an average size industrial, commercial or office complex. Where it would be normal to find more than one item in such a hereditament the ERC stated has been adjusted to reflect any number / quantity, discount. These figures are NOT one off figures. | - | Photo 1 - foreground- 4 leg heavy trestle with top of foundation base visible. Photo 2 Heavy steel 2 leg trestle with top of foundation base visible. Photo 3 - twin leg trestle | - | 10066 |  | Each | height | NA | NA | NA | 386.1413 | Option 2 | 478.7396 | 23.98% | 4724.1126 | 3570.3156 | 824.6% | 645.8% | 3570.3156 | 824.6% | Indexed | NA | VOA_GPN_GOV_UK\7246041 | 2019-08-30 | Low | Blue | High | Risk taken from previous CG | - | - | NA | SPONS A&B | NA | (BEAMS Note 2) The ERC for this item should be added to all other rateable items on the hereditament (except land). Therefore the total of the ERC of the other Building Items and the P&M ERC (where applicable) to enable the correct contract size adjustment to be made. ERC of Building Component + ERC of P&M = Total ERC to which contract size adjustment should be applied. The appropriate % adjustment should be made in accordance with the scale for contract size adjustment specified under section 6 of the RCG 2021 Guidance notes. The currency ERC rates are set at £4m (Four Million Pounds) @ 1st April 2019 (AVD) for the RCG 2021 Publication. | Photo 1 - foreground- 4 leg heavy trestle with top of foundation base visible. Photo 2 Heavy steel 2 leg trestle with top of foundation base visible. Photo 3 - twin leg trestle | - | 2 | TRUE
842 | 205B12 | 8786 | 205B12 | Conveyors | Trestle supports | 4 leg trestle | Ht 6m | - | General construction, 152mm x 76mm x 17.88kg/m Channel section legs and horizontal framework; 50mm x 50mm x 6kg/m cross bracing; painted finished or galvanised with reinforced concrete pad foundation to each leg including holding down bolts and grouting to baseplate. | Location Adjustment Applicable (See Guidance Notes) - ERC = UK mean of 1.00 | (BEAMS Note 2) The ERC for this item should be added to all other rateable items on the hereditament (except land). Therefore the total of the ERC of the other Building Items and the P&M ERC (where applicable) to enable the correct contract size adjustment to be made. ERC of Building Component + ERC of P&M = Total ERC to which contract size adjustment should be applied. The appropriate % adjustment should be made in accordance with the scale for contract size adjustment specified under section 6 of the RCG 2023 Guidance notes. The currency ERC rates are set at £4m (Four Million Pounds) @ 1st April 2021 (AVD) for the RCG 2023 Publication. | Details from previous Cost Guides. Costs from Spons 2015. Includes allowance for Preliminaries Overheads and Profit. | Costs are unit costs for the height of support as stated inclusive of foundation. Horizontal framework every 3m. NOTE: Cross bracing increased to 60mm x 60mm x 10kg/m for 12m 15m height. | - | - | Conveyor structure. | It is assumed that the item forms part of an average size industrial, commercial or office complex. Where it would be normal to find more than one item in such a hereditament the ERC stated has been adjusted to reflect any number / quantity, discount. These figures are NOT one off figures. | - | Photo 1 - foreground- 4 leg heavy trestle with top of foundation base visible. Photo 2 Heavy steel 2 leg trestle with top of foundation base visible. Photo 3 - twin leg trestle | - | 10066 |  | Each | height | NA | NA | NA | 422.1012 | Option 2 | 523.3228 | 23.98% | 6899.6648 | 5214.5204 | 1135% | 896.4% | 5214.5204 | 1135% | Indexed | NA | VOA_GPN_GOV_UK\7246041 | 2019-08-30 | Low | Blue | High | Risk taken from previous CG | - | - | NA | SPONS A&B | NA | (BEAMS Note 2) The ERC for this item should be added to all other rateable items on the hereditament (except land). Therefore the total of the ERC of the other Building Items and the P&M ERC (where applicable) to enable the correct contract size adjustment to be made. ERC of Building Component + ERC of P&M = Total ERC to which contract size adjustment should be applied. The appropriate % adjustment should be made in accordance with the scale for contract size adjustment specified under section 6 of the RCG 2021 Guidance notes. The currency ERC rates are set at £4m (Four Million Pounds) @ 1st April 2019 (AVD) for the RCG 2021 Publication. | Photo 1 - foreground- 4 leg heavy trestle with top of foundation base visible. Photo 2 Heavy steel 2 leg trestle with top of foundation base visible. Photo 3 - twin leg trestle | - | 2 | TRUE
843 | 205B13 | 8787 | 205B13 | Conveyors | Trestle supports | 4 leg trestle | Ht 9m | - | General construction, 152mm x 76mm x 17.88kg/m Channel section legs and horizontal framework; 50mm x 50mm x 6kg/m cross bracing; painted finished or galvanised with reinforced concrete pad foundation to each leg including holding down bolts and grouting to baseplate. | Location Adjustment Applicable (See Guidance Notes) - ERC = UK mean of 1.00 | (BEAMS Note 2) The ERC for this item should be added to all other rateable items on the hereditament (except land). Therefore the total of the ERC of the other Building Items and the P&M ERC (where applicable) to enable the correct contract size adjustment to be made. ERC of Building Component + ERC of P&M = Total ERC to which contract size adjustment should be applied. The appropriate % adjustment should be made in accordance with the scale for contract size adjustment specified under section 6 of the RCG 2023 Guidance notes. The currency ERC rates are set at £4m (Four Million Pounds) @ 1st April 2021 (AVD) for the RCG 2023 Publication. | Details from previous Cost Guides. Costs from Spons 2015. Includes allowance for Preliminaries Overheads and Profit. | Costs are unit costs for the height of support as stated inclusive of foundation. Horizontal framework every 3m. NOTE: Cross bracing increased to 60mm x 60mm x 10kg/m for 12m 15m height. | - | - | Conveyor structure. | It is assumed that the item forms part of an average size industrial, commercial or office complex. Where it would be normal to find more than one item in such a hereditament the ERC stated has been adjusted to reflect any number / quantity, discount. These figures are NOT one off figures. | - | Photo 1 - foreground- 4 leg heavy trestle with top of foundation base visible. Photo 2 Heavy steel 2 leg trestle with top of foundation base visible. Photo 3 - twin leg trestle | - | 10066 |  | Each | height | NA | NA | NA | 486.3154 | Option 2 | 602.9358 | 23.98% | 9412.6962 | 7113.7798 | 1363% | 1080% | 7113.7798 | 1363% | Indexed | NA | VOA_GPN_GOV_UK\7246041 | 2019-08-30 | Low | Blue | High | Risk taken from previous CG | - | - | NA | SPONS A&B | NA | (BEAMS Note 2) The ERC for this item should be added to all other rateable items on the hereditament (except land). Therefore the total of the ERC of the other Building Items and the P&M ERC (where applicable) to enable the correct contract size adjustment to be made. ERC of Building Component + ERC of P&M = Total ERC to which contract size adjustment should be applied. The appropriate % adjustment should be made in accordance with the scale for contract size adjustment specified under section 6 of the RCG 2021 Guidance notes. The currency ERC rates are set at £4m (Four Million Pounds) @ 1st April 2019 (AVD) for the RCG 2021 Publication. | Photo 1 - foreground- 4 leg heavy trestle with top of foundation base visible. Photo 2 Heavy steel 2 leg trestle with top of foundation base visible. Photo 3 - twin leg trestle | - | 2 | TRUE
844 | 205B14 | 8788 | 205B14 | Conveyors | Trestle supports | 4 leg trestle | Ht 12m | - | General construction, 152mm x 76mm x 17.88kg/m Channel section legs and horizontal framework; 60mm x 60mm x 10kg/m cross bracing; painted finished or galvanised with reinforced concrete pad foundation to each leg including holding down bolts and grouting to baseplate. | Location Adjustment Applicable (See Guidance Notes) - ERC = UK mean of 1.00 | (BEAMS Note 2) The ERC for this item should be added to all other rateable items on the hereditament (except land). Therefore the total of the ERC of the other Building Items and the P&M ERC (where applicable) to enable the correct contract size adjustment to be made. ERC of Building Component + ERC of P&M = Total ERC to which contract size adjustment should be applied. The appropriate % adjustment should be made in accordance with the scale for contract size adjustment specified under section 6 of the RCG 2023 Guidance notes. The currency ERC rates are set at £4m (Four Million Pounds) @ 1st April 2021 (AVD) for the RCG 2023 Publication. | Details from previous Cost Guides. Costs from Spons 2015. Includes allowance for Preliminaries Overheads and Profit. | Costs are unit costs for the height of support as stated inclusive of foundation. Horizontal framework every 3m. NOTE: Cross bracing increased to 60mm x 60mm x 10kg/m for 12m 15m height. | - | - | Conveyor structure. | It is assumed that the item forms part of an average size industrial, commercial or office complex. Where it would be normal to find more than one item in such a hereditament the ERC stated has been adjusted to reflect any number / quantity, discount. These figures are NOT one off figures. | - | Photo 1 - foreground- 4 leg heavy trestle with top of foundation base visible. Photo 2 Heavy steel 2 leg trestle with top of foundation base visible. Photo 3 - twin leg trestle | - | 10066 |  | Each | height | NA | NA | NA | 781.7007 | Option 2 | 969.1557 | 23.98% | 14188.6479 | 10723.2736 | 1272% | 1006% | 10723.2736 | 1272% | Indexed | NA | VOA_GPN_GOV_UK\7246041 | 2019-08-30 | Low | Blue | High | Risk taken from previous CG | - | - | NA | SPONS A&B | NA | (BEAMS Note 2) The ERC for this item should be added to all other rateable items on the hereditament (except land). Therefore the total of the ERC of the other Building Items and the P&M ERC (where applicable) to enable the correct contract size adjustment to be made. ERC of Building Component + ERC of P&M = Total ERC to which contract size adjustment should be applied. The appropriate % adjustment should be made in accordance with the scale for contract size adjustment specified under section 6 of the RCG 2021 Guidance notes. The currency ERC rates are set at £4m (Four Million Pounds) @ 1st April 2019 (AVD) for the RCG 2021 Publication. | Photo 1 - foreground- 4 leg heavy trestle with top of foundation base visible. Photo 2 Heavy steel 2 leg trestle with top of foundation base visible. Photo 3 - twin leg trestle | - | 2 | TRUE
845 | 205B15 | 8789 | 205B15 | Conveyors | Trestle supports | 4 leg trestle | Ht 15m | - | General construction, 152mm x 76mm x 17.88kg/m Channel section legs and horizontal framework; 60mm x 60mm x 10kg/m cross bracing; painted finished or galvanised with reinforced concrete pad foundation to each leg including holding down bolts and grouting to baseplate. | Location Adjustment Applicable (See Guidance Notes) - ERC = UK mean of 1.00 | (BEAMS Note 2) The ERC for this item should be added to all other rateable items on the hereditament (except land). Therefore the total of the ERC of the other Building Items and the P&M ERC (where applicable) to enable the correct contract size adjustment to be made. ERC of Building Component + ERC of P&M = Total ERC to which contract size adjustment should be applied. The appropriate % adjustment should be made in accordance with the scale for contract size adjustment specified under section 6 of the RCG 2023 Guidance notes. The currency ERC rates are set at £4m (Four Million Pounds) @ 1st April 2021 (AVD) for the RCG 2023 Publication. | Details from previous Cost Guides. Costs from Spons 2015. Includes allowance for Preliminaries Overheads and Profit. | Costs are unit costs for the height of support as stated inclusive of foundation. Horizontal framework every 3m. NOTE: Cross bracing increased to 60mm x 60mm x 10kg/m for 12m 15m height. | - | - | Conveyor structure. | It is assumed that the item forms part of an average size industrial, commercial or office complex. Where it would be normal to find more than one item in such a hereditament the ERC stated has been adjusted to reflect any number / quantity, discount. These figures are NOT one off figures. | - | Photo 1 - foreground- 4 leg heavy trestle with top of foundation base visible. Photo 2 Heavy steel 2 leg trestle with top of foundation base visible. Photo 3 - twin leg trestle | - | 10066 |  | Each | height | NA | NA | NA | 851.9082 | Option 2 | 1056.1992 | 23.98% | 17751.203 | 13415.7256 | 1475% | 1170% | 13415.7256 | 1475% | Indexed | NA | VOA_GPN_GOV_UK\7246041 | 2019-08-30 | Low | Blue | High | Risk taken from previous CG | - | - | NA | SPONS A&B | NA | (BEAMS Note 2) The ERC for this item should be added to all other rateable items on the hereditament (except land). Therefore the total of the ERC of the other Building Items and the P&M ERC (where applicable) to enable the correct contract size adjustment to be made. ERC of Building Component + ERC of P&M = Total ERC to which contract size adjustment should be applied. The appropriate % adjustment should be made in accordance with the scale for contract size adjustment specified under section 6 of the RCG 2021 Guidance notes. The currency ERC rates are set at £4m (Four Million Pounds) @ 1st April 2019 (AVD) for the RCG 2021 Publication. | Photo 1 - foreground- 4 leg heavy trestle with top of foundation base visible. Photo 2 Heavy steel 2 leg trestle with top of foundation base visible. Photo 3 - twin leg trestle | - | 2 | TRUE
846 | 40Z00A | 6795 | 40Z00A | Cooling Towers | Concrete Hyperbolic | 30m diam | - | - | The primary use of large, industrial cooling towers is to remove the heat absorbed in the circulating cooling water systems used in power plants, petroleum refineries, petrochemical and natural gas plants. Cooling towers can also be mechanical small-scale roof-top installations or medium-sized packaged units these have a different Cost Guide Code and are referred to as Mechanical draught. The hyperboloid shape is particularly suited to cooling tower construction as the wide base provides a large space for the water and cooling system. The narrowing effect of the tower helps with the laminar flow of the evaporated water as it rises. As the tower widens out at the top, it supports the turbulent mixing as the heated air makes contact with the atmospheric air. These large cooling towers can be up to 200 metres (660 ft) tall and 100 m (320 ft) in diameter. They are constructed as hyperboloid, doubly-curved concrete shell structures supported on a series of concrete struts. The foundations typically consist of an inclined pond wall forming a circular ‘tee’ beam with a wide concrete strip. The beam acts to resist the lateral load of the tower’s shell structure. As well as the ‘tee’ beam, piled foundations are normally required to minimise differential settlement and reduce the risk of cracking. The cooling system is housed in the tower’s base which is typically the bottom 10 metres, the rest of the tower consisting of an empty shell. The water falls and collects in a pond at the base of the tower, formed by a base slab and the pond wall. In natural-draught cooling towers the open structure at the base allows a natural movement of air. | Location Adjustment Applicable (See Guidance Notes) - ERC = UK mean of 1.00 | (BEAMS Note 2) The ERC for this item should be added to all other rateable items on the hereditament (except land). Therefore the total of the ERC of the other Building Items and the P&M ERC (where applicable) to enable the correct contract size adjustment to be made. ERC of Building Component + ERC of P&M = Total ERC to which contract size adjustment should be applied. The appropriate % adjustment should be made in accordance with the scale for contract size adjustment specified under section 6 of the RCG 2023 Guidance notes. The currency ERC rates are set at £4m (Four Million Pounds) @ 1st April 2021 (AVD) for the RCG 2023 Publication. | The £/m² shown should be applied to an area arrived at by multiplying the base diameter of the tower at the base of the struts by its height above surface level. | Base Diameter and height of towers required | - | pipes are non-rateable | - | - | - | - | - | 10068 |  | m2 | - | 3 - INDUSTRIAL | David Grace | James Allen | 448.1085 | Option 2 | 555.5667 | 23.98% | 685 | 517.6985 | 15.53% | -6.816% | 517.6985 | 15.53% | ERC Over-ridden | Kevin Cochrane | VOA_GPN_GOV_UK\7253953 | 2020-11-18 | Low | Blue | High | Cost taken from Cost Guide 2021 and to be indexed. No new evidence provided, unlikley to be any as these are not often built. | ERC based at 322 | - | NA | SPONS A&B | 1.56 | (BEAMS Note 2) The ERC for this item should be added to all other rateable items on the hereditament (except land). Therefore the total of the ERC of the other Building Items and the P&M ERC (where applicable) to enable the correct contract size adjustment to be made. ERC of Building Component + ERC of P&M = Total ERC to which contract size adjustment should be applied. The appropriate % adjustment should be made in accordance with the scale for contract size adjustment specified under section 6 of the RCG 2021 Guidance notes. The currency ERC rates are set at £4m (Four Million Pounds) @ 1st April 2019 (AVD) for the RCG 2021 Publication. | - | - | 2 | TRUE
847 | 40Z00F | 6419 | 40Z00F | Cooling Towers | Concrete Hyperbolic | 60m diam | - | - | The primary use of large, industrial cooling towers is to remove the heat absorbed in the circulating cooling water systems used in power plants, petroleum refineries, petrochemical and natural gas plants. Cooling towers can also be mechanical small-scale roof-top installations or medium-sized packaged units these have a different Cost Guide Code and are referred to as Mechanical draught. The hyperboloid shape is particularly suited to cooling tower construction as the wide base provides a large space for the water and cooling system. The narrowing effect of the tower helps with the laminar flow of the evaporated water as it rises. As the tower widens out at the top, it supports the turbulent mixing as the heated air makes contact with the atmospheric air. These large cooling towers can be up to 200 metres (660 ft) tall and 100 m (320 ft) in diameter. They are constructed as hyperboloid, doubly-curved concrete shell structures supported on a series of concrete struts. The foundations typically consist of an inclined pond wall forming a circular ‘tee’ beam with a wide concrete strip. The beam acts to resist the lateral load of the tower’s shell structure. As well as the ‘tee’ beam, piled foundations are normally required to minimise differential settlement and reduce the risk of cracking. The cooling system is housed in the tower’s base which is typically the bottom 10 metres, the rest of the tower consisting of an empty shell. The water falls and collects in a pond at the base of the tower, formed by a base slab and the pond wall. In natural-draught cooling towers the open structure at the base allows a natural movement of air. | Location Adjustment Applicable (See Guidance Notes) - ERC = UK mean of 1.00 | (BEAMS Note 2) The ERC for this item should be added to all other rateable items on the hereditament (except land). Therefore the total of the ERC of the other Building Items and the P&M ERC (where applicable) to enable the correct contract size adjustment to be made. ERC of Building Component + ERC of P&M = Total ERC to which contract size adjustment should be applied. The appropriate % adjustment should be made in accordance with the scale for contract size adjustment specified under section 6 of the RCG 2023 Guidance notes. The currency ERC rates are set at £4m (Four Million Pounds) @ 1st April 2021 (AVD) for the RCG 2023 Publication. | The £/m² shown should be applied to an area arrived at by multiplying the base diameter of the tower at the base of the struts by its height above surface level. | Base Diameter and height of towers required | - | pipes are non-rateable | - | - | - | - | - | 10068 |  | m2 | - | 3 - INDUSTRIAL | David Grace | James Allen | 398.7107 | Option 2 | 494.3232 | 23.98% | 609 | 460.2605 | 15.44% | -6.891% | 460.2605 | 15.44% | ERC Over-ridden | Kevin Cochrane | VOA_GPN_GOV_UK\7253953 | 2020-11-18 | Low | - | High | Cost taken from Cost Guide 2021 and to be indexed. No new evidence provided, unlikley to be any as these are not often built. | ERC based at 322 | - | NA | SPONS A&B | 1.56 | (BEAMS Note 2) The ERC for this item should be added to all other rateable items on the hereditament (except land). Therefore the total of the ERC of the other Building Items and the P&M ERC (where applicable) to enable the correct contract size adjustment to be made. ERC of Building Component + ERC of P&M = Total ERC to which contract size adjustment should be applied. The appropriate % adjustment should be made in accordance with the scale for contract size adjustment specified under section 6 of the RCG 2021 Guidance notes. The currency ERC rates are set at £4m (Four Million Pounds) @ 1st April 2019 (AVD) for the RCG 2021 Publication. | - | - | 2 | TRUE
848 | 40Z00K | 6636 | 40Z00K | Cooling Towers | Concrete Hyperbolic | 90m diam | - | - | The primary use of large, industrial cooling towers is to remove the heat absorbed in the circulating cooling water systems used in power plants, petroleum refineries, petrochemical and natural gas plants. Cooling towers can also be mechanical small-scale roof-top installations or medium-sized packaged units these have a different Cost Guide Code and are referred to as Mechanical draught. The hyperboloid shape is particularly suited to cooling tower construction as the wide base provides a large space for the water and cooling system. The narrowing effect of the tower helps with the laminar flow of the evaporated water as it rises. As the tower widens out at the top, it supports the turbulent mixing as the heated air makes contact with the atmospheric air. These large cooling towers can be up to 200 metres (660 ft) tall and 100 m (320 ft) in diameter. They are constructed as hyperboloid, doubly-curved concrete shell structures supported on a series of concrete struts. The foundations typically consist of an inclined pond wall forming a circular ‘tee’ beam with a wide concrete strip. The beam acts to resist the lateral load of the tower’s shell structure. As well as the ‘tee’ beam, piled foundations are normally required to minimise differential settlement and reduce the risk of cracking. The cooling system is housed in the tower’s base which is typically the bottom 10 metres, the rest of the tower consisting of an empty shell. The water falls and collects in a pond at the base of the tower, formed by a base slab and the pond wall. In natural-draught cooling towers the open structure at the base allows a natural movement of air. | Location Adjustment Applicable (See Guidance Notes) - ERC = UK mean of 1.00 | (BEAMS Note 2) The ERC for this item should be added to all other rateable items on the hereditament (except land). Therefore the total of the ERC of the other Building Items and the P&M ERC (where applicable) to enable the correct contract size adjustment to be made. ERC of Building Component + ERC of P&M = Total ERC to which contract size adjustment should be applied. The appropriate % adjustment should be made in accordance with the scale for contract size adjustment specified under section 6 of the RCG 2023 Guidance notes. The currency ERC rates are set at £4m (Four Million Pounds) @ 1st April 2021 (AVD) for the RCG 2023 Publication. | The £/m² shown should be applied to an area arrived at by multiplying the base diameter of the tower at the base of the struts by its height above surface level. | Base Diameter and height of towers required | - | pipes are non-rateable | - | - | - | - | - | 10068 |  | m2 | - | 3 - INDUSTRIAL | David Grace | James Allen | 359.0161 | Option 2 | 445.1096 | 23.98% | 549 | 414.9146 | 15.57% | -6.784% | 414.9146 | 15.57% | ERC Over-ridden | Kevin Cochrane | VOA_GPN_GOV_UK\7253953 | 2020-11-18 | Low | Amber | High | Cost taken from Cost Guide 2021 and to be indexed. No new evidence provided, unlikley to be any as these are not often built. | ERC based at 322 | - | NA | SPONS A&B | 1.56 | (BEAMS Note 2) The ERC for this item should be added to all other rateable items on the hereditament (except land). Therefore the total of the ERC of the other Building Items and the P&M ERC (where applicable) to enable the correct contract size adjustment to be made. ERC of Building Component + ERC of P&M = Total ERC to which contract size adjustment should be applied. The appropriate % adjustment should be made in accordance with the scale for contract size adjustment specified under section 6 of the RCG 2021 Guidance notes. The currency ERC rates are set at £4m (Four Million Pounds) @ 1st April 2019 (AVD) for the RCG 2021 Publication. | - | - | 2 | TRUE
849 | 41500K | 6645 | 41500K | Cooling Towers | Mechanical Draught | Concrete | Single Cell | - | Either steel, reinforced concrete or treated timber frame construction, clad with profiled metal or timber and packed with open cell plastic in demountable modules. Some with reinforced concrete pond at the base of the tower. Description Notes: Two basic types 1) Forced draught has fans mounted on the side. 2) Induced draught has fans mounted horizontally on roof. Extracting vertically | Location Adjustment Applicable (See Guidance Notes) - ERC = UK mean of 1.00 | (BEAMS Note 2) The ERC for this item should be added to all other rateable items on the hereditament (except land). Therefore the total of the ERC of the other Building Items and the P&M ERC (where applicable) to enable the correct contract size adjustment to be made. ERC of Building Component + ERC of P&M = Total ERC to which contract size adjustment should be applied. The appropriate % adjustment should be made in accordance with the scale for contract size adjustment specified under section 6 of the RCG 2023 Guidance notes. The currency ERC rates are set at £4m (Four Million Pounds) @ 1st April 2021 (AVD) for the RCG 2023 Publication. | All costs assume PVC or plastic packing. For tower raised on platforms or stilts add 15% to total cost. All costs assume good quality water is being cooled. If water is of poor quality or polluted, e.g. Often timber slat packing is used in steel works or coking plants. Excludes cost of fans | Measure on the effective volume of the tower | - | - | - | - | - | Notes- Photos-may be for timber or concrete sections. | Photos are of one single cell example; the other two are multi cell. Photo number 2 is the single cell. | 10068 |  | m3 | - | 3 - INDUSTRIAL | David Grace | Sue Moorby | 4382.2893 | Option 2 | 5433.1803 | 23.98% | 6692 | 5057.5747 | 15.41% | -6.913% | 5057.5747 | 15.41% | ERC Over-ridden | Kevin Cochrane | VOA_GPN_GOV_UK\7253953 | 2020-01-06 | Low | Amber | High | Cost taken from Cost Guide 2021 and to be indexed. No new evidence provided, unlikley to be any as these are not often built. | No backing evidence, proceed as High Risk item | - | NA | SPONS A&B | 1.56 | (BEAMS Note 2) The ERC for this item should be added to all other rateable items on the hereditament (except land). Therefore the total of the ERC of the other Building Items and the P&M ERC (where applicable) to enable the correct contract size adjustment to be made. ERC of Building Component + ERC of P&M = Total ERC to which contract size adjustment should be applied. The appropriate % adjustment should be made in accordance with the scale for contract size adjustment specified under section 6 of the RCG 2021 Guidance notes. The currency ERC rates are set at £4m (Four Million Pounds) @ 1st April 2019 (AVD) for the RCG 2021 Publication. | Notes- Photos-may be for timber or concrete sections. | Photos are of one single cell example; the other two are multi cell. Photo number 2 is the single cell. | 2 | TRUE
850 | 41500P | 6796 | 41500P | Cooling Towers | Mechanical Draught | Concrete | Single Cell | - | Either steel, reinforced concrete or treated timber frame construction, clad with profiled metal or timber and packed with open cell plastic in demountable modules. Some with reinforced concrete pond at the base of the tower. Description Notes: Two basic types 1) Forced draught has fans mounted on the side. 2) Induced draught has fans mounted horizontally on roof. Extracting vertically | Location Adjustment Applicable (See Guidance Notes) - ERC = UK mean of 1.00 | (BEAMS Note 2) The ERC for this item should be added to all other rateable items on the hereditament (except land). Therefore the total of the ERC of the other Building Items and the P&M ERC (where applicable) to enable the correct contract size adjustment to be made. ERC of Building Component + ERC of P&M = Total ERC to which contract size adjustment should be applied. The appropriate % adjustment should be made in accordance with the scale for contract size adjustment specified under section 6 of the RCG 2023 Guidance notes. The currency ERC rates are set at £4m (Four Million Pounds) @ 1st April 2021 (AVD) for the RCG 2023 Publication. | All costs assume PVC or plastic packing. For tower raised on platforms or stilts add 15% to total cost. All costs assume good quality water is being cooled. If water is of poor quality or polluted, e.g. Often timber slat packing is used in steel works or coking plants. Excludes cost of fans | Measure on the effective volume of the tower | - | - | - | - | - | Notes- Photos-may be for timber or concrete sections. | Photos are of one single cell example; the other two are multi cell. Photo number 2 is the single cell. | 10068 |  | m3 | - | 3 - INDUSTRIAL | David Grace | Sue Moorby | 3696.895 | Option 2 | 4583.4256 | 23.98% | 5645 | 4266.2895 | 15.4% | -6.919% | 4266.2895 | 15.4% | ERC Over-ridden | Kevin Cochrane | VOA_GPN_GOV_UK\7253953 | 2020-01-06 | Low | Amber | High | Cost taken from Cost Guide 2021 and to be indexed. No new evidence provided, unlikley to be any as these are not often built. | No costs to support costs hence Red rating. | - | NA | SPONS A&B | 1.56 | (BEAMS Note 2) The ERC for this item should be added to all other rateable items on the hereditament (except land). Therefore the total of the ERC of the other Building Items and the P&M ERC (where applicable) to enable the correct contract size adjustment to be made. ERC of Building Component + ERC of P&M = Total ERC to which contract size adjustment should be applied. The appropriate % adjustment should be made in accordance with the scale for contract size adjustment specified under section 6 of the RCG 2021 Guidance notes. The currency ERC rates are set at £4m (Four Million Pounds) @ 1st April 2019 (AVD) for the RCG 2021 Publication. | Notes- Photos-may be for timber or concrete sections. | Photos are of one single cell example; the other two are multi cell. Photo number 2 is the single cell. | 2 | TRUE
851 | 41500A | 8588 | 41500A | Cooling Towers | Mechanical Draught | Timber | Single Cell | - | Either steel, reinforced concrete or treated timber frame construction, clad with profiled metal or timber and packed with open cell plastic in demountable modules. Some with reinforced concrete pond at the base of the tower. Description Notes: Two basic types 1) Forced draught has fans mounted on the side. 2) Induced draught has fans mounted horizontally on roof. Extracting vertically | Location Adjustment Applicable (See Guidance Notes) - ERC = UK mean of 1.00 | (BEAMS Note 2) The ERC for this item should be added to all other rateable items on the hereditament (except land). Therefore the total of the ERC of the other Building Items and the P&M ERC (where applicable) to enable the correct contract size adjustment to be made. ERC of Building Component + ERC of P&M = Total ERC to which contract size adjustment should be applied. The appropriate % adjustment should be made in accordance with the scale for contract size adjustment specified under section 6 of the RCG 2023 Guidance notes. The currency ERC rates are set at £4m (Four Million Pounds) @ 1st April 2021 (AVD) for the RCG 2023 Publication. | All costs assume PVC or plastic packing. For tower raised on platforms or stilts add 15% to total cost. All costs assume good quality water is being cooled. If water is of poor quality or polluted, e.g. Often timber slat packing is used in steel works or coking plants. Excludes cost of fans | Measure on the effective volume of the tower | - | - | - | - | - | Notes- Photos-may be for timber or concrete sections. | Photos are of one single cell example; the other two are multi cell. Photo number 2 is the single cell. | 10068 |  | m3 | - | 3 - INDUSTRIAL | David Grace | Sue Moorby | 2334.0454 | Option 2 | 2893.759 | 23.98% | 3564 | 2693.544 | 15.4% | -6.919% | 2693.544 | 15.4% | ERC Over-ridden | Kevin Cochrane | VOA_GPN_GOV_UK\7253953 | 2020-01-06 | Low | Amber | High | Cost taken from Cost Guide 2021 and to be indexed. No new evidence provided, unlikley to be any as these are not often built. | Concur that is high risk due to lack of evidence | - | NA | SPONS A&B | 1.56 | (BEAMS Note 2) The ERC for this item should be added to all other rateable items on the hereditament (except land). Therefore the total of the ERC of the other Building Items and the P&M ERC (where applicable) to enable the correct contract size adjustment to be made. ERC of Building Component + ERC of P&M = Total ERC to which contract size adjustment should be applied. The appropriate % adjustment should be made in accordance with the scale for contract size adjustment specified under section 6 of the RCG 2021 Guidance notes. The currency ERC rates are set at £4m (Four Million Pounds) @ 1st April 2019 (AVD) for the RCG 2021 Publication. | Notes- Photos-may be for timber or concrete sections. | Photos are of one single cell example; the other two are multi cell. Photo number 2 is the single cell. | 2 | TRUE
852 | 41500F | 6966 | 41500F | Cooling Towers | Mechanical Draught | Timber | Multi Cell | - | Either steel, reinforced concrete or treated timber frame construction, clad with profiled metal or timber and packed with open cell plastic in demountable modules. Some with reinforced concrete pond at the base of the tower. Description Notes: Two basic types 1) Forced draught has fans mounted on the side. 2) Induced draught has fans mounted horizontally on roof. Extracting vertically | Location Adjustment Applicable (See Guidance Notes) - ERC = UK mean of 1.00 | (BEAMS Note 2) The ERC for this item should be added to all other rateable items on the hereditament (except land). Therefore the total of the ERC of the other Building Items and the P&M ERC (where applicable) to enable the correct contract size adjustment to be made. ERC of Building Component + ERC of P&M = Total ERC to which contract size adjustment should be applied. The appropriate % adjustment should be made in accordance with the scale for contract size adjustment specified under section 6 of the RCG 2023 Guidance notes. The currency ERC rates are set at £4m (Four Million Pounds) @ 1st April 2021 (AVD) for the RCG 2023 Publication. | All costs assume PVC or plastic packing. For tower raised on platforms or stilts add 15% to total cost. All costs assume good quality water is being cooled. If water is of poor quality or polluted, e.g. Often timber slat packing is used in steel works or coking plants. Excludes cost of fans | Measure on the effective volume of the tower | - | - | - | - | - | Notes- Photos-may be for timber or concrete sections. | Photos are of one single cell example; the other two are multi cell. Photo number 2 is the single cell. | 10068 |  | m3 | - | 3 - INDUSTRIAL | David Grace | Sue Moorby | 2142.629 | Option 2 | 2656.4402 | 23.98% | 3272 | 2472.8608 | 15.41% | -6.911% | 2472.8608 | 15.41% | ERC Over-ridden | Kevin Cochrane | VOA_GPN_GOV_UK\7253953 | 2020-01-06 | Low | Amber | High | Cost taken from Cost Guide 2021 and to be indexed. No new evidence provided, unlikley to be any as these are not often built. | High risk due to lack of supporting evidence. | - | NA | SPONS A&B | 1.56 | (BEAMS Note 2) The ERC for this item should be added to all other rateable items on the hereditament (except land). Therefore the total of the ERC of the other Building Items and the P&M ERC (where applicable) to enable the correct contract size adjustment to be made. ERC of Building Component + ERC of P&M = Total ERC to which contract size adjustment should be applied. The appropriate % adjustment should be made in accordance with the scale for contract size adjustment specified under section 6 of the RCG 2021 Guidance notes. The currency ERC rates are set at £4m (Four Million Pounds) @ 1st April 2019 (AVD) for the RCG 2021 Publication. | Notes- Photos-may be for timber or concrete sections. | Photos are of one single cell example; the other two are multi cell. Photo number 2 is the single cell. | 2 | TRUE
853 | 61K00Z | 9488 | 61K00Z | Courts | Crown Courts | Modern Law Centre | A detached 4 storey building | - | Comprising four equal sized crown courts, a civil court and judges chambers, public waiting areas, interview rooms, administration offices, van dock and custody suite. A steel framed building enclosed by white rendered blockwork part curved cavity walls, aluminium windows, doors and curtain walling and flat roofs with roof lights and a continuous atrium. Internally, the building comprises hardwood veneered doors, plastered, painted, tiled and wood panelled wall finishes with some internal glazing, part raised flooring, suspended ceilings, fitted furniture, sanitary ware, central heating, partial air conditioning, electric lighting and power, lifts, alarms, data installation, public address, CCTV and security systems. | Location Adjustment Applicable (See Guidance Notes) - ERC = UK mean of 1.00 | (BEAMS Note 2) The ERC for this item should be added to all other rateable items on the hereditament (except land). Therefore the total of the ERC of the other Building Items and the P&M ERC (where applicable) to enable the correct contract size adjustment to be made. ERC of Building Component + ERC of P&M = Total ERC to which contract size adjustment should be applied. The appropriate % adjustment should be made in accordance with the scale for contract size adjustment specified under section 6 of the RCG 2023 Guidance notes. The currency ERC rates are set at £4m (Four Million Pounds) @ 1st April 2021 (AVD) for the RCG 2023 Publication. | Crown Courts - PFI cost analyses | - | - | - | - | - | - | - | - | - |  | M2 | - | NA | NA | NA | #N/A | Option 1 | ERROR | 0% | 0 | 0 | 0% | 0% | 0 | 0% | Redirected | NA | VOA_GPN_GOV_UK\7246041 | 2022-01-14 | - | - | - | Risk taken from previous CG | - | - | NA | FOR | NA | (BEAMS Note 2) The ERC for this item should be added to all other rateable items on the hereditament (except land). Therefore the total of the ERC of the other Building Items and the P&M ERC (where applicable) to enable the correct contract size adjustment to be made. ERC of Building Component + ERC of P&M = Total ERC to which contract size adjustment should be applied. The appropriate % adjustment should be made in accordance with the scale for contract size adjustment specified under section 6 of the RCG 2021 Guidance notes. The currency ERC rates are set at £4m (Four Million Pounds) @ 1st April 2019 (AVD) for the RCG 2021 Publication. | - | - | 2 | TRUE
856 | 61K00B | 9486 | 61K00B | Courts | Magistrates Courts | Modern Law Centre | A 2 storey magistrates court | - | Comprising 2 formal custody courtrooms and 3 informal courtrooms, public waiting areas, interview rooms, administration offices, van dock and custody suite. A steel framed building enclosed with brick cavity walls enhanced in part with stone features and metal cladding and a pitched roof covered with metal cladding. Internally, the building comprises hardwood veneered doors, plastered, tiled and panelled wall finishes, suspended ceilings, raised flooring, sanitary ware, central heating, part air conditioning, electric lighting and power, lifts, alarms, data installation, public address, CCTV and security systems. | Location Adjustment Applicable (See Guidance Notes) - ERC = UK mean of 1.00 | (BEAMS Note 2) The ERC for this item should be added to all other rateable items on the hereditament (except land). Therefore the total of the ERC of the other Building Items and the P&M ERC (where applicable) to enable the correct contract size adjustment to be made. ERC of Building Component + ERC of P&M = Total ERC to which contract size adjustment should be applied. The appropriate % adjustment should be made in accordance with the scale for contract size adjustment specified under section 6 of the RCG 2023 Guidance notes. The currency ERC rates are set at £4m (Four Million Pounds) @ 1st April 2021 (AVD) for the RCG 2023 Publication. | Magistrates Courts - BCIS Analyses | - | - | - | - | - | - | - | - | - |  | M2 | - | NA | NA | NA | #N/A | Option 1 | ERROR | 0% | 0 | 0 | 0% | 0% | 0 | 0% | Redirected | NA | VOA_GPN_GOV_UK\7246041 | 2022-01-14 | - | - | - | Risk taken from previous CG | - | - | NA | BCIS | NA | (BEAMS Note 2) The ERC for this item should be added to all other rateable items on the hereditament (except land). Therefore the total of the ERC of the other Building Items and the P&M ERC (where applicable) to enable the correct contract size adjustment to be made. ERC of Building Component + ERC of P&M = Total ERC to which contract size adjustment should be applied. The appropriate % adjustment should be made in accordance with the scale for contract size adjustment specified under section 6 of the RCG 2021 Guidance notes. The currency ERC rates are set at £4m (Four Million Pounds) @ 1st April 2019 (AVD) for the RCG 2021 Publication. | - | - | 2 | TRUE
857 | 61K00U | 9487 | 61K00U | Courts | Law centre | - | - | - | Multi-storey building containing criminal courtrooms (crown or magistrates), and/or civil or tribunal hearing rooms, judges’ chambers, public waiting areas, interview rooms, administration offices, van dock and custody suite and other ancillary space. A steel framed building enclosed with a mixture of facing brick, render, curtain walling and metal cladding walls and a flat roof incorporating an atrium or roof lights. Internally the building comprises plastered, tiled and panelled wall finishes, suspended ceilings, raised flooring, fitted furniture, sanitary ware, central heating, air conditioning, electric lighting and power, lifts, alarms, data installation, public address, CCTV and security systems. | Location Adjustment Applicable (See Guidance Notes) - ERC = UK mean of 1.00 | (BEAMS Note 2) The ERC for this item should be added to all other rateable items on the hereditament (except land). Therefore the total of the ERC of the other Building Items and the P&M ERC (where applicable) to enable the correct contract size adjustment to be made. ERC of Building Component + ERC of P&M = Total ERC to which contract size adjustment should be applied. The appropriate % adjustment should be made in accordance with the scale for contract size adjustment specified under section 6 of the RCG 2023 Guidance notes. The currency ERC rates are set at £4m (Four Million Pounds) @ 1st April 2021 (AVD) for the RCG 2023 Publication. | - | GIA - Gross internal area. | - | - | - | - | - | Photographs 1, 2 & 3 - Typical modern law centre exterior, Photograph 4 - Typical modern court room | Photos of Chelmsford and Colchester Magistrates' Courts | - | 61K00B, 61K00Z | m2 | - | 4 - HEALTHCARE, EDUCATION & Miscellaneous | Nathan Place | Steve Nettleton | #N/A | Option 1 | ERROR | 0% | 3163.4615 | 2363.5817 | 0% | 0% | 2363.5817 | 0% | Elemental Analysis (multiple) | Saara Saloranta | VOA_GPN_GOV_UK\7212847 | 2022-01-14 | - | - | Low | Rate and approach agreed following GPCR for 2017 list. Single code for all criminal courts removing two previous codes for Mags & Crown. No actual evidence as no recent new builds and rate should be indexed for RCG 2023. Please see evidence tab for email from Steve Nettleton, the lead valuer, on 05.05.2021. | - | - | NA | BCIS | 1.56 | (BEAMS Note 2) The ERC for this item should be added to all other rateable items on the hereditament (except land). Therefore the total of the ERC of the other Building Items and the P&M ERC (where applicable) to enable the correct contract size adjustment to be made. ERC of Building Component + ERC of P&M = Total ERC to which contract size adjustment should be applied. The appropriate % adjustment should be made in accordance with the scale for contract size adjustment specified under section 6 of the RCG 2021 Guidance notes. The currency ERC rates are set at £4m (Four Million Pounds) @ 1st April 2019 (AVD) for the RCG 2021 Publication. | Photographs 1, 2 & 3 - Typical modern law centre exterior, Photograph 4 - Typical modern court room | Photos of Chelmsford and Colchester Magistrates' Courts | 2 | TRUE
854 | 61K10F | 5774 | 61K10F | Courts | Sheriff court (Scotland only) - Large | - | - | - | Purpose built sheriff court of approximately 25,000m2. | Location Adjustment Applicable (See Guidance Notes) - ERC = UK mean of 1.00 | (BEAMS Note 2) The ERC for this item should be added to all other rateable items on the hereditament (except land). Therefore the total of the ERC of the other Building Items and the P&M ERC (where applicable) to enable the correct contract size adjustment to be made. ERC of Building Component + ERC of P&M = Total ERC to which contract size adjustment should be applied. The appropriate % adjustment should be made in accordance with the scale for contract size adjustment specified under section 6 of the RCG 2023 Guidance notes. The currency ERC rates are set at £4m (Four Million Pounds) @ 1st April 2021 (AVD) for the RCG 2023 Publication. | Indexation of 2021 cost. | GIA - Gross internal area. | - | - | - | - | - | No photographs available. | - | 10069 |  | m2 | - | Please Select | - | - | 2206.5368 | Option 1 | 2597.5495 | 17.72% | 3636.1179 | 2716.7272 | 23.12% | 4.588% | 2716.7272 | 23.12% | ERC Over-ridden | Saara Saloranta | VOA_GPN_GOV_UK\7212847 | 2021-08-09 | High | Red | High | Sheriff courts exist in Scotland only and therefore unable to have discussions with a valuer. This code is not in use according to IT and it is not clear why it exists, perhaps it is used by the Scottish Assessors? There is no cost back up sheet for RCG 2017 and a fresh one was created for RCG 2021, however it is based on BCIS analysis for English magistrates' courts. The description in RCG 2017 & 2021 is the same and seem to relate to an actual building constructed in the 1990 with a GIA of 3,129m2 (possibly an actual Scottish example?), however this is not what the 2021 costs are based on. It is not known if Scottish sheriff courts are substantially different to English & Welsh magistrates' courts, if they are then it would not be appropriate use English magistrates' courts as the cost base. If not then the "normal" RCG codes for courts could be adopted and this code deleted. A detailed description has not been included due to these issues. The risks with this code relate to its unknown use and cost base. Agreed with Paul Avo that the only option is to index the 2021 costs, which has been carried out. ERC in RCG 2021 was £3,559. | Indexed rate | Updated indices following QA. Saara intended to index 2021 rate as her comments above, but did additional adjustments that would have compounded prelims and overheads which would have already been included in the 2021 rate. Therefore adjusted to a straight index from 322 to 329. | NA | BCIS | 1.561 | (BEAMS Note 2) The ERC for this item should be added to all other rateable items on the hereditament (except land). Therefore the total of the ERC of the other Building Items and the P&M ERC (where applicable) to enable the correct contract size adjustment to be made. ERC of Building Component + ERC of P&M = Total ERC to which contract size adjustment should be applied. The appropriate % adjustment should be made in accordance with the scale for contract size adjustment specified under section 6 of the RCG 2021 Guidance notes. The currency ERC rates are set at £4m (Four Million Pounds) @ 1st April 2019 (AVD) for the RCG 2021 Publication. | No photographs available. | - | 2 | TRUE
855 | 61K10A | 4119 | 61K10A | Courts | Sheriff court (Scotland only) - Small | - | - | - | Purpose built sheriff court of approximately 3,000m2. | Location Adjustment Applicable (See Guidance Notes) - ERC = UK mean of 1.00 | (BEAMS Note 2) The ERC for this item should be added to all other rateable items on the hereditament (except land). Therefore the total of the ERC of the other Building Items and the P&M ERC (where applicable) to enable the correct contract size adjustment to be made. ERC of Building Component + ERC of P&M = Total ERC to which contract size adjustment should be applied. The appropriate % adjustment should be made in accordance with the scale for contract size adjustment specified under section 6 of the RCG 2023 Guidance notes. The currency ERC rates are set at £4m (Four Million Pounds) @ 1st April 2021 (AVD) for the RCG 2023 Publication. | Indexation of 2021 cost. | GIA - Gross internal area. | - | - | - | - | - | The photographs in 2017 and 2021 RCG are the same so presumably relate to the 2017 costs rather than the 2021 ones but as the actual description of the code and therefore cost base is unknown it is not possible to even ascertain what kind of building the photographs should be of. | - | 10069 |  | m2 | - | Please Select | - | - | 1817.5097 | Option 1 | 2139.5843 | 17.72% | 2995.0463 | 2237.7502 | 23.12% | 4.588% | 2237.7502 | 23.12% | ERC Over-ridden | Saara Saloranta | VOA_GPN_GOV_UK\7212847 | 2021-08-09 | High | Red | High | Sheriff courts exist in Scotland only and therefore unable to have discussions with a valuer. This code is not in use according to IT and it is not clear why it exists, perhaps it is used by the Scottish Assessors? There is no cost back up sheet for RCG 2017 and a fresh one was created for RCG 2021, however it is based on BCIS analysis for English magistrates' courts. The description in RCG 2017 & 2021 is the same and seem to relate to an actual building constructed in the 1990 with a GIA of 3,129m2 (possibly an actual Scottish example?), however this is not what the 2021 costs are based on. It is not known if Scottish sheriff courts are substantially different to English & Welsh magistrates' courts, if they are then it would not be appropriate use English magistrates' courts as the cost base. If not then the "normal" RCG codes for courts could be adopted and this code deleted. A detailed description has not been included due to these issues. The risks with this code relate to its unknown use and cost base. Agreed with Paul Avo that the only option is to index the 2021 costs, which has been carried out. ERC in RCG 2021 was £2,931. | Indexed rate | Updated indices following QA. Saara intended to index 2021 rate as her comments above, but did additional adjustments that would have compounded prelims and overheads which would have already been included in the 2021 rate. Therefore adjusted to a straight index from 322 to 329. | NA | BCIS | 1.561 | (BEAMS Note 2) The ERC for this item should be added to all other rateable items on the hereditament (except land). Therefore the total of the ERC of the other Building Items and the P&M ERC (where applicable) to enable the correct contract size adjustment to be made. ERC of Building Component + ERC of P&M = Total ERC to which contract size adjustment should be applied. The appropriate % adjustment should be made in accordance with the scale for contract size adjustment specified under section 6 of the RCG 2021 Guidance notes. The currency ERC rates are set at £4m (Four Million Pounds) @ 1st April 2019 (AVD) for the RCG 2021 Publication. | The photographs in 2017 and 2021 RCG are the same so presumably relate to the 2017 costs rather than the 2021 ones but as the actual description of the code and therefore cost base is unknown it is not possible to even ascertain what kind of building the photographs should be of. | - | 2 | TRUE
858 | STS009 | 4990 | STS009 | Courts | Subject to scheme | - | - | - | - | Location Adjustment Applicable (See Guidance Notes) - ERC = UK mean of 1.00 | (BEAMS Note 2) The ERC for this item should be added to all other rateable items on the hereditament (except land). Therefore the total of the ERC of the other Building Items and the P&M ERC (where applicable) to enable the correct contract size adjustment to be made. ERC of Building Component + ERC of P&M = Total ERC to which contract size adjustment should be applied. The appropriate % adjustment should be made in accordance with the scale for contract size adjustment specified under section 6 of the RCG 2023 Guidance notes. The currency ERC rates are set at £4m (Four Million Pounds) @ 1st April 2021 (AVD) for the RCG 2023 Publication. | - | - | - | - | - | - | - | - | - | - |  | STS | - | 4 - HEALTHCARE, EDUCATION & Miscellaneous | Nathan Place | Steve Nettleton | #DIV/0! | Option 1 | ERROR | 0% | 0 | 0 | 0% | 0% | 0 | 0% | STS | Saara Saloranta | VOA_GPN_GOV_UK\7212847 | 2020-10-19 | - | - | Low | This appears to be an unused code with no cost associated with it in RCG 2021. The lead valuer, Steve Nettleton, confirmed on 14.10.2020 that no costs are required for this subject to scheme courts code (please see evidence tab for email). | - | - | NA | BCIS | 1.55 | (BEAMS Note 2) The ERC for this item should be added to all other rateable items on the hereditament (except land). Therefore the total of the ERC of the other Building Items and the P&M ERC (where applicable) to enable the correct contract size adjustment to be made. ERC of Building Component + ERC of P&M = Total ERC to which contract size adjustment should be applied. The appropriate % adjustment should be made in accordance with the scale for contract size adjustment specified under section 6 of the RCG 2021 Guidance notes. The currency ERC rates are set at £4m (Four Million Pounds) @ 1st April 2019 (AVD) for the RCG 2021 Publication. | - | - | 2 | TRUE
859 | 214F02 | 7780 | 214F02 | Cranes | Gantry freestanding | 10 tonnes | Height to Underside of Rail Track | 3.04 metres | The Overhead crane structure is free standing (not forming an integral part of a building). This item can be found inside or outside a building. For overhead cranes whose structural support is integral with that of the building see 214B- The moving traveller is not rateable nor is the lifting gear mechanism. The rail track, supporting beam, vertical stanchions and foundations are rateable. The structure is rateable no matter what the lifting capacity of the beam is. (Contrast this with the beam that is an integral part of the building) The supporting steelwork, concrete foundation work, support beam, support flanges and rail track are regarded as Class 4 Table 3 structural supports and ERC¬s provided are all inclusive. The concrete foundations will be larger to accommodate the extra load and the table includes an item for this element. Description Notes: Below 5 tonnes the support beam and rail track may be substantial and the cost of this alone can be calculated by using the weight of steel appropriate. See Structural Steelwork supporting structures. | Location Adjustment Applicable (See Guidance Notes) - ERC = UK mean of 1.00 | (BEAMS Note 2) The ERC for this item should be added to all other rateable items on the hereditament (except land). Therefore the total of the ERC of the other Building Items and the P&M ERC (where applicable) to enable the correct contract size adjustment to be made. ERC of Building Component + ERC of P&M = Total ERC to which contract size adjustment should be applied. The appropriate % adjustment should be made in accordance with the scale for contract size adjustment specified under section 6 of the RCG 2023 Guidance notes. The currency ERC rates are set at £4m (Four Million Pounds) @ 1st April 2021 (AVD) for the RCG 2023 Publication. | The costs are based on a standard 15m span for the traveller. LINEAR METREAGE is the length of the rail track (or the distance that the crane travels over). (Not always the length of the building) and is NOT the combined length of the two rails. | The lifting capacity of the crane, height to underside of rail track (top of the track support beam) and the length of the gantry is all that is required to operate the scales (measured between the rails down the middle of the workshop). (Do not hook a metal tape onto the horizontal beam in order to gain the height. Most have exposed electrical cables attached). | Class 4 Table 3 Foundations, settings, fixed gantries, supports Class 1 Table 1) List of Accessories (i) Travellers, Cranes Class 2. | Whole is not rateable if under Class 1 or Class 2 if not used in connection with fuel for the generation of power or if not accessory to Class 1 or Class2. | Moving Traveller (Class 1 and Class 2). | It is assumed that the item forms part of an "average size industrial, commercial or office complex". Where it would be normal to find more than one item in such a hereditament the ERC stated has been adjusted to reflect any number / quantity, discount. These figures are NOT one off figures. | It is envisaged that no extra costs to the freestanding prices would be applicable if the freestanding gantry were OUTSIDE. If the traveller span varies from the 15m basic cost guide standard then the following % cost adjustments should be adopted. 5m span deduct 60%, 7 & 8m span deduct 50%, 10m span deduct 30%, 20m span add 45%, 25m span add 90% | Cranes: Gantry Freestanding The overhead crane structure is free standing (not forming an integral part of a building). This item can be found inside or outside a building. Note: Vertical structural steel support stanchions, horizontal rail beams, and large concrete foundations all rateable Class 4 Table 3. The moving traveller and hoist is not rateable in this situation and is not a Class 3 hoist. | - | 10070 |  | M | - | NA | NA | NA | 557.4188 | Option 2 | 691.0901 | 23.98% | 0 | 0 | -100% | -100% | 0 | -100% | Redirected | NA | VOA_GPN_GOV_UK\7246041 | 2019-08-30 | - | Green | Low | Risk taken from previous CG | - | - | NA | SPONS A&B | NA | (BEAMS Note 2) The ERC for this item should be added to all other rateable items on the hereditament (except land). Therefore the total of the ERC of the other Building Items and the P&M ERC (where applicable) to enable the correct contract size adjustment to be made. ERC of Building Component + ERC of P&M = Total ERC to which contract size adjustment should be applied. The appropriate % adjustment should be made in accordance with the scale for contract size adjustment specified under section 6 of the RCG 2021 Guidance notes. The currency ERC rates are set at £4m (Four Million Pounds) @ 1st April 2019 (AVD) for the RCG 2021 Publication. | Cranes: Gantry Freestanding The overhead crane structure is free standing (not forming an integral part of a building). This item can be found inside or outside a building. Note: Vertical structural steel support stanchions, horizontal rail beams, and large concrete foundations all rateable Class 4 Table 3. The moving traveller and hoist is not rateable in this situation and is not a Class 3 hoist. | - | 2 | TRUE
860 | 214F07 | 7785 | 214F07 | Cranes | Gantry freestanding | 10 tonnes | Height to Underside of Rail Track | 5 metres | The Overhead crane structure is free standing (not forming an integral part of a building). This item can be found inside or outside a building. For overhead cranes whose structural support is integral with that of the building see 214B- The moving traveller is not rateable nor is the lifting gear mechanism. The rail track, supporting beam, vertical stanchions and foundations are rateable. The structure is rateable no matter what the lifting capacity of the beam is. (Contrast this with the beam that is an integral part of the building) The supporting steelwork, concrete foundation work, support beam, support flanges and rail track are regarded as Class 4 Table 3 structural supports and ERC¬s provided are all inclusive. The concrete foundations will be larger to accommodate the extra load and the table includes an item for this element. Description Notes: Below 5 tonnes the support beam and rail track may be substantial and the cost of this alone can be calculated by using the weight of steel appropriate. See Structural Steelwork supporting structures. | Location Adjustment Applicable (See Guidance Notes) - ERC = UK mean of 1.00 | (BEAMS Note 2) The ERC for this item should be added to all other rateable items on the hereditament (except land). Therefore the total of the ERC of the other Building Items and the P&M ERC (where applicable) to enable the correct contract size adjustment to be made. ERC of Building Component + ERC of P&M = Total ERC to which contract size adjustment should be applied. The appropriate % adjustment should be made in accordance with the scale for contract size adjustment specified under section 6 of the RCG 2023 Guidance notes. The currency ERC rates are set at £4m (Four Million Pounds) @ 1st April 2021 (AVD) for the RCG 2023 Publication. | The costs are based on a standard 15m span for the traveller. LINEAR METREAGE is the length of the rail track (or the distance that the crane travels over). (Not always the length of the building) and is NOT the combined length of the two rails. | The lifting capacity of the crane, height to underside of rail track (top of the track support beam) and the length of the gantry is all that is required to operate the scales (measured between the rails down the middle of the workshop). (Do not hook a metal tape onto the horizontal beam in order to gain the height. Most have exposed electrical cables attached). | Class 4 Table 3 Foundations, settings, fixed gantries, supports Class 1 Table 1) List of Accessories (i) Travellers, Cranes Class 2. | Whole is not rateable if under Class 1 or Class 2 if not used in connection with fuel for the generation of power or if not accessory to Class 1 or Class2. | Moving Traveller (Class 1 and Class 2). | It is assumed that the item forms part of an "average size industrial, commercial or office complex". Where it would be normal to find more than one item in such a hereditament the ERC stated has been adjusted to reflect any number / quantity, discount. These figures are NOT one off figures. | It is envisaged that no extra costs to the freestanding prices would be applicable if the freestanding gantry were OUTSIDE. If the traveller span varies from the 15m basic cost guide standard then the following % cost adjustments should be adopted. 5m span deduct 60%, 7 & 8m span deduct 50%, 10m span deduct 30%, 20m span add 45%, 25m span add 90%. | Cranes: Gantry FreestandingThe overhead crane structure is free standing (not forming anintegral part of a building). This item can be found inside oroutside a building.Note: Vertical structural steel support stanchions, horizontalrail beams, and large concrete foundations all rateable Class 4Table 3. The moving traveller and hoist is not rateable in thissituation and is not a Class 3 hoist. | - | 10070 | 214F02 | m | - | Please Select | - | - | 732.0938 | Option 2 | 907.6528 | 23.98% | 2710.8105 | 2048.7338 | 179.8% | 125.7% | 2048.7338 | 179.8% | ERC Over-ridden | Ryan Casey | VOA_GPN_GOV_UK\7233251 | 2021-06-16 | - | Green | High | Cost build up has no narrative to explain quantities and Ron Healey has plugged rates that bear no resemblance to SPONS rates. Needs a fresh measure next time and costs likely to decrease significantly. | - | - | NA | SPONS A&B | 2 | (BEAMS Note 2) Standard | Cranes: Gantry FreestandingThe overhead crane structure is free standing (not forming anintegral part of a building). This item can be found inside oroutside a building.Note: Vertical structural steel support stanchions, horizontalrail beams, and large concrete foundations all rateable Class 4Table 3. The moving traveller and hoist is not rateable in thissituation and is not a Class 3 hoist. | - | 2 | TRUE
861 | 214F12 | 7793 | 214F12 | Cranes | Gantry freestanding | 10 tonnes | Height to Underside of Rail Track | 6.10 metres | The Overhead crane structure is free standing (not forming an integral part of a building). This item can be found inside or outside a building. For overhead cranes whose structural support is integral with that of the building see 214B- The moving traveller is not rateable nor is the lifting gear mechanism. The rail track, supporting beam, vertical stanchions and foundations are rateable. The structure is rateable no matter what the lifting capacity of the beam is. (Contrast this with the beam that is an integral part of the building) The supporting steelwork, concrete foundation work, support beam, support flanges and rail track are regarded as Class 4 Table 3 structural supports and ERC¬s provided are all inclusive. The concrete foundations will be larger to accommodate the extra load and the table includes an item for this element. Description Notes: Below 5 tonnes the support beam and rail track may be substantial and the cost of this alone can be calculated by using the weight of steel appropriate. See Structural Steelwork supporting structures. | Location Adjustment Applicable (See Guidance Notes) - ERC = UK mean of 1.00 | (BEAMS Note 2) The ERC for this item should be added to all other rateable items on the hereditament (except land). Therefore the total of the ERC of the other Building Items and the P&M ERC (where applicable) to enable the correct contract size adjustment to be made. ERC of Building Component + ERC of P&M = Total ERC to which contract size adjustment should be applied. The appropriate % adjustment should be made in accordance with the scale for contract size adjustment specified under section 6 of the RCG 2023 Guidance notes. The currency ERC rates are set at £4m (Four Million Pounds) @ 1st April 2021 (AVD) for the RCG 2023 Publication. | The costs are based on a standard 15m span for the traveller. LINEAR METREAGE is the length of the rail track (or the distance that the crane travels over). (Not always the length of the building) and is NOT the combined length of the two rails. | The lifting capacity of the crane, height to underside of rail track (top of the track support beam) and the length of the gantry is all that is required to operate the scales (measured between the rails down the middle of the workshop). (Do not hook a metal tape onto the horizontal beam in order to gain the height. Most have exposed electrical cables attached). | Class 4 Table 3 Foundations, settings, fixed gantries, supports Class 1 Table 1) List of Accessories (i) Travellers, Cranes Class 2. | Whole is not rateable if under Class 1 or Class 2 if not used in connection with fuel for the generation of power or if not accessory to Class 1 or Class2. | Moving Traveller (Class 1 and Class 2). | It is assumed that the item forms part of an "average size industrial, commercial or office complex". Where it would be normal to find more than one item in such a hereditament the ERC stated has been adjusted to reflect any number / quantity, discount. These figures are NOT one off figures. | It is envisaged that no extra costs to the freestanding prices would be applicable if the freestanding gantry were OUTSIDE. If the traveller span varies from the 15m basic cost guide standard then the following % cost adjustments should be adopted. 5m span deduct 60%, 7 & 8m span deduct 50%, 10m span deduct 30%, 20m span add 45%, 25m span add 90% | Cranes: Gantry Freestanding The overhead crane structure is free standing (not forming an integral part of a building). This item can be found inside or outside a building. Note: Vertical structural steel support stanchions, horizontal rail beams, and large concrete foundations all rateable Class 4 Table 3. The moving traveller and hoist is not rateable in this situation and is not a Class 3 hoist. | - | 10070 |  | M | - | NA | NA | NA | 916.1875 | Option 2 | 1135.893 | 23.98% | 0 | 0 | -100% | -100% | 0 | -100% | Redirected | NA | VOA_GPN_GOV_UK\7246041 | 2019-08-30 | - | Green | Low | Risk taken from previous CG | - | - | NA | SPONS A&B | NA | (BEAMS Note 2) The ERC for this item should be added to all other rateable items on the hereditament (except land). Therefore the total of the ERC of the other Building Items and the P&M ERC (where applicable) to enable the correct contract size adjustment to be made. ERC of Building Component + ERC of P&M = Total ERC to which contract size adjustment should be applied. The appropriate % adjustment should be made in accordance with the scale for contract size adjustment specified under section 6 of the RCG 2021 Guidance notes. The currency ERC rates are set at £4m (Four Million Pounds) @ 1st April 2019 (AVD) for the RCG 2021 Publication. | Cranes: Gantry Freestanding The overhead crane structure is free standing (not forming an integral part of a building). This item can be found inside or outside a building. Note: Vertical structural steel support stanchions, horizontal rail beams, and large concrete foundations all rateable Class 4 Table 3. The moving traveller and hoist is not rateable in this situation and is not a Class 3 hoist. | - | 2 | TRUE
862 | 214F17 | 7798 | 214F17 | Cranes | Gantry freestanding | 10 tonnes | Height to Underside of Rail Track | 7.62 metres | The Overhead crane structure is free standing (not forming an integral part of a building). This item can be found inside or outside a building. For overhead cranes whose structural support is integral with that of the building see 214B- The moving traveller is not rateable nor is the lifting gear mechanism. The rail track, supporting beam, vertical stanchions and foundations are rateable. The structure is rateable no matter what the lifting capacity of the beam is. (Contrast this with the beam that is an integral part of the building) The supporting steelwork, concrete foundation work, support beam, support flanges and rail track are regarded as Class 4 Table 3 structural supports and ERC¬s provided are all inclusive. The concrete foundations will be larger to accommodate the extra load and the table includes an item for this element. Description Notes: Below 5 tonnes the support beam and rail track may be substantial and the cost of this alone can be calculated by using the weight of steel appropriate. See Structural Steelwork supporting structures. | Location Adjustment Applicable (See Guidance Notes) - ERC = UK mean of 1.00 | (BEAMS Note 2) The ERC for this item should be added to all other rateable items on the hereditament (except land). Therefore the total of the ERC of the other Building Items and the P&M ERC (where applicable) to enable the correct contract size adjustment to be made. ERC of Building Component + ERC of P&M = Total ERC to which contract size adjustment should be applied. The appropriate % adjustment should be made in accordance with the scale for contract size adjustment specified under section 6 of the RCG 2023 Guidance notes. The currency ERC rates are set at £4m (Four Million Pounds) @ 1st April 2021 (AVD) for the RCG 2023 Publication. | The costs are based on a standard 15m span for the traveller. LINEAR METREAGE is the length of the rail track (or the distance that the crane travels over). (Not always the length of the building) and is NOT the combined length of the two rails. | The lifting capacity of the crane, height to underside of rail track (top of the track support beam) and the length of the gantry is all that is required to operate the scales (measured between the rails down the middle of the workshop). (Do not hook a metal tape onto the horizontal beam in order to gain the height. Most have exposed electrical cables attached). | Class 4 Table 3 Foundations, settings, fixed gantries, supports Class 1 Table 1) List of Accessories (i) Travellers, Cranes Class 2. | Whole is not rateable if under Class 1 or Class 2 if not used in connection with fuel for the generation of power or if not accessory to Class 1 or Class2. | Moving Traveller (Class 1 and Class 2). | It is assumed that the item forms part of an "average size industrial, commercial or office complex". Where it would be normal to find more than one item in such a hereditament the ERC stated has been adjusted to reflect any number / quantity, discount. These figures are NOT one off figures. | It is envisaged that no extra costs to the freestanding prices would be applicable if the freestanding gantry were OUTSIDE. If the traveller span varies from the 15m basic cost guide standard then the following % cost adjustments should be adopted. 5m span deduct 60%, 7 & 8m span deduct 50%, 10m span deduct 30%, 20m span add 45%, 25m span add 90% | Cranes: Gantry Freestanding The overhead crane structure is free standing (not forming an integral part of a building). This item can be found inside or outside a building. Note: Vertical structural steel support stanchions, horizontal rail beams, and large concrete foundations all rateable Class 4 Table 3. The moving traveller and hoist is not rateable in this situation and is not a Class 3 hoist. | - | 10070 |  | M | - | NA | NA | NA | 1104.5625 | Option 2 | 1369.4411 | 23.98% | 0 | 0 | -100% | -100% | 0 | -100% | Redirected | NA | VOA_GPN_GOV_UK\7246041 | 2019-08-30 | - | Green | Low | Risk taken from previous CG | - | - | NA | SPONS A&B | NA | (BEAMS Note 2) The ERC for this item should be added to all other rateable items on the hereditament (except land). Therefore the total of the ERC of the other Building Items and the P&M ERC (where applicable) to enable the correct contract size adjustment to be made. ERC of Building Component + ERC of P&M = Total ERC to which contract size adjustment should be applied. The appropriate % adjustment should be made in accordance with the scale for contract size adjustment specified under section 6 of the RCG 2021 Guidance notes. The currency ERC rates are set at £4m (Four Million Pounds) @ 1st April 2019 (AVD) for the RCG 2021 Publication. | Cranes: Gantry Freestanding The overhead crane structure is free standing (not forming an integral part of a building). This item can be found inside or outside a building. Note: Vertical structural steel support stanchions, horizontal rail beams, and large concrete foundations all rateable Class 4 Table 3. The moving traveller and hoist is not rateable in this situation and is not a Class 3 hoist. | - | 2 | TRUE
863 | 214F22 | 7803 | 214F22 | Cranes | Gantry freestanding | 10 tonnes | Height to Underside of Rail Track | 9.14 metres | The Overhead crane structure is free standing (not forming an integral part of a building). This item can be found inside or outside a building. For overhead cranes whose structural support is integral with that of the building see 214B- The moving traveller is not rateable nor is the lifting gear mechanism. The rail track, supporting beam, vertical stanchions and foundations are rateable. The structure is rateable no matter what the lifting capacity of the beam is. (Contrast this with the beam that is an integral part of the building) The supporting steelwork, concrete foundation work, support beam, support flanges and rail track are regarded as Class 4 Table 3 structural supports and ERC¬s provided are all inclusive. The concrete foundations will be larger to accommodate the extra load and the table includes an item for this element. Description Notes: Below 5 tonnes the support beam and rail track may be substantial and the cost of this alone can be calculated by using the weight of steel appropriate. See Structural Steelwork supporting structures. | Location Adjustment Applicable (See Guidance Notes) - ERC = UK mean of 1.00 | (BEAMS Note 2) The ERC for this item should be added to all other rateable items on the hereditament (except land). Therefore the total of the ERC of the other Building Items and the P&M ERC (where applicable) to enable the correct contract size adjustment to be made. ERC of Building Component + ERC of P&M = Total ERC to which contract size adjustment should be applied. The appropriate % adjustment should be made in accordance with the scale for contract size adjustment specified under section 6 of the RCG 2023 Guidance notes. The currency ERC rates are set at £4m (Four Million Pounds) @ 1st April 2021 (AVD) for the RCG 2023 Publication. | The costs are based on a standard 15m span for the traveller. LINEAR METREAGE is the length of the rail track (or the distance that the crane travels over). (Not always the length of the building) and is NOT the combined length of the two rails. | The lifting capacity of the crane, height to underside of rail track (top of the track support beam) and the length of the gantry is all that is required to operate the scales (measured between the rails down the middle of the workshop). (Do not hook a metal tape onto the horizontal beam in order to gain the height. Most have exposed electrical cables attached). | Class 4 Table 3 Foundations, settings, fixed gantries, supports Class 1 Table 1) List of Accessories (i) Travellers, Cranes Class 2. | Whole is not rateable if under Class 1 or Class 2 if not used in connection with fuel for the generation of power or if not accessory to Class 1 or Class2. | Moving Traveller (Class 1 and Class 2). | It is assumed that the item forms part of an "average size industrial, commercial or office complex". Where it would be normal to find more than one item in such a hereditament the ERC stated has been adjusted to reflect any number / quantity, discount. These figures are NOT one off figures. | It is envisaged that no extra costs to the freestanding prices would be applicable if the freestanding gantry were OUTSIDE. If the traveller span varies from the 15m basic cost guide standard then the following % cost adjustments should be adopted. 5m span deduct 60%, 7 & 8m span deduct 50%, 10m span deduct 30%, 20m span add 45%, 25m span add 90% | Cranes: Gantry Freestanding The overhead crane structure is free standing (not forming an integral part of a building). This item can be found inside or outside a building. Note: Vertical structural steel support stanchions, horizontal rail beams, and large concrete foundations all rateable Class 4 Table 3. The moving traveller and hoist is not rateable in this situation and is not a Class 3 hoist. | - | 10070 |  | M | - | NA | NA | NA | 1280.95 | Option 2 | 1588.1271 | 23.98% | 0 | 0 | -100% | -100% | 0 | -100% | Redirected | NA | VOA_GPN_GOV_UK\7246041 | 2019-08-30 | - | Green | Low | Risk taken from previous CG | - | - | NA | SPONS A&B | NA | (BEAMS Note 2) The ERC for this item should be added to all other rateable items on the hereditament (except land). Therefore the total of the ERC of the other Building Items and the P&M ERC (where applicable) to enable the correct contract size adjustment to be made. ERC of Building Component + ERC of P&M = Total ERC to which contract size adjustment should be applied. The appropriate % adjustment should be made in accordance with the scale for contract size adjustment specified under section 6 of the RCG 2021 Guidance notes. The currency ERC rates are set at £4m (Four Million Pounds) @ 1st April 2019 (AVD) for the RCG 2021 Publication. | Cranes: Gantry Freestanding The overhead crane structure is free standing (not forming an integral part of a building). This item can be found inside or outside a building. Note: Vertical structural steel support stanchions, horizontal rail beams, and large concrete foundations all rateable Class 4 Table 3. The moving traveller and hoist is not rateable in this situation and is not a Class 3 hoist. | - | 2 | TRUE
864 | 214F27 | 7811 | 214F27 | Cranes | Gantry freestanding | 10 tonnes | Height to Underside of Rail Track | 10 metres | The Overhead crane structure is free standing (not forming an integral part of a building). This item can be found inside or outside a building. For overhead cranes whose structural support is integral with that of the building see 214B- The moving traveller is not rateable nor is the lifting gear mechanism. The rail track, supporting beam, vertical stanchions and foundations are rateable. The structure is rateable no matter what the lifting capacity of the beam is. (Contrast this with the beam that is an integral part of the building) The supporting steelwork, concrete foundation work, support beam, support flanges and rail track are regarded as Class 4 Table 3 structural supports and ERC¬s provided are all inclusive. The concrete foundations will be larger to accommodate the extra load and the table includes an item for this element. Description Notes: Below 5 tonnes the support beam and rail track may be substantial and the cost of this alone can be calculated by using the weight of steel appropriate. See Structural Steelwork supporting structures | Location Adjustment Applicable (See Guidance Notes) - ERC = UK mean of 1.00 | (BEAMS Note 2) The ERC for this item should be added to all other rateable items on the hereditament (except land). Therefore the total of the ERC of the other Building Items and the P&M ERC (where applicable) to enable the correct contract size adjustment to be made. ERC of Building Component + ERC of P&M = Total ERC to which contract size adjustment should be applied. The appropriate % adjustment should be made in accordance with the scale for contract size adjustment specified under section 6 of the RCG 2023 Guidance notes. The currency ERC rates are set at £4m (Four Million Pounds) @ 1st April 2021 (AVD) for the RCG 2023 Publication. | The costs are based on a standard 15m span for the traveller. LINEAR METREAGE is the length of the rail track (or the distance that the crane travels over). (Not always the length of the building) and is NOT the combined length of the two rails. | The lifting capacity of the crane, height to underside of rail track (top of the track support beam) and the length of the gantry is all that is required to operate the scales (measured between the rails down the middle of the workshop). (Do not hook a metal tape onto the horizontal beam in order to gain the height. Most have exposed electrical cables attached). | Class 4 Table 3 Foundations, settings, fixed gantries, supports Class 1 Table 1) List of Accessories (i) Travellers, Cranes Class 2. | Whole is not rateable if under Class 1 or Class 2 if not used in connection with fuel for the generation of power or if not accessory to Class 1 or Class 2. | Moving Traveller (Class 1 and Class 2). | It is assumed that the item forms part of an "average size industrial, commercial or office complex". Where it would be normal to find more than one item in such a hereditament the ERC stated has been adjusted to reflect any number / quantity, discount. These figures are NOT one off figures. | It is envisaged that no extra costs to the freestanding prices would be applicable if the freestanding gantry were OUTSIDE. If the traveller span varies from the 15m basic cost guide standard then the following % cost adjustments should be adopted. 5m span deduct 60%, 7 & 8m span deduct 50%, 10m span deduct 30%, 20m span add 45%, 25m span add 90%. | Cranes: Gantry FreestandingThe overhead crane structure is free standing (not forming anintegral part of a building). This item can be found inside oroutside a building.Note: Vertical structural steel support stanchions, horizontalrail beams, and large concrete foundations all rateable Class 4Table 3. The moving traveller and hoist is not rateable in thissituation and is not a Class 3 hoist. | - | 10070 | 214F22, 214F17, 214F12 | m | - | Please Select | - | - | 1472.75 | Option 2 | 1825.9215 | 23.98% | 3164.8677 | 2391.894 | 62.41% | 31% | 2391.894 | 62.41% | ERC Over-ridden | Ryan Casey | VOA_GPN_GOV_UK\7233251 | 2021-06-15 | - | Green | High | Cost build up has no narrative to explain quantities and Ron Healey has plugged rates that bear no resemblance to SPONS rates. Needs a fresh measure next time and costs likely to decrease significantly. | - | - | NA | SPONS A&B | 2 | (BEAMS Note 2) Standard | Cranes: Gantry FreestandingThe overhead crane structure is free standing (not forming anintegral part of a building). This item can be found inside oroutside a building.Note: Vertical structural steel support stanchions, horizontalrail beams, and large concrete foundations all rateable Class 4Table 3. The moving traveller and hoist is not rateable in thissituation and is not a Class 3 hoist. | - | 2 | TRUE
865 | 214F32 | 7816 | 214F32 | Cranes | Gantry freestanding | 10 tonnes | Height to Underside of Rail Track | 15 metres | The Overhead crane structure is free standing (not forming an integral part of a building). This item can be found inside or outside a building. For overhead cranes whose structural support is integral with that of the building see 214B- The moving traveller is not rateable nor is the lifting gear mechanism. The rail track, supporting beam, vertical stanchions and foundations are rateable. The structure is rateable no matter what the lifting capacity of the beam is. (Contrast this with the beam that is an integral part of the building) The supporting steelwork, concrete foundation work, support beam, support flanges and rail track are regarded as Class 4 Table 3 structural supports and ERC¬s provided are all inclusive. The concrete foundations will be larger to accommodate the extra load and the table includes an item for this element. Description Notes: Below 5 tonnes the support beam and rail track may be substantial and the cost of this alone can be calculated by using the weight of steel appropriate. See Structural Steelwork supporting structures. | Location Adjustment Applicable (See Guidance Notes) - ERC = UK mean of 1.00 | (BEAMS Note 2) The ERC for this item should be added to all other rateable items on the hereditament (except land). Therefore the total of the ERC of the other Building Items and the P&M ERC (where applicable) to enable the correct contract size adjustment to be made. ERC of Building Component + ERC of P&M = Total ERC to which contract size adjustment should be applied. The appropriate % adjustment should be made in accordance with the scale for contract size adjustment specified under section 6 of the RCG 2023 Guidance notes. The currency ERC rates are set at £4m (Four Million Pounds) @ 1st April 2021 (AVD) for the RCG 2023 Publication. | The costs are based on a standard 15m span for the traveller. LINEAR METREAGE is the length of the rail track (or the distance that the crane travels over). (Not always the length of the building) and is NOT the combined length of the two rails. | The lifting capacity of the crane, height to underside of rail track (top of the track support beam) and the length of the gantry is all that is required to operate the scales (measured between the rails down the middle of the workshop). (Do not hook a metal tape onto the horizontal beam in order to gain the height. Most have exposed electrical cables attached). | Class 4 Table 3 Foundations, settings, fixed gantries, supports Class 1 Table 1) List of Accessories (i) Travellers, Cranes Class 2. | Whole is not rateable if under Class 1 or Class 2 if not used in connection with fuel for the generation of power or if not accessory to Class 1 or Class2. | Moving Traveller (Class 1 and Class 2). | It is assumed that the item forms part of an "average size industrial, commercial or office complex". Where it would be normal to find more than one item in such a hereditament the ERC stated has been adjusted to reflect any number / quantity, discount. These figures are NOT one off figures. | It is envisaged that no extra costs to the freestanding prices would be applicable if the freestanding gantry were OUTSIDE. If the traveller span varies from the 15m basic cost guide standard then the following % cost adjustments should be adopted. 5m span deduct 60%, 7 & 8m span deduct 50%, 10m span deduct 30%, 20m span add 45%, 25m span add 90%. | Cranes: Gantry FreestandingThe overhead crane structure is free standing (not forming anintegral part of a building). This item can be found inside oroutside a building.Note: Vertical structural steel support stanchions, horizontalrail beams, and large concrete foundations all rateable Class 4Table 3. The moving traveller and hoist is not rateable in thissituation and is not a Class 3 hoist. | - | 10070 |  | m | - | Please Select | - | - | 1657.7 | Option 2 | 2055.2233 | 23.98% | 4532.7307 | 3425.6761 | 106.7% | 66.68% | 3425.6761 | 106.7% | ERC Over-ridden | Ryan Casey | VOA_GPN_GOV_UK\7233251 | 2021-06-15 | - | Green | High | Cost build up has no narrative to explain quantities and Ron Healey has plugged rates that bear no resemblance to SPONS rates. Needs a fresh measure next time and costs likely to decrease significantly. | - | - | NA | SPONS A&B | 2 | (BEAMS Note 2) Standard | Cranes: Gantry FreestandingThe overhead crane structure is free standing (not forming anintegral part of a building). This item can be found inside oroutside a building.Note: Vertical structural steel support stanchions, horizontalrail beams, and large concrete foundations all rateable Class 4Table 3. The moving traveller and hoist is not rateable in thissituation and is not a Class 3 hoist. | - | 2 | TRUE
866 | 214F03 | 7781 | 214F03 | Cranes | Gantry freestanding | 15 tonnes | Height to Underside of Rail Track | 3.04 metres | The Overhead crane structure is free standing (not forming an integral part of a building). This item can be found inside or outside a building. For overhead cranes whose structural support is integral with that of the building see 214B- The moving traveller is not rateable nor is the lifting gear mechanism. The rail track, supporting beam, vertical stanchions and foundations are rateable. The structure is rateable no matter what the lifting capacity of the beam is. (Contrast this with the beam that is an integral part of the building) The supporting steelwork, concrete foundation work, support beam, support flanges and rail track are regarded as Class 4 Table 3 structural supports and ERC¬s provided are all inclusive. The concrete foundations will be larger to accommodate the extra load and the table includes an item for this element. Description Notes: Below 5 tonnes the support beam and rail track may be substantial and the cost of this alone can be calculated by using the weight of steel appropriate. See Structural Steelwork supporting structures. | Location Adjustment Applicable (See Guidance Notes) - ERC = UK mean of 1.00 | (BEAMS Note 2) The ERC for this item should be added to all other rateable items on the hereditament (except land). Therefore the total of the ERC of the other Building Items and the P&M ERC (where applicable) to enable the correct contract size adjustment to be made. ERC of Building Component + ERC of P&M = Total ERC to which contract size adjustment should be applied. The appropriate % adjustment should be made in accordance with the scale for contract size adjustment specified under section 6 of the RCG 2023 Guidance notes. The currency ERC rates are set at £4m (Four Million Pounds) @ 1st April 2021 (AVD) for the RCG 2023 Publication. | The costs are based on a standard 15m span for the traveller. LINEAR METREAGE is the length of the rail track (or the distance that the crane travels over). (Not always the length of the building) and is NOT the combined length of the two rails. | The lifting capacity of the crane, height to underside of rail track (top of the track support beam) and the length of the gantry is all that is required to operate the scales (measured between the rails down the middle of the workshop). (Do not hook a metal tape onto the horizontal beam in order to gain the height. Most have exposed electrical cables attached). | Class 4 Table 3 Foundations, settings, fixed gantries, supports Class 1 Table 1) List of Accessories (i) Travellers, Cranes Class 2. | Whole is not rateable if under Class 1 or Class 2 if not used in connection with fuel for the generation of power or if not accessory to Class 1 or Class2. | Moving Traveller (Class 1 and Class 2). | It is assumed that the item forms part of an "average size industrial, commercial or office complex". Where it would be normal to find more than one item in such a hereditament the ERC stated has been adjusted to reflect any number / quantity, discount. These figures are NOT one off figures. | It is envisaged that no extra costs to the freestanding prices would be applicable if the freestanding gantry were OUTSIDE. If the traveller span varies from the 15m basic cost guide standard then the following % cost adjustments should be adopted. 5m span deduct 60%, 7 & 8m span deduct 50%, 10m span deduct 30%, 20m span add 45%, 25m span add 90% | Cranes: Gantry Freestanding The overhead crane structure is free standing (not forming an integral part of a building). This item can be found inside or outside a building. Note: Vertical structural steel support stanchions, horizontal rail beams, and large concrete foundations all rateable Class 4 Table 3. The moving traveller and hoist is not rateable in this situation and is not a Class 3 hoist. | - | 10070 |  | M | - | NA | NA | NA | 642.1875 | Option 2 | 796.1867 | 23.98% | 0 | 0 | -100% | -100% | 0 | -100% | Redirected | NA | VOA_GPN_GOV_UK\7246041 | 2019-08-30 | - | Green | Low | Risk taken from previous CG | - | - | NA | SPONS A&B | NA | (BEAMS Note 2) The ERC for this item should be added to all other rateable items on the hereditament (except land). Therefore the total of the ERC of the other Building Items and the P&M ERC (where applicable) to enable the correct contract size adjustment to be made. ERC of Building Component + ERC of P&M = Total ERC to which contract size adjustment should be applied. The appropriate % adjustment should be made in accordance with the scale for contract size adjustment specified under section 6 of the RCG 2021 Guidance notes. The currency ERC rates are set at £4m (Four Million Pounds) @ 1st April 2019 (AVD) for the RCG 2021 Publication. | Cranes: Gantry Freestanding The overhead crane structure is free standing (not forming an integral part of a building). This item can be found inside or outside a building. Note: Vertical structural steel support stanchions, horizontal rail beams, and large concrete foundations all rateable Class 4 Table 3. The moving traveller and hoist is not rateable in this situation and is not a Class 3 hoist. | - | 2 | TRUE
867 | 214F08 | 7789 | 214F08 | Cranes | Gantry freestanding | 15 tonnes | Height to Underside of Rail Track | 5 metres | The Overhead crane structure is free standing (not forming an integral part of a building). This item can be found inside or outside a building. For overhead cranes whose structural support is integral with that of the building see 214B- The moving traveller is not rateable nor is the lifting gear mechanism. The rail track, supporting beam, vertical stanchions and foundations are rateable. The structure is rateable no matter what the lifting capacity of the beam is. (Contrast this with the beam that is an integral part of the building) The supporting steelwork, concrete foundation work, support beam, support flanges and rail track are regarded as Class 4 Table 3 structural supports and ERC¬s provided are all inclusive. The concrete foundations will be larger to accommodate the extra load and the table includes an item for this element. Description Notes: Below 5 tonnes the support beam and rail track may be substantial and the cost of this alone can be calculated by using the weight of steel appropriate. See Structural Steelwork supporting structures. | Location Adjustment Applicable (See Guidance Notes) - ERC = UK mean of 1.00 | (BEAMS Note 2) The ERC for this item should be added to all other rateable items on the hereditament (except land). Therefore the total of the ERC of the other Building Items and the P&M ERC (where applicable) to enable the correct contract size adjustment to be made. ERC of Building Component + ERC of P&M = Total ERC to which contract size adjustment should be applied. The appropriate % adjustment should be made in accordance with the scale for contract size adjustment specified under section 6 of the RCG 2023 Guidance notes. The currency ERC rates are set at £4m (Four Million Pounds) @ 1st April 2021 (AVD) for the RCG 2023 Publication. | The costs are based on a standard 15m span for the traveller. LINEAR METREAGE is the length of the rail track (or the distance that the crane travels over). (Not always the length of the building) and is NOT the combined length of the two rails. | The lifting capacity of the crane, height to underside of rail track (top of the track support beam) and the length of the gantry is all that is required to operate the scales (measured between the rails down the middle of the workshop). (Do not hook a metal tape onto the horizontal beam in order to gain the height. Most have exposed electrical cables attached). | Class 4 Table 3 Foundations, settings, fixed gantries, supports Class 1 Table 1) List of Accessories (i) Travellers, Cranes Class 2. | Whole is not rateable if under Class 1 or Class 2 if not used in connection with fuel for the generation of power or if not accessory to Class 1 or Class2. | Moving Traveller (Class 1 and Class 2). | It is assumed that the item forms part of an "average size industrial, commercial or office complex". Where it would be normal to find more than one item in such a hereditament the ERC stated has been adjusted to reflect any number / quantity, discount. These figures are NOT one off figures. | It is envisaged that no extra costs to the freestanding prices would be applicable if the freestanding gantry were OUTSIDE. If the traveller span varies from the 15m basic cost guide standard then the following % cost adjustments should be adopted. 5m span deduct 60%, 7 & 8m span deduct 50%, 10m span deduct 30%, 20m span add 45%, 25m span add 90%. | Cranes: Gantry FreestandingThe overhead crane structure is free standing (not forming anintegral part of a building). This item can be found inside oroutside a building.Note: Vertical structural steel support stanchions, horizontalrail beams, and large concrete foundations all rateable Class 4Table 3. The moving traveller and hoist is not rateable in thissituation and is not a Class 3 hoist. | - | 10070 | 214F03 | m | - | Please Select | - | - | 844.2625 | Option 2 | 1046.7201 | 23.98% | 2805.2078 | 2120.0759 | 151.1% | 102.5% | 2120.0759 | 151.1% | ERC Over-ridden | Ryan Casey | VOA_GPN_GOV_UK\7233251 | 2021-06-09 | - | Green | High | Cost build up has no narrative to explain quantities and Ron Healey has plugged rates that bear no resemblance to SPONS rates. Needs a fresh measure next time and costs likely to decrease significantly. | - | - | NA | SPONS A&B | 2 | (BEAMS Note 2) Standard | Cranes: Gantry FreestandingThe overhead crane structure is free standing (not forming anintegral part of a building). This item can be found inside oroutside a building.Note: Vertical structural steel support stanchions, horizontalrail beams, and large concrete foundations all rateable Class 4Table 3. The moving traveller and hoist is not rateable in thissituation and is not a Class 3 hoist. | - | 2 | TRUE
868 | 214F13 | 7794 | 214F13 | Cranes | Gantry freestanding | 15 tonnes | Height to Underside of Rail Track | 6.10 metres | The Overhead crane structure is free standing (not forming an integral part of a building). This item can be found inside or outside a building. For overhead cranes whose structural support is integral with that of the building see 214B- The moving traveller is not rateable nor is the lifting gear mechanism. The rail track, supporting beam, vertical stanchions and foundations are rateable. The structure is rateable no matter what the lifting capacity of the beam is. (Contrast this with the beam that is an integral part of the building) The supporting steelwork, concrete foundation work, support beam, support flanges and rail track are regarded as Class 4 Table 3 structural supports and ERC¬s provided are all inclusive. The concrete foundations will be larger to accommodate the extra load and the table includes an item for this element. Description Notes: Below 5 tonnes the support beam and rail track may be substantial and the cost of this alone can be calculated by using the weight of steel appropriate. See Structural Steelwork supporting structures. | Location Adjustment Applicable (See Guidance Notes) - ERC = UK mean of 1.00 | (BEAMS Note 2) The ERC for this item should be added to all other rateable items on the hereditament (except land). Therefore the total of the ERC of the other Building Items and the P&M ERC (where applicable) to enable the correct contract size adjustment to be made. ERC of Building Component + ERC of P&M = Total ERC to which contract size adjustment should be applied. The appropriate % adjustment should be made in accordance with the scale for contract size adjustment specified under section 6 of the RCG 2023 Guidance notes. The currency ERC rates are set at £4m (Four Million Pounds) @ 1st April 2021 (AVD) for the RCG 2023 Publication. | The costs are based on a standard 15m span for the traveller. LINEAR METREAGE is the length of the rail track (or the distance that the crane travels over). (Not always the length of the building) and is NOT the combined length of the two rails. | The lifting capacity of the crane, height to underside of rail track (top of the track support beam) and the length of the gantry is all that is required to operate the scales (measured between the rails down the middle of the workshop). (Do not hook a metal tape onto the horizontal beam in order to gain the height. Most have exposed electrical cables attached). | Class 4 Table 3 Foundations, settings, fixed gantries, supports Class 1 Table 1) List of Accessories (i) Travellers, Cranes Class 2. | Whole is not rateable if under Class 1 or Class 2 if not used in connection with fuel for the generation of power or if not accessory to Class 1 or Class2. | Moving Traveller (Class 1 and Class 2). | It is assumed that the item forms part of an "average size industrial, commercial or office complex". Where it would be normal to find more than one item in such a hereditament the ERC stated has been adjusted to reflect any number / quantity, discount. These figures are NOT one off figures. | It is envisaged that no extra costs to the freestanding prices would be applicable if the freestanding gantry were OUTSIDE. If the traveller span varies from the 15m basic cost guide standard then the following % cost adjustments should be adopted. 5m span deduct 60%, 7 & 8m span deduct 50%, 10m span deduct 30%, 20m span add 45%, 25m span add 90% | Cranes: Gantry Freestanding The overhead crane structure is free standing (not forming an integral part of a building). This item can be found inside or outside a building. Note: Vertical structural steel support stanchions, horizontal rail beams, and large concrete foundations all rateable Class 4 Table 3. The moving traveller and hoist is not rateable in this situation and is not a Class 3 hoist. | - | 10070 |  | M | - | NA | NA | NA | 1048.9062 | Option 2 | 1300.4383 | 23.98% | 0 | 0 | -100% | -100% | 0 | -100% | Redirected | NA | VOA_GPN_GOV_UK\7246041 | 2019-08-30 | - | Green | Low | Risk taken from previous CG | - | - | NA | SPONS A&B | NA | (BEAMS Note 2) The ERC for this item should be added to all other rateable items on the hereditament (except land). Therefore the total of the ERC of the other Building Items and the P&M ERC (where applicable) to enable the correct contract size adjustment to be made. ERC of Building Component + ERC of P&M = Total ERC to which contract size adjustment should be applied. The appropriate % adjustment should be made in accordance with the scale for contract size adjustment specified under section 6 of the RCG 2021 Guidance notes. The currency ERC rates are set at £4m (Four Million Pounds) @ 1st April 2019 (AVD) for the RCG 2021 Publication. | Cranes: Gantry Freestanding The overhead crane structure is free standing (not forming an integral part of a building). This item can be found inside or outside a building. Note: Vertical structural steel support stanchions, horizontal rail beams, and large concrete foundations all rateable Class 4 Table 3. The moving traveller and hoist is not rateable in this situation and is not a Class 3 hoist. | - | 2 | TRUE
869 | 214F18 | 7799 | 214F18 | Cranes | Gantry freestanding | 15 tonnes | Height to Underside of Rail Track | 7.62 metres | The Overhead crane structure is free standing (not forming an integral part of a building). This item can be found inside or outside a building. For overhead cranes whose structural support is integral with that of the building see 214B- The moving traveller is not rateable nor is the lifting gear mechanism. The rail track, supporting beam, vertical stanchions and foundations are rateable. The structure is rateable no matter what the lifting capacity of the beam is. (Contrast this with the beam that is an integral part of the building) The supporting steelwork, concrete foundation work, support beam, support flanges and rail track are regarded as Class 4 Table 3 structural supports and ERC¬s provided are all inclusive. The concrete foundations will be larger to accommodate the extra load and the table includes an item for this element. Description Notes: Below 5 tonnes the support beam and rail track may be substantial and the cost of this alone can be calculated by using the weight of steel appropriate. See Structural Steelwork supporting structures. | Location Adjustment Applicable (See Guidance Notes) - ERC = UK mean of 1.00 | (BEAMS Note 2) The ERC for this item should be added to all other rateable items on the hereditament (except land). Therefore the total of the ERC of the other Building Items and the P&M ERC (where applicable) to enable the correct contract size adjustment to be made. ERC of Building Component + ERC of P&M = Total ERC to which contract size adjustment should be applied. The appropriate % adjustment should be made in accordance with the scale for contract size adjustment specified under section 6 of the RCG 2023 Guidance notes. The currency ERC rates are set at £4m (Four Million Pounds) @ 1st April 2021 (AVD) for the RCG 2023 Publication. | The costs are based on a standard 15m span for the traveller. LINEAR METREAGE is the length of the rail track (or the distance that the crane travels over). (Not always the length of the building) and is NOT the combined length of the two rails. | The lifting capacity of the crane, height to underside of rail track (top of the track support beam) and the length of the gantry is all that is required to operate the scales (measured between the rails down the middle of the workshop). (Do not hook a metal tape onto the horizontal beam in order to gain the height. Most have exposed electrical cables attached). | Class 4 Table 3 Foundations, settings, fixed gantries, supports Class 1 Table 1) List of Accessories (i) Travellers, Cranes Class 2. | Whole is not rateable if under Class 1 or Class 2 if not used in connection with fuel for the generation of power or if not accessory to Class 1 or Class2. | Moving Traveller (Class 1 and Class 2). | It is assumed that the item forms part of an "average size industrial, commercial or office complex". Where it would be normal to find more than one item in such a hereditament the ERC stated has been adjusted to reflect any number / quantity, discount. These figures are NOT one off figures. | It is envisaged that no extra costs to the freestanding prices would be applicable if the freestanding gantry were OUTSIDE. If the traveller span varies from the 15m basic cost guide standard then the following % cost adjustments should be adopted. 5m span deduct 60%, 7 & 8m span deduct 50%, 10m span deduct 30%, 20m span add 45%, 25m span add 90% | Cranes: Gantry Freestanding The overhead crane structure is free standing (not forming an integral part of a building). This item can be found inside or outside a building. Note: Vertical structural steel support stanchions, horizontal rail beams, and large concrete foundations all rateable Class 4 Table 3. The moving traveller and hoist is not rateable in this situation and is not a Class 3 hoist. | - | 10070 |  | M | - | NA | NA | NA | 1254.4062 | Option 2 | 1555.218 | 23.98% | 0 | 0 | -100% | -100% | 0 | -100% | Redirected | NA | VOA_GPN_GOV_UK\7246041 | 2019-08-30 | - | Green | Low | Risk taken from previous CG | - | - | NA | SPONS A&B | NA | (BEAMS Note 2) The ERC for this item should be added to all other rateable items on the hereditament (except land). Therefore the total of the ERC of the other Building Items and the P&M ERC (where applicable) to enable the correct contract size adjustment to be made. ERC of Building Component + ERC of P&M = Total ERC to which contract size adjustment should be applied. The appropriate % adjustment should be made in accordance with the scale for contract size adjustment specified under section 6 of the RCG 2021 Guidance notes. The currency ERC rates are set at £4m (Four Million Pounds) @ 1st April 2019 (AVD) for the RCG 2021 Publication. | Cranes: Gantry Freestanding The overhead crane structure is free standing (not forming an integral part of a building). This item can be found inside or outside a building. Note: Vertical structural steel support stanchions, horizontal rail beams, and large concrete foundations all rateable Class 4 Table 3. The moving traveller and hoist is not rateable in this situation and is not a Class 3 hoist. | - | 2 | TRUE
870 | 214F23 | 7804 | 214F23 | Cranes | Gantry freestanding | 15 tonnes | Height to Underside of Rail Track | 9.14 metres | The Overhead crane structure is free standing (not forming an integral part of a building). This item can be found inside or outside a building. For overhead cranes whose structural support is integral with that of the building see 214B- The moving traveller is not rateable nor is the lifting gear mechanism. The rail track, supporting beam, vertical stanchions and foundations are rateable. The structure is rateable no matter what the lifting capacity of the beam is. (Contrast this with the beam that is an integral part of the building) The supporting steelwork, concrete foundation work, support beam, support flanges and rail track are regarded as Class 4 Table 3 structural supports and ERC¬s provided are all inclusive. The concrete foundations will be larger to accommodate the extra load and the table includes an item for this element. Description Notes: Below 5 tonnes the support beam and rail track may be substantial and the cost of this alone can be calculated by using the weight of steel appropriate. See Structural Steelwork supporting structures. | Location Adjustment Applicable (See Guidance Notes) - ERC = UK mean of 1.00 | (BEAMS Note 2) The ERC for this item should be added to all other rateable items on the hereditament (except land). Therefore the total of the ERC of the other Building Items and the P&M ERC (where applicable) to enable the correct contract size adjustment to be made. ERC of Building Component + ERC of P&M = Total ERC to which contract size adjustment should be applied. The appropriate % adjustment should be made in accordance with the scale for contract size adjustment specified under section 6 of the RCG 2023 Guidance notes. The currency ERC rates are set at £4m (Four Million Pounds) @ 1st April 2021 (AVD) for the RCG 2023 Publication. | The costs are based on a standard 15m span for the traveller. LINEAR METREAGE is the length of the rail track (or the distance that the crane travels over). (Not always the length of the building) and is NOT the combined length of the two rails. | The lifting capacity of the crane, height to underside of rail track (top of the track support beam) and the length of the gantry is all that is required to operate the scales (measured between the rails down the middle of the workshop). (Do not hook a metal tape onto the horizontal beam in order to gain the height. Most have exposed electrical cables attached). | Class 4 Table 3 Foundations, settings, fixed gantries, supports Class 1 Table 1) List of Accessories (i) Travellers, Cranes Class 2. | Whole is not rateable if under Class 1 or Class 2 if not used in connection with fuel for the generation of power or if not accessory to Class 1 or Class2. | Moving Traveller (Class 1 and Class 2). | It is assumed that the item forms part of an "average size industrial, commercial or office complex". Where it would be normal to find more than one item in such a hereditament the ERC stated has been adjusted to reflect any number / quantity, discount. These figures are NOT one off figures. | It is envisaged that no extra costs to the freestanding prices would be applicable if the freestanding gantry were OUTSIDE. If the traveller span varies from the 15m basic cost guide standard then the following % cost adjustments should be adopted. 5m span deduct 60%, 7 & 8m span deduct 50%, 10m span deduct 30%, 20m span add 45%, 25m span add 90% | Cranes: Gantry Freestanding The overhead crane structure is free standing (not forming an integral part of a building). This item can be found inside or outside a building. Note: Vertical structural steel support stanchions, horizontal rail beams, and large concrete foundations all rateable Class 4 Table 3. The moving traveller and hoist is not rateable in this situation and is not a Class 3 hoist. | - | 10070 |  | M | - | NA | NA | NA | 1465.0438 | Option 2 | 1816.3673 | 23.98% | 0 | 0 | -100% | -100% | 0 | -100% | Redirected | NA | VOA_GPN_GOV_UK\7246041 | 2019-08-30 | - | Green | Low | Risk taken from previous CG | - | - | NA | SPONS A&B | NA | (BEAMS Note 2) The ERC for this item should be added to all other rateable items on the hereditament (except land). Therefore the total of the ERC of the other Building Items and the P&M ERC (where applicable) to enable the correct contract size adjustment to be made. ERC of Building Component + ERC of P&M = Total ERC to which contract size adjustment should be applied. The appropriate % adjustment should be made in accordance with the scale for contract size adjustment specified under section 6 of the RCG 2021 Guidance notes. The currency ERC rates are set at £4m (Four Million Pounds) @ 1st April 2019 (AVD) for the RCG 2021 Publication. | Cranes: Gantry Freestanding The overhead crane structure is free standing (not forming an integral part of a building). This item can be found inside or outside a building. Note: Vertical structural steel support stanchions, horizontal rail beams, and large concrete foundations all rateable Class 4 Table 3. The moving traveller and hoist is not rateable in this situation and is not a Class 3 hoist. | - | 2 | TRUE
871 | 214F28 | 7812 | 214F28 | Cranes | Gantry freestanding | 15 tonnes | Height to Underside of Rail Track | 10 metres | The Overhead crane structure is free standing (not forming an integral part of a building). This item can be found inside or outside a building. For overhead cranes whose structural support is integral with that of the building see 214B- The moving traveller is not rateable nor is the lifting gear mechanism. The rail track, supporting beam, vertical stanchions and foundations are rateable. The structure is rateable no matter what the lifting capacity of the beam is. (Contrast this with the beam that is an integral part of the building) The supporting steelwork, concrete foundation work, support beam, support flanges and rail track are regarded as Class 4 Table 3 structural supports and ERC¬s provided are all inclusive. The concrete foundations will be larger to accommodate the extra load and the table includes an item for this element. Description Notes: Below 5 tonnes the support beam and rail track may be substantial and the cost of this alone can be calculated by using the weight of steel appropriate. See Structural Steelwork supporting structures. | Location Adjustment Applicable (See Guidance Notes) - ERC = UK mean of 1.00 | (BEAMS Note 2) The ERC for this item should be added to all other rateable items on the hereditament (except land). Therefore the total of the ERC of the other Building Items and the P&M ERC (where applicable) to enable the correct contract size adjustment to be made. ERC of Building Component + ERC of P&M = Total ERC to which contract size adjustment should be applied. The appropriate % adjustment should be made in accordance with the scale for contract size adjustment specified under section 6 of the RCG 2023 Guidance notes. The currency ERC rates are set at £4m (Four Million Pounds) @ 1st April 2021 (AVD) for the RCG 2023 Publication. | The costs are based on a standard 15m span for the traveller. LINEAR METREAGE is the length of the rail track (or the distance that the crane travels over). (Not always the length of the building) and is NOT the combined length of the two rails. | The lifting capacity of the crane, height to underside of rail track (top of the track support beam) and the length of the gantry is all that is required to operate the scales (measured between the rails down the middle of the workshop). (Do not hook a metal tape onto the horizontal beam in order to gain the height. Most have exposed electrical cables attached). | Class 4 Table 3 Foundations, settings, fixed gantries, supports Class 1 Table 1) List of Accessories (i) Travellers, Cranes Class 2. | Whole is not rateable if under Class 1 or Class 2 if not used in connection with fuel for the generation of power or if not accessory to Class 1 or Class2. | Moving Traveller (Class 1 and Class 2). | It is assumed that the item forms part of an "average size industrial, commercial or office complex". Where it would be normal to find more than one item in such a hereditament the ERC stated has been adjusted to reflect any number / quantity, discount. These figures are NOT one off figures. | It is envisaged that no extra costs to the freestanding prices would be applicable if the freestanding gantry were OUTSIDE. If the traveller span varies from the 15m basic cost guide standard then the following % cost adjustments should be adopted. 5m span deduct 60%, 7 & 8m span deduct 50%, 10m span deduct 30%, 20m span add 45%, 25m span add 90% | Cranes: Gantry FreestandingThe overhead crane structure is free standing (not forming anintegral part of a building). This item can be found inside oroutside a building.Note: Vertical structural steel support stanchions, horizontalrail beams, and large concrete foundations all rateable Class 4Table 3. The moving traveller and hoist is not rateable in thissituation and is not a Class 3 hoist. | - | 10070 | 214F23, 214F18, 214F13 | m | - | Please Select | - | - | 1678.25 | Option 2 | 2080.7012 | 23.98% | 3259.3508 | 2463.301 | 46.78% | 18.39% | 2463.301 | 46.78% | ERC Over-ridden | Ryan Casey | VOA_GPN_GOV_UK\7233251 | 2021-06-15 | - | Green | High | Cost build up has no narrative to explain quantities and Ron Healey has plugged rates that bear no resemblance to SPONS rates. Needs a fresh measure next time and costs likely to decrease significantly. | - | - | NA | SPONS A&B | 2 | (BEAMS Note 2) Standard | Cranes: Gantry FreestandingThe overhead crane structure is free standing (not forming anintegral part of a building). This item can be found inside oroutside a building.Note: Vertical structural steel support stanchions, horizontalrail beams, and large concrete foundations all rateable Class 4Table 3. The moving traveller and hoist is not rateable in thissituation and is not a Class 3 hoist. | - | 2 | TRUE
872 | 214F33 | 7817 | 214F33 | Cranes | Gantry freestanding | 15 tonnes | Height to Underside of Rail Track | 15 metres | The Overhead crane structure is free standing (not forming an integral part of a building). This item can be found inside or outside a building. For overhead cranes whose structural support is integral with that of the building see 214B- The moving traveller is not rateable nor is the lifting gear mechanism. The rail track, supporting beam, vertical stanchions and foundations are rateable. The structure is rateable no matter what the lifting capacity of the beam is. (Contrast this with the beam that is an integral part of the building) The supporting steelwork, concrete foundation work, support beam, support flanges and rail track are regarded as Class 4 Table 3 structural supports and ERC¬s provided are all inclusive. The concrete foundations will be larger to accommodate the extra load and the table includes an item for this element. Description Notes: Below 5 tonnes the support beam and rail track may be substantial and the cost of this alone can be calculated by using the weight of steel appropriate. See Structural Steelwork supporting structures. | Location Adjustment Applicable (See Guidance Notes) - ERC = UK mean of 1.00 | (BEAMS Note 2) The ERC for this item should be added to all other rateable items on the hereditament (except land). Therefore the total of the ERC of the other Building Items and the P&M ERC (where applicable) to enable the correct contract size adjustment to be made. ERC of Building Component + ERC of P&M = Total ERC to which contract size adjustment should be applied. The appropriate % adjustment should be made in accordance with the scale for contract size adjustment specified under section 6 of the RCG 2023 Guidance notes. The currency ERC rates are set at £4m (Four Million Pounds) @ 1st April 2021 (AVD) for the RCG 2023 Publication. | The costs are based on a standard 15m span for the traveller. LINEAR METREAGE is the length of the rail track (or the distance that the crane travels over). (Not always the length of the building) and is NOT the combined length of the two rails. | The lifting capacity of the crane, height to underside of rail track (top of the track support beam) and the length of the gantry is all that is required to operate the scales (measured between the rails down the middle of the workshop). (Do not hook a metal tape onto the horizontal beam in order to gain the height. Most have exposed electrical cables attached). | Class 4 Table 3 Foundations, settings, fixed gantries, supports Class 1 Table 1) List of Accessories (i) Travellers, Cranes Class 2. | Whole is not rateable if under Class 1 or Class 2 if not used in connection with fuel for the generation of power or if not accessory to Class 1 or Class2. | Moving Traveller (Class 1 and Class 2). | It is assumed that the item forms part of an "average size industrial, commercial or office complex". Where it would be normal to find more than one item in such a hereditament the ERC stated has been adjusted to reflect any number / quantity, discount. These figures are NOT one off figures. | It is envisaged that no extra costs to the freestanding prices would be applicable if the freestanding gantry were OUTSIDE. If the traveller span varies from the 15m basic cost guide standard then the following % cost adjustments should be adopted. 5m span deduct 60%, 7 & 8m span deduct 50%, 10m span deduct 30%, 20m span add 45%, 25m span add 90%. | Cranes: Gantry FreestandingThe overhead crane structure is free standing (not forming anintegral part of a building). This item can be found inside oroutside a building.Note: Vertical structural steel support stanchions, horizontalrail beams, and large concrete foundations all rateable Class 4Table 3. The moving traveller and hoist is not rateable in thissituation and is not a Class 3 hoist. | - | 10070 |  | m | - | Please Select | - | - | 2286.1875 | Option 2 | 2834.4246 | 23.98% | 4627.2139 | 3497.0831 | 52.97% | 23.38% | 3497.0831 | 52.97% | ERC Over-ridden | Ryan Casey | VOA_GPN_GOV_UK\7233251 | 2021-06-15 | - | Green | High | Cost build up has no narrative to explain quantities and Ron Healey has plugged rates that bear no resemblance to SPONS rates. Needs a fresh measure next time and costs likely to decrease significantly. | - | - | NA | SPONS A&B | 2 | (BEAMS Note 2) Standard | Cranes: Gantry FreestandingThe overhead crane structure is free standing (not forming anintegral part of a building). This item can be found inside oroutside a building.Note: Vertical structural steel support stanchions, horizontalrail beams, and large concrete foundations all rateable Class 4Table 3. The moving traveller and hoist is not rateable in thissituation and is not a Class 3 hoist. | - | 2 | TRUE
873 | 214F04 | 7782 | 214F04 | Cranes | Gantry freestanding | 20 tonnes | Height to Underside of Rail Track | 3.04 metres | The Overhead crane structure is free standing (not forming an integral part of a building). This item can be found inside or outside a building. For overhead cranes whose structural support is integral with that of the building see 214B- The moving traveller is not rateable nor is the lifting gear mechanism. The rail track, supporting beam, vertical stanchions and foundations are rateable. The structure is rateable no matter what the lifting capacity of the beam is. (Contrast this with the beam that is an integral part of the building) The supporting steelwork, concrete foundation work, support beam, support flanges and rail track are regarded as Class 4 Table 3 structural supports and ERC¬s provided are all inclusive. The concrete foundations will be larger to accommodate the extra load and the table includes an item for this element. Description Notes: Below 5 tonnes the support beam and rail track may be substantial and the cost of this alone can be calculated by using the weight of steel appropriate. See Structural Steelwork supporting structures. | Location Adjustment Applicable (See Guidance Notes) - ERC = UK mean of 1.00 | (BEAMS Note 2) The ERC for this item should be added to all other rateable items on the hereditament (except land). Therefore the total of the ERC of the other Building Items and the P&M ERC (where applicable) to enable the correct contract size adjustment to be made. ERC of Building Component + ERC of P&M = Total ERC to which contract size adjustment should be applied. The appropriate % adjustment should be made in accordance with the scale for contract size adjustment specified under section 6 of the RCG 2023 Guidance notes. The currency ERC rates are set at £4m (Four Million Pounds) @ 1st April 2021 (AVD) for the RCG 2023 Publication. | The costs are based on a standard 15m span for the traveller. LINEAR METREAGE is the length of the rail track (or the distance that the crane travels over). (Not always the length of the building) and is NOT the combined length of the two rails. | The lifting capacity of the crane, height to underside of rail track (top of the track support beam) and the length of the gantry is all that is required to operate the scales (measured between the rails down the middle of the workshop). (Do not hook a metal tape onto the horizontal beam in order to gain the height. Most have exposed electrical cables attached). | Class 4 Table 3 Foundations, settings, fixed gantries, supports Class 1 Table 1) List of Accessories (i) Travellers, Cranes Class 2. | Whole is not rateable if under Class 1 or Class 2 if not used in connection with fuel for the generation of power or if not accessory to Class 1 or Class2. | Moving Traveller (Class 1 and Class 2). | It is assumed that the item forms part of an "average size industrial, commercial or office complex". Where it would be normal to find more than one item in such a hereditament the ERC stated has been adjusted to reflect any number / quantity, discount. These figures are NOT one off figures. | It is envisaged that no extra costs to the freestanding prices would be applicable if the freestanding gantry were OUTSIDE. If the traveller span varies from the 15m basic cost guide standard then the following % cost adjustments should be adopted. 5m span deduct 60%, 7 & 8m span deduct 50%, 10m span deduct 30%, 20m span add 45%, 25m span add 90% | Cranes: Gantry Freestanding The overhead crane structure is free standing (not forming an integral part of a building). This item can be found inside or outside a building. Note: Vertical structural steel support stanchions, horizontal rail beams, and large concrete foundations all rateable Class 4 Table 3. The moving traveller and hoist is not rateable in this situation and is not a Class 3 hoist. | - | 10070 |  | M | - | NA | NA | NA | 741.5125 | Option 2 | 919.3302 | 23.98% | 0 | 0 | -100% | -100% | 0 | -100% | Redirected | NA | VOA_GPN_GOV_UK\7246041 | 2019-08-30 | - | Green | Low | Risk taken from previous CG | - | - | NA | SPONS A&B | NA | (BEAMS Note 2) The ERC for this item should be added to all other rateable items on the hereditament (except land). Therefore the total of the ERC of the other Building Items and the P&M ERC (where applicable) to enable the correct contract size adjustment to be made. ERC of Building Component + ERC of P&M = Total ERC to which contract size adjustment should be applied. The appropriate % adjustment should be made in accordance with the scale for contract size adjustment specified under section 6 of the RCG 2021 Guidance notes. The currency ERC rates are set at £4m (Four Million Pounds) @ 1st April 2019 (AVD) for the RCG 2021 Publication. | Cranes: Gantry Freestanding The overhead crane structure is free standing (not forming an integral part of a building). This item can be found inside or outside a building. Note: Vertical structural steel support stanchions, horizontal rail beams, and large concrete foundations all rateable Class 4 Table 3. The moving traveller and hoist is not rateable in this situation and is not a Class 3 hoist. | - | 2 | TRUE
874 | 214F09 | 7790 | 214F09 | Cranes | Gantry freestanding | 20 tonnes | Height to Underside of Rail Track | 5 metres | The Overhead crane structure is free standing (not forming an integral part of a building). This item can be found inside or outside a building. For overhead cranes whose structural support is integral with that of the building see 214B- The moving traveller is not rateable nor is the lifting gear mechanism. The rail track, supporting beam, vertical stanchions and foundations are rateable. The structure is rateable no matter what the lifting capacity of the beam is. (Contrast this with the beam that is an integral part of the building) The supporting steelwork, concrete foundation work, support beam, support flanges and rail track are regarded as Class 4 Table 3 structural supports and ERC¬s provided are all inclusive. The concrete foundations will be larger to accommodate the extra load and the table includes an item for this element. Description Notes: Below 5 tonnes the support beam and rail track may be substantial and the cost of this alone can be calculated by using the weight of steel appropriate. See Structural Steelwork supporting structures. | Location Adjustment Applicable (See Guidance Notes) - ERC = UK mean of 1.00 | (BEAMS Note 2) The ERC for this item should be added to all other rateable items on the hereditament (except land). Therefore the total of the ERC of the other Building Items and the P&M ERC (where applicable) to enable the correct contract size adjustment to be made. ERC of Building Component + ERC of P&M = Total ERC to which contract size adjustment should be applied. The appropriate % adjustment should be made in accordance with the scale for contract size adjustment specified under section 6 of the RCG 2023 Guidance notes. The currency ERC rates are set at £4m (Four Million Pounds) @ 1st April 2021 (AVD) for the RCG 2023 Publication. | The costs are based on a standard 15m span for the traveller. LINEAR METREAGE is the length of the rail track (or the distance that the crane travels over). (Not always the length of the building) and is NOT the combined length of the two rails | The lifting capacity of the crane, height to underside of rail track (top of the track support beam) and the length of the gantry is all that is required to operate the scales (measured between the rails down the middle of the workshop). (Do not hook a metal tape onto the horizontal beam in order to gain the height. Most have exposed electrical cables attached). | Class 4 Table 3 Foundations, settings, fixed gantries, supports Class 1 Table 1) List of Accessories (i) Travellers, Cranes Class 2. | Whole is not rateable if under Class 1 or Class 2 if not used in connection with fuel for the generation of power or if not accessory to Class 1 or Class2. | Moving Traveller (Class 1 and Class 2). | It is assumed that the item forms part of an "average size industrial, commercial or office complex". Where it would be normal to find more than one item in such a hereditament the ERC stated has been adjusted to reflect any number / quantity, discount. These figures are NOT one off figures. | It is envisaged that no extra costs to the freestanding prices would be applicable if the freestanding gantry were OUTSIDE. If the traveller span varies from the 15m basic cost guide standard then the following % cost adjustments should be adopted. 5m span deduct 60%, 7 & 8m span deduct 50%, 10m span deduct 30%, 20m span add 45%, 25m span add 90%. | Cranes: Gantry FreestandingThe overhead crane structure is free standing (not forming anintegral part of a building). This item can be found inside oroutside a building.Note: Vertical structural steel support stanchions, horizontalrail beams, and large concrete foundations all rateable Class 4Table 3. The moving traveller and hoist is not rateable in thissituation and is not a Class 3 hoist. | - | 10070 | 214F04 | m | - | Please Select | - | - | 984.6875 | Option 2 | 1220.8196 | 23.98% | 2979.3807 | 2251.7096 | 128.7% | 84.44% | 2251.7096 | 128.7% | ERC Over-ridden | Ryan Casey | VOA_GPN_GOV_UK\7233251 | 2021-06-09 | - | Green | High | Cost build up has no narrative to explain quantities and Ron Healey has plugged rates that bear no resemblance to SPONS rates. Needs a fresh measure next time and costs likely to decrease significantly. | - | - | NA | SPONS A&B | 2 | (BEAMS Note 2) Standard | Cranes: Gantry FreestandingThe overhead crane structure is free standing (not forming anintegral part of a building). This item can be found inside oroutside a building.Note: Vertical structural steel support stanchions, horizontalrail beams, and large concrete foundations all rateable Class 4Table 3. The moving traveller and hoist is not rateable in thissituation and is not a Class 3 hoist. | - | 2 | TRUE
875 | 214F14 | 7795 | 214F14 | Cranes | Gantry freestanding | 20 tonnes | Height to Underside of Rail Track | 6.10 metres | The Overhead crane structure is free standing (not forming an integral part of a building). This item can be found inside or outside a building. For overhead cranes whose structural support is integral with that of the building see 214B- The moving traveller is not rateable nor is the lifting gear mechanism. The rail track, supporting beam, vertical stanchions and foundations are rateable. The structure is rateable no matter what the lifting capacity of the beam is. (Contrast this with the beam that is an integral part of the building) The supporting steelwork, concrete foundation work, support beam, support flanges and rail track are regarded as Class 4 Table 3 structural supports and ERC¬s provided are all inclusive. The concrete foundations will be larger to accommodate the extra load and the table includes an item for this element. Description Notes: Below 5 tonnes the support beam and rail track may be substantial and the cost of this alone can be calculated by using the weight of steel appropriate. See Structural Steelwork supporting structures. | Location Adjustment Applicable (See Guidance Notes) - ERC = UK mean of 1.00 | (BEAMS Note 2) The ERC for this item should be added to all other rateable items on the hereditament (except land). Therefore the total of the ERC of the other Building Items and the P&M ERC (where applicable) to enable the correct contract size adjustment to be made. ERC of Building Component + ERC of P&M = Total ERC to which contract size adjustment should be applied. The appropriate % adjustment should be made in accordance with the scale for contract size adjustment specified under section 6 of the RCG 2023 Guidance notes. The currency ERC rates are set at £4m (Four Million Pounds) @ 1st April 2021 (AVD) for the RCG 2023 Publication. | The costs are based on a standard 15m span for the traveller. LINEAR METREAGE is the length of the rail track (or the distance that the crane travels over). (Not always the length of the building) and is NOT the combined length of the two rails. | The lifting capacity of the crane, height to underside of rail track (top of the track support beam) and the length of the gantry is all that is required to operate the scales (measured between the rails down the middle of the workshop). (Do not hook a metal tape onto the horizontal beam in order to gain the height. Most have exposed electrical cables attached). | Class 4 Table 3 Foundations, settings, fixed gantries, supports Class 1 Table 1) List of Accessories (i) Travellers, Cranes Class 2. | Whole is not rateable if under Class 1 or Class 2 if not used in connection with fuel for the generation of power or if not accessory to Class 1 or Class2. | Moving Traveller (Class 1 and Class 2). | It is assumed that the item forms part of an "average size industrial, commercial or office complex". Where it would be normal to find more than one item in such a hereditament the ERC stated has been adjusted to reflect any number / quantity, discount. These figures are NOT one off figures. | It is envisaged that no extra costs to the freestanding prices would be applicable if the freestanding gantry were OUTSIDE. If the traveller span varies from the 15m basic cost guide standard then the following % cost adjustments should be adopted. 5m span deduct 60%, 7 & 8m span deduct 50%, 10m span deduct 30%, 20m span add 45%, 25m span add 90% | Cranes: Gantry Freestanding The overhead crane structure is free standing (not forming an integral part of a building). This item can be found inside or outside a building. Note: Vertical structural steel support stanchions, horizontal rail beams, and large concrete foundations all rateable Class 4 Table 3. The moving traveller and hoist is not rateable in this situation and is not a Class 3 hoist. | - | 10070 |  | M | - | NA | NA | NA | 1233 | Option 2 | 1528.6785 | 23.98% | 0 | 0 | -100% | -100% | 0 | -100% | Redirected | NA | VOA_GPN_GOV_UK\7246041 | 2019-08-30 | - | Green | Low | Risk taken from previous CG | - | - | NA | SPONS A&B | NA | (BEAMS Note 2) The ERC for this item should be added to all other rateable items on the hereditament (except land). Therefore the total of the ERC of the other Building Items and the P&M ERC (where applicable) to enable the correct contract size adjustment to be made. ERC of Building Component + ERC of P&M = Total ERC to which contract size adjustment should be applied. The appropriate % adjustment should be made in accordance with the scale for contract size adjustment specified under section 6 of the RCG 2021 Guidance notes. The currency ERC rates are set at £4m (Four Million Pounds) @ 1st April 2019 (AVD) for the RCG 2021 Publication. | Cranes: Gantry Freestanding The overhead crane structure is free standing (not forming an integral part of a building). This item can be found inside or outside a building. Note: Vertical structural steel support stanchions, horizontal rail beams, and large concrete foundations all rateable Class 4 Table 3. The moving traveller and hoist is not rateable in this situation and is not a Class 3 hoist. | - | 2 | TRUE
876 | 214F19 | 7800 | 214F19 | Cranes | Gantry freestanding | 20 tonnes | Height to Underside of Rail Track | 7.62 metres | The Overhead crane structure is free standing (not forming an integral part of a building). This item can be found inside or outside a building. For overhead cranes whose structural support is integral with that of the building see 214B- The moving traveller is not rateable nor is the lifting gear mechanism. The rail track, supporting beam, vertical stanchions and foundations are rateable. The structure is rateable no matter what the lifting capacity of the beam is. (Contrast this with the beam that is an integral part of the building) The supporting steelwork, concrete foundation work, support beam, support flanges and rail track are regarded as Class 4 Table 3 structural supports and ERC¬s provided are all inclusive. The concrete foundations will be larger to accommodate the extra load and the table includes an item for this element. Description Notes: Below 5 tonnes the support beam and rail track may be substantial and the cost of this alone can be calculated by using the weight of steel appropriate. See Structural Steelwork supporting structures. | Location Adjustment Applicable (See Guidance Notes) - ERC = UK mean of 1.00 | (BEAMS Note 2) The ERC for this item should be added to all other rateable items on the hereditament (except land). Therefore the total of the ERC of the other Building Items and the P&M ERC (where applicable) to enable the correct contract size adjustment to be made. ERC of Building Component + ERC of P&M = Total ERC to which contract size adjustment should be applied. The appropriate % adjustment should be made in accordance with the scale for contract size adjustment specified under section 6 of the RCG 2023 Guidance notes. The currency ERC rates are set at £4m (Four Million Pounds) @ 1st April 2021 (AVD) for the RCG 2023 Publication. | The costs are based on a standard 15m span for the traveller. LINEAR METREAGE is the length of the rail track (or the distance that the crane travels over). (Not always the length of the building) and is NOT the combined length of the two rails. | The lifting capacity of the crane, height to underside of rail track (top of the track support beam) and the length of the gantry is all that is required to operate the scales (measured between the rails down the middle of the workshop). (Do not hook a metal tape onto the horizontal beam in order to gain the height. Most have exposed electrical cables attached). | Class 4 Table 3 Foundations, settings, fixed gantries, supports Class 1 Table 1) List of Accessories (i) Travellers, Cranes Class 2. | Whole is not rateable if under Class 1 or Class 2 if not used in connection with fuel for the generation of power or if not accessory to Class 1 or Class2. | Moving Traveller (Class 1 and Class 2). | It is assumed that the item forms part of an "average size industrial, commercial or office complex". Where it would be normal to find more than one item in such a hereditament the ERC stated has been adjusted to reflect any number / quantity, discount. These figures are NOT one off figures. | It is envisaged that no extra costs to the freestanding prices would be applicable if the freestanding gantry were OUTSIDE. If the traveller span varies from the 15m basic cost guide standard then the following % cost adjustments should be adopted. 5m span deduct 60%, 7 & 8m span deduct 50%, 10m span deduct 30%, 20m span add 45%, 25m span add 90% | Cranes: Gantry Freestanding The overhead crane structure is free standing (not forming an integral part of a building). This item can be found inside or outside a building. Note: Vertical structural steel support stanchions, horizontal rail beams, and large concrete foundations all rateable Class 4 Table 3. The moving traveller and hoist is not rateable in this situation and is not a Class 3 hoist. | - | 10070 |  | M | - | NA | NA | NA | 1472.75 | Option 2 | 1825.9215 | 23.98% | 0 | 0 | -100% | -100% | 0 | -100% | Redirected | NA | VOA_GPN_GOV_UK\7246041 | 2019-08-30 | - | Green | Low | Risk taken from previous CG | - | - | NA | SPONS A&B | NA | (BEAMS Note 2) The ERC for this item should be added to all other rateable items on the hereditament (except land). Therefore the total of the ERC of the other Building Items and the P&M ERC (where applicable) to enable the correct contract size adjustment to be made. ERC of Building Component + ERC of P&M = Total ERC to which contract size adjustment should be applied. The appropriate % adjustment should be made in accordance with the scale for contract size adjustment specified under section 6 of the RCG 2021 Guidance notes. The currency ERC rates are set at £4m (Four Million Pounds) @ 1st April 2019 (AVD) for the RCG 2021 Publication. | Cranes: Gantry Freestanding The overhead crane structure is free standing (not forming an integral part of a building). This item can be found inside or outside a building. Note: Vertical structural steel support stanchions, horizontal rail beams, and large concrete foundations all rateable Class 4 Table 3. The moving traveller and hoist is not rateable in this situation and is not a Class 3 hoist. | - | 2 | TRUE
877 | 214F24 | 7808 | 214F24 | Cranes | Gantry freestanding | 20 tonnes | Height to Underside of Rail Track | 9.14 metres | The Overhead crane structure is free standing (not forming an integral part of a building). This item can be found inside or outside a building. For overhead cranes whose structural support is integral with that of the building see 214B- The moving traveller is not rateable nor is the lifting gear mechanism. The rail track, supporting beam, vertical stanchions and foundations are rateable. The structure is rateable no matter what the lifting capacity of the beam is. (Contrast this with the beam that is an integral part of the building) The supporting steelwork, concrete foundation work, support beam, support flanges and rail track are regarded as Class 4 Table 3 structural supports and ERC¬s provided are all inclusive. The concrete foundations will be larger to accommodate the extra load and the table includes an item for this element. Description Notes: Below 5 tonnes the support beam and rail track may be substantial and the cost of this alone can be calculated by using the weight of steel appropriate. See Structural Steelwork supporting structures. | Location Adjustment Applicable (See Guidance Notes) - ERC = UK mean of 1.00 | (BEAMS Note 2) The ERC for this item should be added to all other rateable items on the hereditament (except land). Therefore the total of the ERC of the other Building Items and the P&M ERC (where applicable) to enable the correct contract size adjustment to be made. ERC of Building Component + ERC of P&M = Total ERC to which contract size adjustment should be applied. The appropriate % adjustment should be made in accordance with the scale for contract size adjustment specified under section 6 of the RCG 2023 Guidance notes. The currency ERC rates are set at £4m (Four Million Pounds) @ 1st April 2021 (AVD) for the RCG 2023 Publication. | The costs are based on a standard 15m span for the traveller. LINEAR METREAGE is the length of the rail track (or the distance that the crane travels over). (Not always the length of the building) and is NOT the combined length of the two rails. | The lifting capacity of the crane, height to underside of rail track (top of the track support beam) and the length of the gantry is all that is required to operate the scales (measured between the rails down the middle of the workshop). (Do not hook a metal tape onto the horizontal beam in order to gain the height. Most have exposed electrical cables attached). | Class 4 Table 3 Foundations, settings, fixed gantries, supports Class 1 Table 1) List of Accessories (i) Travellers, Cranes Class 2. | Whole is not rateable if under Class 1 or Class 2 if not used in connection with fuel for the generation of power or if not accessory to Class 1 or Class2. | Moving Traveller (Class 1 and Class 2). | It is assumed that the item forms part of an "average size industrial, commercial or office complex". Where it would be normal to find more than one item in such a hereditament the ERC stated has been adjusted to reflect any number / quantity, discount. These figures are NOT one off figures. | It is envisaged that no extra costs to the freestanding prices would be applicable if the freestanding gantry were OUTSIDE. If the traveller span varies from the 15m basic cost guide standard then the following % cost adjustments should be adopted. 5m span deduct 60%, 7 & 8m span deduct 50%, 10m span deduct 30%, 20m span add 45%, 25m span add 90% | Cranes: Gantry Freestanding The overhead crane structure is free standing (not forming an integral part of a building). This item can be found inside or outside a building. Note: Vertical structural steel support stanchions, horizontal rail beams, and large concrete foundations all rateable Class 4 Table 3. The moving traveller and hoist is not rateable in this situation and is not a Class 3 hoist. | - | 10070 |  | M | - | NA | NA | NA | 1712.5 | Option 2 | 2123.1645 | 23.98% | 0 | 0 | -100% | -100% | 0 | -100% | Redirected | NA | VOA_GPN_GOV_UK\7246041 | 2019-08-30 | - | Green | Low | Risk taken from previous CG | - | - | NA | SPONS A&B | NA | (BEAMS Note 2) The ERC for this item should be added to all other rateable items on the hereditament (except land). Therefore the total of the ERC of the other Building Items and the P&M ERC (where applicable) to enable the correct contract size adjustment to be made. ERC of Building Component + ERC of P&M = Total ERC to which contract size adjustment should be applied. The appropriate % adjustment should be made in accordance with the scale for contract size adjustment specified under section 6 of the RCG 2021 Guidance notes. The currency ERC rates are set at £4m (Four Million Pounds) @ 1st April 2019 (AVD) for the RCG 2021 Publication. | Cranes: Gantry Freestanding The overhead crane structure is free standing (not forming an integral part of a building). This item can be found inside or outside a building. Note: Vertical structural steel support stanchions, horizontal rail beams, and large concrete foundations all rateable Class 4 Table 3. The moving traveller and hoist is not rateable in this situation and is not a Class 3 hoist. | - | 2 | TRUE
878 | 214F29 | 7813 | 214F29 | Cranes | Gantry freestanding | 20 tonnes | Height to Underside of Rail Track | 10 metres | The Overhead crane structure is free standing (not forming an integral part of a building). This item can be found inside or outside a building. For overhead cranes whose structural support is integral with that of the building see 214B- The moving traveller is not rateable nor is the lifting gear mechanism. The rail track, supporting beam, vertical stanchions and foundations are rateable. The structure is rateable no matter what the lifting capacity of the beam is. (Contrast this with the beam that is an integral part of the building) The supporting steelwork, concrete foundation work, support beam, support flanges and rail track are regarded as Class 4 Table 3 structural supports and ERC¬s provided are all inclusive. The concrete foundations will be larger to accommodate the extra load and the table includes an item for this element. Description Notes: Below 5 tonnes the support beam and rail track may be substantial and the cost of this alone can be calculated by using the weight of steel appropriate. See Structural Steelwork supporting structures. | Location Adjustment Applicable (See Guidance Notes) - ERC = UK mean of 1.00 | (BEAMS Note 2) The ERC for this item should be added to all other rateable items on the hereditament (except land). Therefore the total of the ERC of the other Building Items and the P&M ERC (where applicable) to enable the correct contract size adjustment to be made. ERC of Building Component + ERC of P&M = Total ERC to which contract size adjustment should be applied. The appropriate % adjustment should be made in accordance with the scale for contract size adjustment specified under section 6 of the RCG 2023 Guidance notes. The currency ERC rates are set at £4m (Four Million Pounds) @ 1st April 2021 (AVD) for the RCG 2023 Publication. | The costs are based on a standard 15m span for the traveller. LINEAR METREAGE is the length of the rail track (or the distance that the crane travels over). (Not always the length of the building) and is NOT the combined length of the two rails. | The lifting capacity of the crane, height to underside of rail track (top of the track support beam) and the length of the gantry is all that is required to operate the scales (measured between the rails down the middle of the workshop). (Do not hook a metal tape onto the horizontal beam in order to gain the height. Most have exposed electrical cables attached). | Class 4 Table 3 Foundations, settings, fixed gantries, supports Class 1 Table 1) List of Accessories (i) Travellers, Cranes Class 2. | Whole is not rateable if under Class 1 or Class 2 if not used in connection with fuel for the generation of power or if not accessory to Class 1 or Class2. | Moving Traveller (Class 1 and Class 2). | It is assumed that the item forms part of an "average size industrial, commercial or office complex". Where it would be normal to find more than one item in such a hereditament the ERC stated has been adjusted to reflect any number / quantity, discount. These figures are NOT one off figures. | It is envisaged that no extra costs to the freestanding prices would be applicable if the freestanding gantry were OUTSIDE. If the traveller span varies from the 15m basic cost guide standard then the following % cost adjustments should be adopted. 5m span deduct 60%, 7 & 8m span deduct 50%, 10m span deduct 30%, 20m span add 45%, 25m span add 90% | Cranes: Gantry FreestandingThe overhead crane structure is free standing (not forming anintegral part of a building). This item can be found inside oroutside a building.Note: Vertical structural steel support stanchions, horizontalrail beams, and large concrete foundations all rateable Class 4Table 3. The moving traveller and hoist is not rateable in thissituation and is not a Class 3 hoist. | - | 10070 | 214F24, 214F19, 214F14 | m | - | Please Select | - | - | 1965.0938 | Option 2 | 2436.3313 | 23.98% | 3519.7342 | 2660.0895 | 35.37% | 9.184% | 2660.0895 | 35.37% | ERC Over-ridden | Ryan Casey | VOA_GPN_GOV_UK\7233251 | 2021-06-15 | - | Green | High | Cost build up has no narrative to explain quantities and Ron Healey has plugged rates that bear no resemblance to SPONS rates. Needs a fresh measure next time and costs likely to decrease significantly. | - | - | NA | SPONS A&B | 2 | (BEAMS Note 2) Standard | Cranes: Gantry FreestandingThe overhead crane structure is free standing (not forming anintegral part of a building). This item can be found inside oroutside a building.Note: Vertical structural steel support stanchions, horizontalrail beams, and large concrete foundations all rateable Class 4Table 3. The moving traveller and hoist is not rateable in thissituation and is not a Class 3 hoist. | - | 2 | TRUE
879 | 214F34 | 7818 | 214F34 | Cranes | Gantry freestanding | 20 tonnes | Height to Underside of Rail Track | 15 metres | The Overhead crane structure is free standing (not forming an integral part of a building). This item can be found inside or outside a building. For overhead cranes whose structural support is integral with that of the building see 214B- The moving traveller is not rateable nor is the lifting gear mechanism. The rail track, supporting beam, vertical stanchions and foundations are rateable. The structure is rateable no matter what the lifting capacity of the beam is. (Contrast this with the beam that is an integral part of the building) The supporting steelwork, concrete foundation work, support beam, support flanges and rail track are regarded as Class 4 Table 3 structural supports and ERC¬s provided are all inclusive. The concrete foundations will be larger to accommodate the extra load and the table includes an item for this element. Description Notes: Below 5 tonnes the support beam and rail track may be substantial and the cost of this alone can be calculated by using the weight of steel appropriate. See Structural Steelwork supporting structures. | Location Adjustment Applicable (See Guidance Notes) - ERC = UK mean of 1.00 | (BEAMS Note 2) The ERC for this item should be added to all other rateable items on the hereditament (except land). Therefore the total of the ERC of the other Building Items and the P&M ERC (where applicable) to enable the correct contract size adjustment to be made. ERC of Building Component + ERC of P&M = Total ERC to which contract size adjustment should be applied. The appropriate % adjustment should be made in accordance with the scale for contract size adjustment specified under section 6 of the RCG 2023 Guidance notes. The currency ERC rates are set at £4m (Four Million Pounds) @ 1st April 2021 (AVD) for the RCG 2023 Publication. | The costs are based on a standard 15m span for the traveller. LINEAR METREAGE is the length of the rail track (or the distance that the crane travels over). (Not always the length of the building) and is NOT the combined length of the two rails. | The lifting capacity of the crane, height to underside of rail track (top of the track support beam) and the length of the gantry is all that is required to operate the scales (measured between the rails down the middle of the workshop). (Do not hook a metal tape onto the horizontal beam in order to gain the height. Most have exposed electrical cables attached). | Class 4 Table 3 Foundations, settings, fixed gantries, supports Class 1 Table 1) List of Accessories (i) Travellers, Cranes Class 2. | Whole is not rateable if under Class 1 or Class 2 if not used in connection with fuel for the generation of power or if not accessory to Class 1 or Class2. | Moving Traveller (Class 1 and Class 2). | It is assumed that the item forms part of an "average size industrial, commercial or office complex". Where it would be normal to find more than one item in such a hereditament the ERC stated has been adjusted to reflect any number / quantity, discount. These figures are NOT one off figures. | It is envisaged that no extra costs to the freestanding prices would be applicable if the freestanding gantry were OUTSIDE. If the traveller span varies from the 15m basic cost guide standard then the following % cost adjustments should be adopted. 5m span deduct 60%, 7 & 8m span deduct 50%, 10m span deduct 30%, 20m span add 45%, 25m span add 90%. | Cranes: Gantry Freestanding.The overhead crane structure is free standing (not forming anintegral part of a building). This item can be found inside oroutside a building.Note: Vertical structural steel support stanchions, horizontalrail beams, and large concrete foundations all rateable Class 4Table 3. The moving traveller and hoist is not rateable in thissituation and is not a Class 3 hoist. | - | 10070 |  | m | - | Please Select | - | - | 2213.4062 | Option 2 | 2744.1902 | 23.98% | 4973.5 | 3758.7938 | 69.82% | 36.97% | 3758.7938 | 69.82% | ERC Over-ridden | Ryan Casey | VOA_GPN_GOV_UK\7233251 | 2021-06-15 | - | Green | High | Cost build up has no narrative to explain quantities and Ron Healey has plugged rates that bear no resemblance to SPONS rates. Needs a fresh measure next time and costs likely to decrease significantly. | - | - | NA | SPONS A&B | NA | (BEAMS Note 2) Standard | Cranes: Gantry Freestanding.The overhead crane structure is free standing (not forming anintegral part of a building). This item can be found inside oroutside a building.Note: Vertical structural steel support stanchions, horizontalrail beams, and large concrete foundations all rateable Class 4Table 3. The moving traveller and hoist is not rateable in thissituation and is not a Class 3 hoist. | - | 2 | TRUE
880 | 214F01 | 7779 | 214F01 | Cranes | Gantry freestanding | 5 tonnes | Height to Underside of Rail Track | 3.04 metres | The Overhead crane structure is free standing (not forming an integral part of a building). This item can be found inside or outside a building. For overhead cranes whose structural support is integral with that of the building see 214B- The moving traveller is not rateable nor is the lifting gear mechanism. The rail track, supporting beam, vertical stanchions and foundations are rateable. The structure is rateable no matter what the lifting capacity of the beam is. (Contrast this with the beam that is an integral part of the building) The supporting steelwork, concrete foundation work, support beam, support flanges and rail track are regarded as Class 4 Table 3 structural supports and ERC¬s provided are all inclusive. The concrete foundations will be larger to accommodate the extra load and the table includes an item for this element. Description Notes: Below 5 tonnes the support beam and rail track may be substantial and the cost of this alone can be calculated by using the weight of steel appropriate. See Structural Steelwork supporting structures. | Location Adjustment Applicable (See Guidance Notes) - ERC = UK mean of 1.00 | (BEAMS Note 2) The ERC for this item should be added to all other rateable items on the hereditament (except land). Therefore the total of the ERC of the other Building Items and the P&M ERC (where applicable) to enable the correct contract size adjustment to be made. ERC of Building Component + ERC of P&M = Total ERC to which contract size adjustment should be applied. The appropriate % adjustment should be made in accordance with the scale for contract size adjustment specified under section 6 of the RCG 2023 Guidance notes. The currency ERC rates are set at £4m (Four Million Pounds) @ 1st April 2021 (AVD) for the RCG 2023 Publication. | The costs are based on a standard 15m span for the traveller. LINEAR METREAGE is the length of the rail track (or the distance that the crane travels over). (Not always the length of the building) and is NOT the combined length of the two rails. | The lifting capacity of the crane, height to underside of rail track (top of the track support beam) and the length of the gantry is all that is required to operate the scales (measured between the rails down the middle of the workshop). (Do not hook a metal tape onto the horizontal beam in order to gain the height. Most have exposed electrical cables attached). | Class 4 Table 3 Foundations, settings, fixed gantries, supports Class 1 Table 1) List of Accessories (i) Travellers, Cranes Class 2. | Whole is not rateable if under Class 1 or Class 2 if not used in connection with fuel for the generation of power or if not accessory to Class 1 or Class2. | Moving Traveller (Class 1 and Class 2). | It is assumed that the item forms part of an "average size industrial, commercial or office complex". Where it would be normal to find more than one item in such a hereditament the ERC stated has been adjusted to reflect any number / quantity, discount. These figures are NOT one off figures. | It is envisaged that no extra costs to the freestanding prices would be applicable if the freestanding gantry were OUTSIDE. If the traveller span varies from the 15m basic cost guide standard then the following % cost adjustments should be adopted. 5m span deduct 60%, 7 & 8m span deduct 50%, 10m span deduct 30%, 20m span add 45%, 25m span add 90% | Cranes: Gantry Freestanding The overhead crane structure is free standing (not forming an integral part of a building). This item can be found inside or outside a building. Note: Vertical structural steel support stanchions, horizontal rail beams, and large concrete foundations all rateable Class 4 Table 3. The moving traveller and hoist is not rateable in this situation and is not a Class 3 hoist. | - | 10070 |  | M | - | NA | NA | NA | 505.1875 | Option 2 | 626.3335 | 23.98% | 0 | 0 | -100% | -100% | 0 | -100% | Redirected | NA | VOA_GPN_GOV_UK\7246041 | 2019-08-30 | - | - | - | Risk taken from previous CG | - | - | NA | SPONS A&B | NA | (BEAMS Note 2) The ERC for this item should be added to all other rateable items on the hereditament (except land). Therefore the total of the ERC of the other Building Items and the P&M ERC (where applicable) to enable the correct contract size adjustment to be made. ERC of Building Component + ERC of P&M = Total ERC to which contract size adjustment should be applied. The appropriate % adjustment should be made in accordance with the scale for contract size adjustment specified under section 6 of the RCG 2021 Guidance notes. The currency ERC rates are set at £4m (Four Million Pounds) @ 1st April 2019 (AVD) for the RCG 2021 Publication. | Cranes: Gantry Freestanding The overhead crane structure is free standing (not forming an integral part of a building). This item can be found inside or outside a building. Note: Vertical structural steel support stanchions, horizontal rail beams, and large concrete foundations all rateable Class 4 Table 3. The moving traveller and hoist is not rateable in this situation and is not a Class 3 hoist. | - | 2 | TRUE
881 | 214F06 | 7784 | 214F06 | Cranes | Gantry freestanding | 5 tonnes | Height to Underside of Rail Track | 5 metres | The Overhead crane structure is free standing (not forming an integral part of a building). This item can be found inside or outside a building. For overhead cranes whose structural support is integral with that of the building see 214B- The moving traveller is not rateable nor is the lifting gear mechanism. The rail track, supporting beam, vertical stanchions and foundations are rateable. The structure is rateable no matter what the lifting capacity of the beam is. (Contrast this with the beam that is an integral part of the building) The supporting steelwork, concrete foundation work, support beam, support flanges and rail track are regarded as Class 4 Table 3 structural supports and ERC¬s provided are all inclusive. The concrete foundations will be larger to accommodate the extra load and the table includes an item for this element. Description Notes: Below 5 tonnes the support beam and rail track may be substantial and the cost of this alone can be calculated by using the weight of steel appropriate. See Structural Steelwork supporting structures. | Location Adjustment Applicable (See Guidance Notes) - ERC = UK mean of 1.00 | (BEAMS Note 2) The ERC for this item should be added to all other rateable items on the hereditament (except land). Therefore the total of the ERC of the other Building Items and the P&M ERC (where applicable) to enable the correct contract size adjustment to be made. ERC of Building Component + ERC of P&M = Total ERC to which contract size adjustment should be applied. The appropriate % adjustment should be made in accordance with the scale for contract size adjustment specified under section 6 of the RCG 2023 Guidance notes. The currency ERC rates are set at £4m (Four Million Pounds) @ 1st April 2021 (AVD) for the RCG 2023 Publication. | The costs are based on a standard 15m span for the traveller. LINEAR METREAGE is the length of the rail track (or the distance that the crane travels over). (Not always the length of the building) and is NOT the combined length of the two rails. | The lifting capacity of the crane, height to underside of rail track (top of the track support beam) and the length of the gantry is all that is required to operate the scales (measured between the rails down the middle of the workshop). (Do not hook a metal tape onto the horizontal beam in order to gain the height. Most have exposed electrical cables attached). | Class 4 Table 309/06/2021: Foundations, settings, fixed gantries, supports Class 1 Table 1: List of Accessories (i) Travellers, Cranes Class 2. | Whole is not rateable if under Class 1 or Class 2 if not used in connection with fuel for the generation of power or if not accessory to Class 1 or Class 2. | Moving Traveller (Class 1 and Class 2). | It is assumed that the item forms part of an "average size industrial, commercial or office complex". Where it would be normal to find more than one item in such a hereditament the ERC stated has been adjusted to reflect any number / quantity, discount. These figures are NOT one off figures. | It is envisaged that no extra costs to the freestanding prices would be applicable if the freestanding gantry were OUTSIDE. If the traveller span varies from the 15m basic cost guide standard then the following % cost adjustments should be adopted. 5m span deduct 60%, 7 & 8m span deduct 50%, 10m span deduct 30%, 20m span add 45%, 25m span add 90%. | Cranes: Gantry FreestandingThe overhead crane structure is free standing (not forming anintegral part of a building). This item can be found inside oroutside a building.Note: Vertical structural steel support stanchions, horizontalrail beams, and large concrete foundations all rateable Class 4 Table 3. The moving traveller and hoist is not rateable in this situation and is not a Class 3 hoist. | - | 10070 | 214F01 | m | - | Please Select | - | - | 673.0125 | Option 2 | 834.4037 | 23.98% | 2663.9893 | 2013.348 | 199.2% | 141.3% | 2013.348 | 199.2% | ERC Over-ridden | Ryan Casey | VOA_GPN_GOV_UK\7233251 | 2021-06-09 | - | Green | High | Cost build up has no narrative to explain quantities and Ron Healey has plugged rates that bear no resemblance to SPONS rates. Needs a fresh measure next time and costs likely to decrease significantly. | - | - | NA | SPONS A&B | 2 | (BEAMS Note 2) Standard | Cranes: Gantry FreestandingThe overhead crane structure is free standing (not forming anintegral part of a building). This item can be found inside oroutside a building.Note: Vertical structural steel support stanchions, horizontalrail beams, and large concrete foundations all rateable Class 4 Table 3. The moving traveller and hoist is not rateable in this situation and is not a Class 3 hoist. | - | 2 | TRUE
882 | 214F11 | 7792 | 214F11 | Cranes | Gantry freestanding | 5 tonnes | Height to Underside of Rail Track | 6.10 metres | The Overhead crane structure is free standing (not forming an integral part of a building). This item can be found inside or outside a building. For overhead cranes whose structural support is integral with that of the building see 214B- The moving traveller is not rateable nor is the lifting gear mechanism. The rail track, supporting beam, vertical stanchions and foundations are rateable. The structure is rateable no matter what the lifting capacity of the beam is. (Contrast this with the beam that is an integral part of the building) The supporting steelwork, concrete foundation work, support beam, support flanges and rail track are regarded as Class 4 Table 3 structural supports and ERC¬s provided are all inclusive. The concrete foundations will be larger to accommodate the extra load and the table includes an item for this element. Description Notes: Below 5 tonnes the support beam and rail track may be substantial and the cost of this alone can be calculated by using the weight of steel appropriate. See Structural Steelwork supporting structures. | Location Adjustment Applicable (See Guidance Notes) - ERC = UK mean of 1.00 | (BEAMS Note 2) The ERC for this item should be added to all other rateable items on the hereditament (except land). Therefore the total of the ERC of the other Building Items and the P&M ERC (where applicable) to enable the correct contract size adjustment to be made. ERC of Building Component + ERC of P&M = Total ERC to which contract size adjustment should be applied. The appropriate % adjustment should be made in accordance with the scale for contract size adjustment specified under section 6 of the RCG 2023 Guidance notes. The currency ERC rates are set at £4m (Four Million Pounds) @ 1st April 2021 (AVD) for the RCG 2023 Publication. | The costs are based on a standard 15m span for the traveller. LINEAR METREAGE is the length of the rail track (or the distance that the crane travels over). (Not always the length of the building) and is NOT the combined length of the two rails. | The lifting capacity of the crane, height to underside of rail track (top of the track support beam) and the length of the gantry is all that is required to operate the scales (measured between the rails down the middle of the workshop). (Do not hook a metal tape onto the horizontal beam in order to gain the height. Most have exposed electrical cables attached). | Class 4 Table 3 Foundations, settings, fixed gantries, supports Class 1 Table 1) List of Accessories (i) Travellers, Cranes Class 2. | Whole is not rateable if under Class 1 or Class 2 if not used in connection with fuel for the generation of power or if not accessory to Class 1 or Class2. | Moving Traveller (Class 1 and Class 2). | It is assumed that the item forms part of an "average size industrial, commercial or office complex". Where it would be normal to find more than one item in such a hereditament the ERC stated has been adjusted to reflect any number / quantity, discount. These figures are NOT one off figures. | It is envisaged that no extra costs to the freestanding prices would be applicable if the freestanding gantry were OUTSIDE. If the traveller span varies from the 15m basic cost guide standard then the following % cost adjustments should be adopted. 5m span deduct 60%, 7 & 8m span deduct 50%, 10m span deduct 30%, 20m span add 45%, 25m span add 90% | Cranes: Gantry Freestanding The overhead crane structure is free standing (not forming an integral part of a building). This item can be found inside or outside a building. Note: Vertical structural steel support stanchions, horizontal rail beams, and large concrete foundations all rateable Class 4 Table 3. The moving traveller and hoist is not rateable in this situation and is not a Class 3 hoist. | - | 10070 |  | M | - | NA | NA | NA | 844.2625 | Option 2 | 1046.7201 | 23.98% | 0 | 0 | -100% | -100% | 0 | -100% | Redirected | NA | VOA_GPN_GOV_UK\7246041 | 2019-08-30 | - | Green | Low | Risk taken from previous CG | - | - | NA | SPONS A&B | NA | (BEAMS Note 2) The ERC for this item should be added to all other rateable items on the hereditament (except land). Therefore the total of the ERC of the other Building Items and the P&M ERC (where applicable) to enable the correct contract size adjustment to be made. ERC of Building Component + ERC of P&M = Total ERC to which contract size adjustment should be applied. The appropriate % adjustment should be made in accordance with the scale for contract size adjustment specified under section 6 of the RCG 2021 Guidance notes. The currency ERC rates are set at £4m (Four Million Pounds) @ 1st April 2019 (AVD) for the RCG 2021 Publication. | Cranes: Gantry Freestanding The overhead crane structure is free standing (not forming an integral part of a building). This item can be found inside or outside a building. Note: Vertical structural steel support stanchions, horizontal rail beams, and large concrete foundations all rateable Class 4 Table 3. The moving traveller and hoist is not rateable in this situation and is not a Class 3 hoist. | - | 2 | TRUE
883 | 214F16 | 7797 | 214F16 | Cranes | Gantry freestanding | 5 tonnes | Height to Underside of Rail Track | 7.62 metres | The Overhead crane structure is free standing (not forming an integral part of a building). This item can be found inside or outside a building. For overhead cranes whose structural support is integral with that of the building see 214B- The moving traveller is not rateable nor is the lifting gear mechanism. The rail track, supporting beam, vertical stanchions and foundations are rateable. The structure is rateable no matter what the lifting capacity of the beam is. (Contrast this with the beam that is an integral part of the building) The supporting steelwork, concrete foundation work, support beam, support flanges and rail track are regarded as Class 4 Table 3 structural supports and ERC¬s provided are all inclusive. The concrete foundations will be larger to accommodate the extra load and the table includes an item for this element. Description Notes: Below 5 tonnes the support beam and rail track may be substantial and the cost of this alone can be calculated by using the weight of steel appropriate. See Structural Steelwork supporting structures. | Location Adjustment Applicable (See Guidance Notes) - ERC = UK mean of 1.00 | (BEAMS Note 2) The ERC for this item should be added to all other rateable items on the hereditament (except land). Therefore the total of the ERC of the other Building Items and the P&M ERC (where applicable) to enable the correct contract size adjustment to be made. ERC of Building Component + ERC of P&M = Total ERC to which contract size adjustment should be applied. The appropriate % adjustment should be made in accordance with the scale for contract size adjustment specified under section 6 of the RCG 2023 Guidance notes. The currency ERC rates are set at £4m (Four Million Pounds) @ 1st April 2021 (AVD) for the RCG 2023 Publication. | The costs are based on a standard 15m span for the traveller. LINEAR METREAGE is the length of the rail track (or the distance that the crane travels over). (Not always the length of the building) and is NOT the combined length of the two rails. | The lifting capacity of the crane, height to underside of rail track (top of the track support beam) and the length of the gantry is all that is required to operate the scales (measured between the rails down the middle of the workshop). (Do not hook a metal tape onto the horizontal beam in order to gain the height. Most have exposed electrical cables attached). | Class 4 Table 3 Foundations, settings, fixed gantries, supports Class 1 Table 1) List of Accessories (i) Travellers, Cranes Class 2. | Whole is not rateable if under Class 1 or Class 2 if not used in connection with fuel for the generation of power or if not accessory to Class 1 or Class2. | Moving Traveller (Class 1 and Class 2). | It is assumed that the item forms part of an "average size industrial, commercial or office complex". Where it would be normal to find more than one item in such a hereditament the ERC stated has been adjusted to reflect any number / quantity, discount. These figures are NOT one off figures. | It is envisaged that no extra costs to the freestanding prices would be applicable if the freestanding gantry were OUTSIDE. If the traveller span varies from the 15m basic cost guide standard then the following % cost adjustments should be adopted. 5m span deduct 60%, 7 & 8m span deduct 50%, 10m span deduct 30%, 20m span add 45%, 25m span add 90% | Cranes: Gantry Freestanding The overhead crane structure is free standing (not forming an integral part of a building). This item can be found inside or outside a building. Note: Vertical structural steel support stanchions, horizontal rail beams, and large concrete foundations all rateable Class 4 Table 3. The moving traveller and hoist is not rateable in this situation and is not a Class 3 hoist. | - | 10070 |  | M | - | NA | NA | NA | 1014.6562 | Option 2 | 1257.975 | 23.98% | 0 | 0 | -100% | -100% | 0 | -100% | Redirected | NA | VOA_GPN_GOV_UK\7246041 | 2019-08-30 | - | Green | Low | Risk taken from previous CG | - | - | NA | SPONS A&B | NA | (BEAMS Note 2) The ERC for this item should be added to all other rateable items on the hereditament (except land). Therefore the total of the ERC of the other Building Items and the P&M ERC (where applicable) to enable the correct contract size adjustment to be made. ERC of Building Component + ERC of P&M = Total ERC to which contract size adjustment should be applied. The appropriate % adjustment should be made in accordance with the scale for contract size adjustment specified under section 6 of the RCG 2021 Guidance notes. The currency ERC rates are set at £4m (Four Million Pounds) @ 1st April 2019 (AVD) for the RCG 2021 Publication. | Cranes: Gantry Freestanding The overhead crane structure is free standing (not forming an integral part of a building). This item can be found inside or outside a building. Note: Vertical structural steel support stanchions, horizontal rail beams, and large concrete foundations all rateable Class 4 Table 3. The moving traveller and hoist is not rateable in this situation and is not a Class 3 hoist. | - | 2 | TRUE
884 | 214F21 | 7802 | 214F21 | Cranes | Gantry freestanding | 5 tonnes | Height to Underside of Rail Track | 9.14 metres | The Overhead crane structure is free standing (not forming an integral part of a building). This item can be found inside or outside a building. For overhead cranes whose structural support is integral with that of the building see 214B- The moving traveller is not rateable nor is the lifting gear mechanism. The rail track, supporting beam, vertical stanchions and foundations are rateable. The structure is rateable no matter what the lifting capacity of the beam is. (Contrast this with the beam that is an integral part of the building) The supporting steelwork, concrete foundation work, support beam, support flanges and rail track are regarded as Class 4 Table 3 structural supports and ERC¬s provided are all inclusive. The concrete foundations will be larger to accommodate the extra load and the table includes an item for this element. Description Notes: Below 5 tonnes the support beam and rail track may be substantial and the cost of this alone can be calculated by using the weight of steel appropriate. See Structural Steelwork supporting structures. | Location Adjustment Applicable (See Guidance Notes) - ERC = UK mean of 1.00 | (BEAMS Note 2) The ERC for this item should be added to all other rateable items on the hereditament (except land). Therefore the total of the ERC of the other Building Items and the P&M ERC (where applicable) to enable the correct contract size adjustment to be made. ERC of Building Component + ERC of P&M = Total ERC to which contract size adjustment should be applied. The appropriate % adjustment should be made in accordance with the scale for contract size adjustment specified under section 6 of the RCG 2023 Guidance notes. The currency ERC rates are set at £4m (Four Million Pounds) @ 1st April 2021 (AVD) for the RCG 2023 Publication. | The costs are based on a standard 15m span for the traveller. LINEAR METREAGE is the length of the rail track (or the distance that the crane travels over). (Not always the length of the building) and is NOT the combined length of the two rails. | The lifting capacity of the crane, height to underside of rail track (top of the track support beam) and the length of the gantry is all that is required to operate the scales (measured between the rails down the middle of the workshop). (Do not hook a metal tape onto the horizontal beam in order to gain the height. Most have exposed electrical cables attached). | Class 4 Table 3 Foundations, settings, fixed gantries, supports Class 1 Table 1) List of Accessories (i) Travellers, Cranes Class 2. | Whole is not rateable if under Class 1 or Class 2 if not used in connection with fuel for the generation of power or if not accessory to Class 1 or Class2. | Moving Traveller (Class 1 and Class 2). | It is assumed that the item forms part of an "average size industrial, commercial or office complex". Where it would be normal to find more than one item in such a hereditament the ERC stated has been adjusted to reflect any number / quantity, discount. These figures are NOT one off figures. | It is envisaged that no extra costs to the freestanding prices would be applicable if the freestanding gantry were OUTSIDE. If the traveller span varies from the 15m basic cost guide standard then the following % cost adjustments should be adopted. 5m span deduct 60%, 7 & 8m span deduct 50%, 10m span deduct 30%, 20m span add 45%, 25m span add 90% | Cranes: Gantry Freestanding The overhead crane structure is free standing (not forming an integral part of a building). This item can be found inside or outside a building. Note: Vertical structural steel support stanchions, horizontal rail beams, and large concrete foundations all rateable Class 4 Table 3. The moving traveller and hoist is not rateable in this situation and is not a Class 3 hoist. | - | 10070 |  | M | - | NA | NA | NA | 1280.95 | Option 2 | 1588.1271 | 23.98% | 0 | 0 | -100% | -100% | 0 | -100% | Redirected | NA | VOA_GPN_GOV_UK\7246041 | 2019-08-30 | - | Green | Low | Risk taken from previous CG | - | - | NA | SPONS A&B | NA | (BEAMS Note 2) The ERC for this item should be added to all other rateable items on the hereditament (except land). Therefore the total of the ERC of the other Building Items and the P&M ERC (where applicable) to enable the correct contract size adjustment to be made. ERC of Building Component + ERC of P&M = Total ERC to which contract size adjustment should be applied. The appropriate % adjustment should be made in accordance with the scale for contract size adjustment specified under section 6 of the RCG 2021 Guidance notes. The currency ERC rates are set at £4m (Four Million Pounds) @ 1st April 2019 (AVD) for the RCG 2021 Publication. | Cranes: Gantry Freestanding The overhead crane structure is free standing (not forming an integral part of a building). This item can be found inside or outside a building. Note: Vertical structural steel support stanchions, horizontal rail beams, and large concrete foundations all rateable Class 4 Table 3. The moving traveller and hoist is not rateable in this situation and is not a Class 3 hoist. | - | 2 | TRUE
885 | 214F26 | 7810 | 214F26 | Cranes | Gantry freestanding | 5 tonnes | Height to Underside of Rail Track | 10 metres | The Overhead crane structure is free standing (not forming an integral part of a building). This item can be found inside or outside a building. For overhead cranes whose structural support is integral with that of the building see 214B- The moving traveller is not rateable nor is the lifting gear mechanism. The rail track, supporting beam, vertical stanchions and foundations are rateable. The structure is rateable no matter what the lifting capacity of the beam is. (Contrast this with the beam that is an integral part of the building) The supporting steelwork, concrete foundation work, support beam, support flanges and rail track are regarded as Class 4 Table 3 structural supports and ERC¬s provided are all inclusive. The concrete foundations will be larger to accommodate the extra load and the table includes an item for this element. Description Notes: Below 5 tonnes the support beam and rail track may be substantial and the cost of this alone can be calculated by using the weight of steel appropriate. See Structural Steelwork supporting structures. | Location Adjustment Applicable (See Guidance Notes) - ERC = UK mean of 1.00 | (BEAMS Note 2) The ERC for this item should be added to all other rateable items on the hereditament (except land). Therefore the total of the ERC of the other Building Items and the P&M ERC (where applicable) to enable the correct contract size adjustment to be made. ERC of Building Component + ERC of P&M = Total ERC to which contract size adjustment should be applied. The appropriate % adjustment should be made in accordance with the scale for contract size adjustment specified under section 6 of the RCG 2023 Guidance notes. The currency ERC rates are set at £4m (Four Million Pounds) @ 1st April 2021 (AVD) for the RCG 2023 Publication. | The costs are based on a standard 15m span for the traveller. LINEAR METREAGE is the length of the rail track (or the distance that the crane travels over). (Not always the length of the building) and is NOT the combined length of the two rails. | The lifting capacity of the crane, height to underside of rail track (top of the track support beam) and the length of the gantry is all that is required to operate the scales (measured between the rails down the middle of the workshop). (Do not hook a metal tape onto the horizontal beam in order to gain the height. Most have exposed electrical cables attached). | Class 4 Table 3 Foundations, settings, fixed gantries, supports Class 1 Table 1) List of Accessories (i) Travellers, Cranes Class 2. | Whole is not rateable if under Class 1 or Class 2 if not used in connection with fuel for the generation of power or if not accessory to Class 1 or Class2. | Moving Traveller (Class 1 and Class 2). | It is assumed that the item forms part of an "average size industrial, commercial or office complex". Where it would be normal to find more than one item in such a hereditament the ERC stated has been adjusted to reflect any number / quantity, discount. These figures are NOT one off figures. | It is envisaged that no extra costs to the freestanding prices would be applicable if the freestanding gantry were OUTSIDE. If the traveller span varies from the 15m basic cost guide standard then the following % cost adjustments should be adopted. 5m span deduct 60%, 7 & 8m span deduct 50%, 10m span deduct 30%, 20m span add 45%, 25m span add 90%. | Cranes: Gantry FreestandingThe overhead crane structure is free standing (not forming anintegral part of a building). This item can be found inside oroutside a building.Note: Vertical structural steel support stanchions, horizontalrail beams, and large concrete foundations all rateable Class 4Table 3. The moving traveller and hoist is not rateable in thissituation and is not a Class 3 hoist. | - | 10070 | 214F21, 214F16, 214F11 | m | - | Please Select | - | - | 1472.75 | Option 2 | 1825.9215 | 23.98% | 3117.2874 | 2355.9345 | 59.97% | 29.03% | 2355.9345 | 59.97% | ERC Over-ridden | Ryan Casey | VOA_GPN_GOV_UK\7233251 | 2021-06-09 | - | Green | High | Cost build up has no narrative to explain quantities and Ron Healey has plugged rates that bear no resemblance to SPONS rates. Needs a fresh measure next time and costs likely to decrease significantly. | - | - | NA | SPONS A&B | 2 | (BEAMS Note 2) Standard | Cranes: Gantry FreestandingThe overhead crane structure is free standing (not forming anintegral part of a building). This item can be found inside oroutside a building.Note: Vertical structural steel support stanchions, horizontalrail beams, and large concrete foundations all rateable Class 4Table 3. The moving traveller and hoist is not rateable in thissituation and is not a Class 3 hoist. | - | 2 | TRUE
886 | 214F31 | 7815 | 214F31 | Cranes | Gantry freestanding | 5 tonnes | Height to Underside of Rail Track | 15 metres | The Overhead crane structure is free standing (not forming an integral part of a building). This item can be found inside or outside a building. For overhead cranes whose structural support is integral with that of the building see 214B- The moving traveller is not rateable nor is the lifting gear mechanism. The rail track, supporting beam, vertical stanchions and foundations are rateable. The structure is rateable no matter what the lifting capacity of the beam is. (Contrast this with the beam that is an integral part of the building) The supporting steelwork, concrete foundation work, support beam, support flanges and rail track are regarded as Class 4 Table 3 structural supports and ERC¬s provided are all inclusive. The concrete foundations will be larger to accommodate the extra load and the table includes an item for this element. Description Notes: Below 5 tonnes the support beam and rail track may be substantial and the cost of this alone can be calculated by using the weight of steel appropriate. See Structural Steelwork supporting structures. | Location Adjustment Applicable (See Guidance Notes) - ERC = UK mean of 1.00 | (BEAMS Note 2) The ERC for this item should be added to all other rateable items on the hereditament (except land). Therefore the total of the ERC of the other Building Items and the P&M ERC (where applicable) to enable the correct contract size adjustment to be made. ERC of Building Component + ERC of P&M = Total ERC to which contract size adjustment should be applied. The appropriate % adjustment should be made in accordance with the scale for contract size adjustment specified under section 6 of the RCG 2023 Guidance notes. The currency ERC rates are set at £4m (Four Million Pounds) @ 1st April 2021 (AVD) for the RCG 2023 Publication. | The costs are based on a standard 15m span for the traveller. LINEAR METREAGE is the length of the rail track (or the distance that the crane travels over). (Not always the length of the building) and is NOT the combined length of the two rails. | The lifting capacity of the crane, height to underside of rail track (top of the track support beam) and the length of the gantry is all that is required to operate the scales (measured between the rails down the middle of the workshop). (Do not hook a metal tape onto the horizontal beam in order to gain the height. Most have exposed electrical cables attached). | Class 4 Table 3 Foundations, settings, fixed gantries, supports Class 1 Table 1) List of Accessories (i) Travellers, Cranes Class 2. | Whole is not rateable if under Class 1 or Class 2 if not used in connection with fuel for the generation of power or if not accessory to Class 1 or Class2. | Moving Traveller (Class 1 and Class 2). | It is assumed that the item forms part of an "average size industrial, commercial or office complex". Where it would be normal to find more than one item in such a hereditament the ERC stated has been adjusted to reflect any number / quantity, discount. These figures are NOT one off figures. | It is envisaged that no extra costs to the freestanding prices would be applicable if the freestanding gantry were OUTSIDE. If the traveller span varies from the 15m basic cost guide standard then the following % cost adjustments should be adopted. 5m span deduct 60%, 7 & 8m span deduct 50%, 10m span deduct 30%, 20m span add 45%, 25m span add 90% | Cranes: Gantry FreestandingThe overhead crane structure is free standing (not forming anintegral part of a building). This item can be found inside oroutside a building.Note: Vertical structural steel support stanchions, horizontalrail beams, and large concrete foundations all rateable Class 4Table 3. The moving traveller and hoist is not rateable in thissituation and is not a Class 3 hoist. | - | 10070 |  | m | - | Please Select | - | - | 1657.7 | Option 2 | 2055.2233 | 23.98% | 4485.1504 | 3389.7166 | 104.5% | 64.93% | 3389.7166 | 104.5% | ERC Over-ridden | Ryan Casey | VOA_GPN_GOV_UK\7233251 | 2021-06-15 | - | Green | High | Cost build up has no narrative to explain quantities and Ron Healey has plugged rates that bear no resemblance to SPONS rates. Needs a fresh measure next time and costs likely to decrease significantly. | - | - | NA | SPONS A&B | 2 | (BEAMS Note 2) Standard | Cranes: Gantry FreestandingThe overhead crane structure is free standing (not forming anintegral part of a building). This item can be found inside oroutside a building.Note: Vertical structural steel support stanchions, horizontalrail beams, and large concrete foundations all rateable Class 4Table 3. The moving traveller and hoist is not rateable in thissituation and is not a Class 3 hoist. | - | 2 | TRUE
887 | 214F05 | 7783 | 214F05 | Cranes | Gantry freestanding | 50 tonnes | Height to Underside of Rail Track | 3.04 metres | The Overhead crane structure is free standing (not forming an integral part of a building). This item can be found inside or outside a building. For overhead cranes whose structural support is integral with that of the building see 214B- The moving traveller is not rateable nor is the lifting gear mechanism. The rail track, supporting beam, vertical stanchions and foundations are rateable. The structure is rateable no matter what the lifting capacity of the beam is. (Contrast this with the beam that is an integral part of the building) The supporting steelwork, concrete foundation work, support beam, support flanges and rail track are regarded as Class 4 Table 3 structural supports and ERC¬s provided are all inclusive. The concrete foundations will be larger to accommodate the extra load and the table includes an item for this element. Description Notes: Below 5 tonnes the support beam and rail track may be substantial and the cost of this alone can be calculated by using the weight of steel appropriate. See Structural Steelwork supporting structures. | Location Adjustment Applicable (See Guidance Notes) - ERC = UK mean of 1.00 | (BEAMS Note 2) The ERC for this item should be added to all other rateable items on the hereditament (except land). Therefore the total of the ERC of the other Building Items and the P&M ERC (where applicable) to enable the correct contract size adjustment to be made. ERC of Building Component + ERC of P&M = Total ERC to which contract size adjustment should be applied. The appropriate % adjustment should be made in accordance with the scale for contract size adjustment specified under section 6 of the RCG 2023 Guidance notes. The currency ERC rates are set at £4m (Four Million Pounds) @ 1st April 2021 (AVD) for the RCG 2023 Publication. | The costs are based on a standard 15m span for the traveller. LINEAR METREAGE is the length of the rail track (or the distance that the crane travels over). (Not always the length of the building) and is NOT the combined length of the two rails. | The lifting capacity of the crane, height to underside of rail track (top of the track support beam) and the length of the gantry is all that is required to operate the scales (measured between the rails down the middle of the workshop). (Do not hook a metal tape onto the horizontal beam in order to gain the height. Most have exposed electrical cables attached). | Class 4 Table 3 Foundations, settings, fixed gantries, supports Class 1 Table 1) List of Accessories (i) Travellers, Cranes Class 2. | Whole is not rateable if under Class 1 or Class 2 if not used in connection with fuel for the generation of power or if not accessory to Class 1 or Class2. | Moving Traveller (Class 1 and Class 2). | It is assumed that the item forms part of an "average size industrial, commercial or office complex". Where it would be normal to find more than one item in such a hereditament the ERC stated has been adjusted to reflect any number / quantity, discount. These figures are NOT one off figures. | It is envisaged that no extra costs to the freestanding prices would be applicable if the freestanding gantry were OUTSIDE. If the traveller span varies from the 15m basic cost guide standard then the following % cost adjustments should be adopted. 5m span deduct 60%, 7 & 8m span deduct 50%, 10m span deduct 30%, 20m span add 45%, 25m span add 90% | Cranes: Gantry Freestanding The overhead crane structure is free standing (not forming an integral part of a building). This item can be found inside or outside a building. Note: Vertical structural steel support stanchions, horizontal rail beams, and large concrete foundations all rateable Class 4 Table 3. The moving traveller and hoist is not rateable in this situation and is not a Class 3 hoist. | - | 10070 |  | M | - | NA | NA | NA | 959.8563 | Option 2 | 1190.0337 | 23.98% | 0 | 0 | -100% | -100% | 0 | -100% | Redirected | NA | VOA_GPN_GOV_UK\7246041 | 2019-08-30 | - | Green | Low | Risk taken from previous CG | - | - | NA | SPONS A&B | NA | (BEAMS Note 2) The ERC for this item should be added to all other rateable items on the hereditament (except land). Therefore the total of the ERC of the other Building Items and the P&M ERC (where applicable) to enable the correct contract size adjustment to be made. ERC of Building Component + ERC of P&M = Total ERC to which contract size adjustment should be applied. The appropriate % adjustment should be made in accordance with the scale for contract size adjustment specified under section 6 of the RCG 2021 Guidance notes. The currency ERC rates are set at £4m (Four Million Pounds) @ 1st April 2019 (AVD) for the RCG 2021 Publication. | Cranes: Gantry Freestanding The overhead crane structure is free standing (not forming an integral part of a building). This item can be found inside or outside a building. Note: Vertical structural steel support stanchions, horizontal rail beams, and large concrete foundations all rateable Class 4 Table 3. The moving traveller and hoist is not rateable in this situation and is not a Class 3 hoist. | - | 2 | TRUE
888 | 214F10 | 7791 | 214F10 | Cranes | Gantry freestanding | 50 tonnes | Height to Underside of Rail Track | 5 metres | The Overhead crane structure is free standing (not forming an integral part of a building). This item can be found inside or outside a building. For overhead cranes whose structural support is integral with that of the building see 214B- The moving traveller is not rateable nor is the lifting gear mechanism. The rail track, supporting beam, vertical stanchions and foundations are rateable. The structure is rateable no matter what the lifting capacity of the beam is. (Contrast this with the beam that is an integral part of the building) The supporting steelwork, concrete foundation work, support beam, support flanges and rail track are regarded as Class 4 Table 3 structural supports and ERC¬s provided are all inclusive. The concrete foundations will be larger to accommodate the extra load and the table includes an item for this element. Description Notes: Below 5 tonnes the support beam and rail track may be substantial and the cost of this alone can be calculated by using the weight of steel appropriate. See Structural Steelwork supporting structures. | Location Adjustment Applicable (See Guidance Notes) - ERC = UK mean of 1.00 | (BEAMS Note 2) The ERC for this item should be added to all other rateable items on the hereditament (except land). Therefore the total of the ERC of the other Building Items and the P&M ERC (where applicable) to enable the correct contract size adjustment to be made. ERC of Building Component + ERC of P&M = Total ERC to which contract size adjustment should be applied. The appropriate % adjustment should be made in accordance with the scale for contract size adjustment specified under section 6 of the RCG 2023 Guidance notes. The currency ERC rates are set at £4m (Four Million Pounds) @ 1st April 2021 (AVD) for the RCG 2023 Publication. | The costs are based on a standard 15m span for the traveller. LINEAR METREAGE is the length of the rail track (or the distance that the crane travels over). (Not always the length of the building) and is NOT the combined length of the two rails. | The lifting capacity of the crane, height to underside of rail track (top of the track support beam) and the length of the gantry is all that is required to operate the scales (measured between the rails down the middle of the workshop). (Do not hook a metal tape onto the horizontal beam in order to gain the height. Most have exposed electrical cables attached). | Class 4 Table 3 Foundations, settings, fixed gantries, supports Class 1 Table 1) List of Accessories (i) Travellers, Cranes Class 2. | Whole is not rateable if under Class 1 or Class 2 if not used in connection with fuel for the generation of power or if not accessory to Class 1 or Class2. | Moving Traveller (Class 1 and Class 2). | It is assumed that the item forms part of an "average size industrial, commercial or office complex". Where it would be normal to find more than one item in such a hereditament the ERC stated has been adjusted to reflect any number / quantity, discount. These figures are NOT one off figures. | It is envisaged that no extra costs to the freestanding prices would be applicable if the freestanding gantry were OUTSIDE. If the traveller span varies from the 15m basic cost guide standard then the following % cost adjustments should be adopted. 5m span deduct 60%, 7 & 8m span deduct 50%, 10m span deduct 30%, 20m span add 45%, 25m span add 90%. | Cranes: Gantry FreestandingThe overhead crane structure is free standing (not forming anintegral part of a building). This item can be found inside oroutside a building.Note: Vertical structural steel support stanchions, horizontalrail beams, and large concrete foundations all rateable Class 4Table 3. The moving traveller and hoist is not rateable in thissituation and is not a Class 3 hoist. | - | 10070 | 214F05 | m | - | Please Select | - | - | 1275.8125 | Option 2 | 1581.7576 | 23.98% | 4420.3896 | 3340.7727 | 161.9% | 111.2% | 3340.7727 | 161.9% | ERC Over-ridden | Ryan Casey | VOA_GPN_GOV_UK\7233251 | 2021-06-09 | - | Green | High | Cost build up has no narrative to explain quantities and Ron Healey has plugged rates that bear no resemblance to SPONS rates. Needs a fresh measure next time and costs likely to decrease significantly. | - | - | NA | SPONS A&B | 2 | (BEAMS Note 2) Standard | Cranes: Gantry FreestandingThe overhead crane structure is free standing (not forming anintegral part of a building). This item can be found inside oroutside a building.Note: Vertical structural steel support stanchions, horizontalrail beams, and large concrete foundations all rateable Class 4Table 3. The moving traveller and hoist is not rateable in thissituation and is not a Class 3 hoist. | - | 2 | TRUE
889 | 214F15 | 7796 | 214F15 | Cranes | Gantry freestanding | 50 tonnes | Height to Underside of Rail Track | 6.10 metres | The Overhead crane structure is free standing (not forming an integral part of a building). This item can be found inside or outside a building. For overhead cranes whose structural support is integral with that of the building see 214B- The moving traveller is not rateable nor is the lifting gear mechanism. The rail track, supporting beam, vertical stanchions and foundations are rateable. The structure is rateable no matter what the lifting capacity of the beam is. (Contrast this with the beam that is an integral part of the building) The supporting steelwork, concrete foundation work, support beam, support flanges and rail track are regarded as Class 4 Table 3 structural supports and ERC¬s provided are all inclusive. The concrete foundations will be larger to accommodate the extra load and the table includes an item for this element. Description Notes: Below 5 tonnes the support beam and rail track may be substantial and the cost of this alone can be calculated by using the weight of steel appropriate. See Structural Steelwork supporting structures. | Location Adjustment Applicable (See Guidance Notes) - ERC = UK mean of 1.00 | (BEAMS Note 2) The ERC for this item should be added to all other rateable items on the hereditament (except land). Therefore the total of the ERC of the other Building Items and the P&M ERC (where applicable) to enable the correct contract size adjustment to be made. ERC of Building Component + ERC of P&M = Total ERC to which contract size adjustment should be applied. The appropriate % adjustment should be made in accordance with the scale for contract size adjustment specified under section 6 of the RCG 2023 Guidance notes. The currency ERC rates are set at £4m (Four Million Pounds) @ 1st April 2021 (AVD) for the RCG 2023 Publication. | The costs are based on a standard 15m span for the traveller. LINEAR METREAGE is the length of the rail track (or the distance that the crane travels over). (Not always the length of the building) and is NOT the combined length of the two rails. | The lifting capacity of the crane, height to underside of rail track (top of the track support beam) and the length of the gantry is all that is required to operate the scales (measured between the rails down the middle of the workshop). (Do not hook a metal tape onto the horizontal beam in order to gain the height. Most have exposed electrical cables attached). | Class 4 Table 3 Foundations, settings, fixed gantries, supports Class 1 Table 1) List of Accessories (i) Travellers, Cranes Class 2. | Whole is not rateable if under Class 1 or Class 2 if not used in connection with fuel for the generation of power or if not accessory to Class 1 or Class2. | Moving Traveller (Class 1 and Class 2). | It is assumed that the item forms part of an "average size industrial, commercial or office complex". Where it would be normal to find more than one item in such a hereditament the ERC stated has been adjusted to reflect any number / quantity, discount. These figures are NOT one off figures. | It is envisaged that no extra costs to the freestanding prices would be applicable if the freestanding gantry were OUTSIDE. If the traveller span varies from the 15m basic cost guide standard then the following % cost adjustments should be adopted. 5m span deduct 60%, 7 & 8m span deduct 50%, 10m span deduct 30%, 20m span add 45%, 25m span add 90% | Cranes: Gantry Freestanding The overhead crane structure is free standing (not forming an integral part of a building). This item can be found inside or outside a building. Note: Vertical structural steel support stanchions, horizontal rail beams, and large concrete foundations all rateable Class 4 Table 3. The moving traveller and hoist is not rateable in this situation and is not a Class 3 hoist. | - | 10070 |  | M | - | NA | NA | NA | 1584.0625 | Option 2 | 1963.9272 | 23.98% | 0 | 0 | -100% | -100% | 0 | -100% | Redirected | NA | VOA_GPN_GOV_UK\7246041 | 2019-08-30 | - | Green | Low | Risk taken from previous CG | - | - | NA | SPONS A&B | NA | (BEAMS Note 2) The ERC for this item should be added to all other rateable items on the hereditament (except land). Therefore the total of the ERC of the other Building Items and the P&M ERC (where applicable) to enable the correct contract size adjustment to be made. ERC of Building Component + ERC of P&M = Total ERC to which contract size adjustment should be applied. The appropriate % adjustment should be made in accordance with the scale for contract size adjustment specified under section 6 of the RCG 2021 Guidance notes. The currency ERC rates are set at £4m (Four Million Pounds) @ 1st April 2019 (AVD) for the RCG 2021 Publication. | Cranes: Gantry Freestanding The overhead crane structure is free standing (not forming an integral part of a building). This item can be found inside or outside a building. Note: Vertical structural steel support stanchions, horizontal rail beams, and large concrete foundations all rateable Class 4 Table 3. The moving traveller and hoist is not rateable in this situation and is not a Class 3 hoist. | - | 2 | TRUE
890 | 214F20 | 7801 | 214F20 | Cranes | Gantry freestanding | 50 tonnes | Height to Underside of Rail Track | 7.62 metres | The Overhead crane structure is free standing (not forming an integral part of a building). This item can be found inside or outside a building. For overhead cranes whose structural support is integral with that of the building see 214B- The moving traveller is not rateable nor is the lifting gear mechanism. The rail track, supporting beam, vertical stanchions and foundations are rateable. The structure is rateable no matter what the lifting capacity of the beam is. (Contrast this with the beam that is an integral part of the building) The supporting steelwork, concrete foundation work, support beam, support flanges and rail track are regarded as Class 4 Table 3 structural supports and ERC¬s provided are all inclusive. The concrete foundations will be larger to accommodate the extra load and the table includes an item for this element. Description Notes: Below 5 tonnes the support beam and rail track may be substantial and the cost of this alone can be calculated by using the weight of steel appropriate. See Structural Steelwork supporting structures. | Location Adjustment Applicable (See Guidance Notes) - ERC = UK mean of 1.00 | (BEAMS Note 2) The ERC for this item should be added to all other rateable items on the hereditament (except land). Therefore the total of the ERC of the other Building Items and the P&M ERC (where applicable) to enable the correct contract size adjustment to be made. ERC of Building Component + ERC of P&M = Total ERC to which contract size adjustment should be applied. The appropriate % adjustment should be made in accordance with the scale for contract size adjustment specified under section 6 of the RCG 2023 Guidance notes. The currency ERC rates are set at £4m (Four Million Pounds) @ 1st April 2021 (AVD) for the RCG 2023 Publication. | The costs are based on a standard 15m span for the traveller. LINEAR METREAGE is the length of the rail track (or the distance that the crane travels over). (Not always the length of the building) and is NOT the combined length of the two rails. | The lifting capacity of the crane, height to underside of rail track (top of the track support beam) and the length of the gantry is all that is required to operate the scales (measured between the rails down the middle of the workshop). (Do not hook a metal tape onto the horizontal beam in order to gain the height. Most have exposed electrical cables attached). | Class 4 Table 3 Foundations, settings, fixed gantries, supports Class 1 Table 1) List of Accessories (i) Travellers, Cranes Class 2. | Whole is not rateable if under Class 1 or Class 2 if not used in connection with fuel for the generation of power or if not accessory to Class 1 or Class2. | Moving Traveller (Class 1 and Class 2). | It is assumed that the item forms part of an "average size industrial, commercial or office complex". Where it would be normal to find more than one item in such a hereditament the ERC stated has been adjusted to reflect any number / quantity, discount. These figures are NOT one off figures. | It is envisaged that no extra costs to the freestanding prices would be applicable if the freestanding gantry were OUTSIDE. If the traveller span varies from the 15m basic cost guide standard then the following % cost adjustments should be adopted. 5m span deduct 60%, 7 & 8m span deduct 50%, 10m span deduct 30%, 20m span add 45%, 25m span add 90% | Cranes: Gantry Freestanding The overhead crane structure is free standing (not forming an integral part of a building). This item can be found inside or outside a building. Note: Vertical structural steel support stanchions, horizontal rail beams, and large concrete foundations all rateable Class 4 Table 3. The moving traveller and hoist is not rateable in this situation and is not a Class 3 hoist. | - | 10070 |  | M | - | NA | NA | NA | 1909.4375 | Option 2 | 2367.3284 | 23.98% | 0 | 0 | -100% | -100% | 0 | -100% | Redirected | NA | VOA_GPN_GOV_UK\7246041 | 2019-08-30 | - | Green | Low | Risk taken from previous CG | - | - | NA | SPONS A&B | NA | (BEAMS Note 2) The ERC for this item should be added to all other rateable items on the hereditament (except land). Therefore the total of the ERC of the other Building Items and the P&M ERC (where applicable) to enable the correct contract size adjustment to be made. ERC of Building Component + ERC of P&M = Total ERC to which contract size adjustment should be applied. The appropriate % adjustment should be made in accordance with the scale for contract size adjustment specified under section 6 of the RCG 2021 Guidance notes. The currency ERC rates are set at £4m (Four Million Pounds) @ 1st April 2019 (AVD) for the RCG 2021 Publication. | Cranes: Gantry Freestanding The overhead crane structure is free standing (not forming an integral part of a building). This item can be found inside or outside a building. Note: Vertical structural steel support stanchions, horizontal rail beams, and large concrete foundations all rateable Class 4 Table 3. The moving traveller and hoist is not rateable in this situation and is not a Class 3 hoist. | - | 2 | TRUE
891 | 214F25 | 7809 | 214F25 | Cranes | Gantry freestanding | 50 tonnes | Height to Underside of Rail Track | 9.14 metres | The Overhead crane structure is free standing (not forming an integral part of a building). This item can be found inside or outside a building. For overhead cranes whose structural support is integral with that of the building see 214B- The moving traveller is not rateable nor is the lifting gear mechanism. The rail track, supporting beam, vertical stanchions and foundations are rateable. The structure is rateable no matter what the lifting capacity of the beam is. (Contrast this with the beam that is an integral part of the building) The supporting steelwork, concrete foundation work, support beam, support flanges and rail track are regarded as Class 4 Table 3 structural supports and ERC¬s provided are all inclusive. The concrete foundations will be larger to accommodate the extra load and the table includes an item for this element. Description Notes: Below 5 tonnes the support beam and rail track may be substantial and the cost of this alone can be calculated by using the weight of steel appropriate. See Structural Steelwork supporting structures. | Location Adjustment Applicable (See Guidance Notes) - ERC = UK mean of 1.00 | (BEAMS Note 2) The ERC for this item should be added to all other rateable items on the hereditament (except land). Therefore the total of the ERC of the other Building Items and the P&M ERC (where applicable) to enable the correct contract size adjustment to be made. ERC of Building Component + ERC of P&M = Total ERC to which contract size adjustment should be applied. The appropriate % adjustment should be made in accordance with the scale for contract size adjustment specified under section 6 of the RCG 2023 Guidance notes. The currency ERC rates are set at £4m (Four Million Pounds) @ 1st April 2021 (AVD) for the RCG 2023 Publication. | The costs are based on a standard 15m span for the traveller. LINEAR METREAGE is the length of the rail track (or the distance that the crane travels over). (Not always the length of the building) and is NOT the combined length of the two rails. | The lifting capacity of the crane, height to underside of rail track (top of the track support beam) and the length of the gantry is all that is required to operate the scales (measured between the rails down the middle of the workshop). (Do not hook a metal tape onto the horizontal beam in order to gain the height. Most have exposed electrical cables attached). | Class 4 Table 3 Foundations, settings, fixed gantries, supports Class 1 Table 1) List of Accessories (i) Travellers, Cranes Class 2. | Whole is not rateable if under Class 1 or Class 2 if not used in connection with fuel for the generation of power or if not accessory to Class 1 or Class2. | Moving Traveller (Class 1 and Class 2). | It is assumed that the item forms part of an "average size industrial, commercial or office complex". Where it would be normal to find more than one item in such a hereditament the ERC stated has been adjusted to reflect any number / quantity, discount. These figures are NOT one off figures. | It is envisaged that no extra costs to the freestanding prices would be applicable if the freestanding gantry were OUTSIDE. If the traveller span varies from the 15m basic cost guide standard then the following % cost adjustments should be adopted. 5m span deduct 60%, 7 & 8m span deduct 50%, 10m span deduct 30%, 20m span add 45%, 25m span add 90% | Cranes: Gantry Freestanding The overhead crane structure is free standing (not forming an integral part of a building). This item can be found inside or outside a building. Note: Vertical structural steel support stanchions, horizontal rail beams, and large concrete foundations all rateable Class 4 Table 3. The moving traveller and hoist is not rateable in this situation and is not a Class 3 hoist. | - | 10070 |  | M | - | NA | NA | NA | 2226.25 | Option 2 | 2760.1139 | 23.98% | 0 | 0 | -100% | -100% | 0 | -100% | Redirected | NA | VOA_GPN_GOV_UK\7246041 | 2019-08-30 | - | Green | Low | Risk taken from previous CG | - | - | NA | SPONS A&B | NA | (BEAMS Note 2) The ERC for this item should be added to all other rateable items on the hereditament (except land). Therefore the total of the ERC of the other Building Items and the P&M ERC (where applicable) to enable the correct contract size adjustment to be made. ERC of Building Component + ERC of P&M = Total ERC to which contract size adjustment should be applied. The appropriate % adjustment should be made in accordance with the scale for contract size adjustment specified under section 6 of the RCG 2021 Guidance notes. The currency ERC rates are set at £4m (Four Million Pounds) @ 1st April 2019 (AVD) for the RCG 2021 Publication. | Cranes: Gantry Freestanding The overhead crane structure is free standing (not forming an integral part of a building). This item can be found inside or outside a building. Note: Vertical structural steel support stanchions, horizontal rail beams, and large concrete foundations all rateable Class 4 Table 3. The moving traveller and hoist is not rateable in this situation and is not a Class 3 hoist. | - | 2 | TRUE
892 | 214F30 | 7814 | 214F30 | Cranes | Gantry freestanding | 50 tonnes | Height to Underside of Rail Track | 10 metres | The Overhead crane structure is free standing (not forming an integral part of a building). This item can be found inside or outside a building. For overhead cranes whose structural support is integral with that of the building see 214B- The moving traveller is not rateable nor is the lifting gear mechanism. The rail track, supporting beam, vertical stanchions and foundations are rateable. The structure is rateable no matter what the lifting capacity of the beam is. (Contrast this with the beam that is an integral part of the building) The supporting steelwork, concrete foundation work, support beam, support flanges and rail track are regarded as Class 4 Table 3 structural supports and ERC¬s provided are all inclusive. The concrete foundations will be larger to accommodate the extra load and the table includes an item for this element. Description Notes: Below 5 tonnes the support beam and rail track may be substantial and the cost of this alone can be calculated by using the weight of steel appropriate. See Structural Steelwork supporting structures. | Location Adjustment Applicable (See Guidance Notes) - ERC = UK mean of 1.00 | (BEAMS Note 2) The ERC for this item should be added to all other rateable items on the hereditament (except land). Therefore the total of the ERC of the other Building Items and the P&M ERC (where applicable) to enable the correct contract size adjustment to be made. ERC of Building Component + ERC of P&M = Total ERC to which contract size adjustment should be applied. The appropriate % adjustment should be made in accordance with the scale for contract size adjustment specified under section 6 of the RCG 2023 Guidance notes. The currency ERC rates are set at £4m (Four Million Pounds) @ 1st April 2021 (AVD) for the RCG 2023 Publication. | The costs are based on a standard 15m span for the traveller. LINEAR METREAGE is the length of the rail track (or the distance that the crane travels over). (Not always the length of the building) and is NOT the combined length of the two rails. | The lifting capacity of the crane, height to underside of rail track (top of the track support beam) and the length of the gantry is all that is required to operate the scales (measured between the rails down the middle of the workshop). (Do not hook a metal tape onto the horizontal beam in order to gain the height. Most have exposed electrical cables attached). | Class 4 Table 3 Foundations, settings, fixed gantries, supports Class 1 Table 1) List of Accessories (i) Travellers, Cranes Class 2. | Whole is not rateable if under Class 1 or Class 2 if not used in connection with fuel for the generation of power or if not accessory to Class 1 or Class2. | Moving Traveller (Class 1 and Class 2). | It is assumed that the item forms part of an "average size industrial, commercial or office complex". Where it would be normal to find more than one item in such a hereditament the ERC stated has been adjusted to reflect any number / quantity, discount. These figures are NOT one off figures. | It is envisaged that no extra costs to the freestanding prices would be applicable if the freestanding gantry were OUTSIDE. If the traveller span varies from the 15m basic cost guide standard then the following % cost adjustments should be adopted. 5m span deduct 60%, 7 & 8m span deduct 50%, 10m span deduct 30%, 20m span add 45%, 25m span add 90% | Cranes: Gantry FreestandingThe overhead crane structure is free standing (not forming anintegral part of a building). This item can be found inside oroutside a building.Note: Vertical structural steel support stanchions, horizontalrail beams, and large concrete foundations all rateable Class 4Table 3. The moving traveller and hoist is not rateable in thissituation and is not a Class 3 hoist. | - | 10070 | 214F25, 214F20, 214F15 | m | - | Please Select | - | - | 2547.3438 | Option 2 | 3158.2072 | 23.98% | 4984.8931 | 3767.4043 | 47.9% | 19.29% | 3767.4043 | 47.9% | ERC Over-ridden | Ryan Casey | VOA_GPN_GOV_UK\7233251 | 2021-06-15 | - | Green | High | Cost build up has no narrative to explain quantities and Ron Healey has plugged rates that bear no resemblance to SPONS rates. Needs a fresh measure next time and costs likely to decrease significantly. | - | - | NA | SPONS A&B | 2 | (BEAMS Note 2) Standard | Cranes: Gantry FreestandingThe overhead crane structure is free standing (not forming anintegral part of a building). This item can be found inside oroutside a building.Note: Vertical structural steel support stanchions, horizontalrail beams, and large concrete foundations all rateable Class 4Table 3. The moving traveller and hoist is not rateable in thissituation and is not a Class 3 hoist. | - | 2 | TRUE
893 | 214F35 | 7819 | 214F35 | Cranes | Gantry freestanding | 50 tonnes | Height to Underside of Rail Track | 15 metres | The Overhead crane structure is free standing (not forming an integral part of a building). This item can be found inside or outside a building. For overhead cranes whose structural support is integral with that of the building see 214B- The moving traveller is not rateable nor is the lifting gear mechanism. The rail track, supporting beam, vertical stanchions and foundations are rateable. The structure is rateable no matter what the lifting capacity of the beam is. (Contrast this with the beam that is an integral part of the building) The supporting steelwork, concrete foundation work, support beam, support flanges and rail track are regarded as Class 4 Table 3 structural supports and ERC¬s provided are all inclusive. The concrete foundations will be larger to accommodate the extra load and the table includes an item for this element. Description Notes: Below 5 tonnes the support beam and rail track may be substantial and the cost of this alone can be calculated by using the weight of steel appropriate. See Structural Steelwork supporting structures. | Location Adjustment Applicable (See Guidance Notes) - ERC = UK mean of 1.00 | (BEAMS Note 2) The ERC for this item should be added to all other rateable items on the hereditament (except land). Therefore the total of the ERC of the other Building Items and the P&M ERC (where applicable) to enable the correct contract size adjustment to be made. ERC of Building Component + ERC of P&M = Total ERC to which contract size adjustment should be applied. The appropriate % adjustment should be made in accordance with the scale for contract size adjustment specified under section 6 of the RCG 2023 Guidance notes. The currency ERC rates are set at £4m (Four Million Pounds) @ 1st April 2021 (AVD) for the RCG 2023 Publication. | The costs are based on a standard 15m span for the traveller. LINEAR METREAGE is the length of the rail track (or the distance that the crane travels over). (Not always the length of the building) and is NOT the combined length of the two rails | The lifting capacity of the crane, height to underside of rail track (top of the track support beam) and the length of the gantry is all that is required to operate the scales (measured between the rails down the middle of the workshop). (Do not hook a metal tape onto the horizontal beam in order to gain the height. Most have exposed electrical cables attached). | Class 4 Table 3 Foundations, settings, fixed gantries, supports Class 1 Table 1) List of Accessories (i) Travellers, Cranes Class 2. | Whole is not rateable if under Class 1 or Class 2 if not used in connection with fuel for the generation of power or if not accessory to Class 1 or Class2. | Moving Traveller (Class 1 and Class 2). | It is assumed that the item forms part of an "average size industrial, commercial or office complex". Where it would be normal to find more than one item in such a hereditament the ERC stated has been adjusted to reflect any number / quantity, discount. These figures are NOT one off figures. | It is envisaged that no extra costs to the freestanding prices would be applicable if the freestanding gantry were OUTSIDE. If the traveller span varies from the 15m basic cost guide standard then the following % cost adjustments should be adopted. 5m span deduct 60%, 7 & 8m span deduct 50%, 10m span deduct 30%, 20m span add 45%, 25m span add 90%. | Cranes: Gantry Freestanding.The overhead crane structure is free standing (not forming anintegral part of a building). This item can be found inside oroutside a building.Note: Vertical structural steel support stanchions, horizontalrail beams, and large concrete foundations all rateable Class 4Table 3. The moving traveller and hoist is not rateable in thissituation and is not a Class 3 hoist. | - | 10070 |  | m | - | Please Select | - | - | 2865.0125 | Option 2 | 3552.0543 | 23.98% | 5549.3966 | 4194.0359 | 46.39% | 18.07% | 4194.0359 | 46.39% | ERC Over-ridden | Ryan Casey | VOA_GPN_GOV_UK\7233251 | 2021-06-15 | - | Green | High | Cost build up has no narrative to explain quantities and Ron Healey has plugged rates that bear no resemblance to SPONS rates. Needs a fresh measure next time and costs likely to decrease significantly. | - | - | NA | SPONS A&B | 2 | (BEAMS Note 2) Standard | Cranes: Gantry Freestanding.The overhead crane structure is free standing (not forming anintegral part of a building). This item can be found inside oroutside a building.Note: Vertical structural steel support stanchions, horizontalrail beams, and large concrete foundations all rateable Class 4Table 3. The moving traveller and hoist is not rateable in thissituation and is not a Class 3 hoist. | - | 2 | TRUE
894 | 214B85 | 7926 | 214B85 | Cranes | Gantry Rails and Supports - Integral | Height to Underside of Rail Track | 27.43m | 15 tonnes | The crane gantry support beam supports the rail track upon which the moving traveller rests. The costs given include the extra foundations, the extra size of the support stanchion, the support beam and the rail track. Most buildings erected with structural steel stanchions are capable of also holding a gantry rail of up to 5 tonnes. In these cases an angle fillet is bolted to the upright projecting into the workshop/warehouse and the rail track support (with rail track on top) is fixed to this. As the traveller tonnage increases (over 5 tonnes) the upright stanchions, and horizontal beam, (and foundations to the stanchions) are increased in size to accommodate the extra load and thus the costs set out are in part for this ADDITIONAL cost element. This is over and above the figures used for the building framework. The additional steelwork, concrete foundation work, support beam, support flanges and rail track are regarded as Class 4 Table 3 structural supports and ERC provided are all inclusive. The foundations will be larger to accommodate the extra load and the table includes an item for this element Below 5 tonnes the support beam and rail track may be substantial and the cost of this alone can be calculated by using the weight of steel appropriate. See Structural Steelwork supporting structures. Moving beam buffers These may be of various lengths and where two travellers work the same beam they prevent the two beams from coming to close together. This allows even distribution of weight down through the vertical stanchions. For max weight that rail support and stanchions can take look at SWL indication on main traveller. DO NOT add the various beam support weights together the max load that can be lifted is the heaviest beams SWL. | Location Adjustment Applicable (See Guidance Notes) - ERC = UK mean of 1.00 | (BEAMS Note 1) The ERC for this item should be added to the total of the ERC of the other P&M items on the site and the Buildings ERC (where applicable) to enable the correct contract size adjustment to be made. ERC of P&M Items + ERC of Building Component’s = Total ERC (net figure rateable items only) to which contract size adjustment should be applied The 2023 Generic Contractors Test Spreadsheet has this facility built into the programme - it is recommended you undertake all contractors test valuations using this spreadsheet. (Details on the application of contract size adjustments can be found in the RCG 2023 Guidance notes). Where RV is calculated using the comparative method (rental method) the contract size adjustment should be made as follows: Select - SCAT code box ""P and M as an addition” within the 2023 Generic Contractors Test Spreadsheet facility. Or Where the spreadsheet is not used take the: Reciprocal of statutory de-capitalisation rate (i.e. 5% reciprocal = 20) multiply by rateable value of the buildings (before any overall end allowances are made and after making a notional deduction for the land value) and add to the ERC of P&M. Use resultant figure to calculate contract size adjustment. (Guidance Notes - Section 6) | The costs are based on units with a 15m span traveller. The lifting capacity of the crane, height to underside of rail track (top of the track support beam) and the length of the gantry is all that is required to operate the scales (measured between the rails down the middle of the workshop). (Do not hook a metal tape onto the horizontal beam in order to gain the height. Most have exposed electrical cables attached). LINEAR METRE is distance-taking measurement between rail tracks of the length of the rail tracks. (Not always the length of the building) and is NOT the combined length of the two rails. The above costs do not include the moving traveller but do include foundations | Moving beam buffers These may be of various lengths and where two travellers work the same beam they prevent the two beams from coming to close together. This allows even distribution of weight down through the vertical stanchions. For max weight that rail support and stanchions can take look at SWL indication on main traveller. DO NOT add the various beam support weights together the max load that can be lifted is the heaviest beams SWL. | Class 4 Table 3 Foundations, settings, fixed gantries, supports Class 1 Table 1) List of Accessories (i) Travellers, Cranes Class 2 Table 2) | Whole is not rateable if under Class 1 or Class 2 if not used in connection with fuel for the generation of power or if not accessory to Class 1 or Class. | Moving Traveller (Class 1 and Class 2). | It is assumed that the item forms part of an average size industrial, commercial or office complex. Where it would be normal to find more than one item in such a hereditament the ERC stated has been adjusted to reflect any number / quantity, discount. These figures are NOT one off figures. | If the traveller span varies from the 15m basic cost guide standard then the following % adjustments are to be adopted. 5m span deduct 60%, 7 & 8m span deduct 50%, 10m span deduct 30%, (15m span no change), 20m span add 45%, 25m span add 90%. | Cranes: Gantry Rails & Supports Integral. Composite stanchion taking the main support beam and rail track. | - | 10071 | 214B80 | m | - | Please Select | - | - | 920.4688 | Option 2 | 1141.2009 | 23.98% | 1878.9856 | 1420.0703 | 54.28% | 24.44% | 1420.0703 | 54.28% | ERC Over-ridden | Ryan Casey | VOA_GPN_GOV_UK\7233251 | 2021-07-28 | Low | Blue | High | Cost build up has no narrative to explain quantities no resemblance to SPONS rates. Needs a fresh measure next time and costs likely to decrease significantly. | - | No build up. RC continued template for Freestanding cranes, which had a build-up. ERC index RCG2021 rate. | NA | SPONS A&B | 2 | (BEAMS Note 1) P&M | Cranes: Gantry Rails & Supports Integral. Composite stanchion taking the main support beam and rail track. | - | 1 | TRUE
895 | 214B01 | 8096 | 214B01 | Cranes | Gantry Rails and Supports - Integral | Height to Underside of Rail Track | 6.0m | 5 tonnes | The crane gantry support beam supports the rail track upon which the moving traveller rests. The costs given include the extra foundations, the extra size of the support stanchion, the support beam and the rail track. Most buildings erected with structural steel stanchions are capable of also holding a gantry rail of up to 5 tonnes. In these cases an angle fillet is bolted to the upright projecting into the workshop/warehouse and the rail track support (with rail track on top) is fixed to this. As the traveller tonnage increases (over 5 tonnes) the upright stanchions, and horizontal beam, (and foundations to the stanchions) are increased in size to accommodate the extra load and thus the costs set out are in part for this ADDITIONAL cost element. This is over and above the figures used for the building framework. The additional steelwork, concrete foundation work, support beam, support flanges and rail track are regarded as Class 4 Table 3 structural supports and ERC provided are all inclusive. The foundations will be larger to accommodate the extra load and the table includes an item for this element Below 5 tonnes the support beam and rail track may be substantial and the cost of this alone can be calculated by using the weight of steel appropriate. See Structural Steelwork supporting structures. Moving beam buffers These may be of various lengths and where two travellers work the same beam they prevent the two beams from coming to close together. This allows even distribution of weight down through the vertical stanchions. For max weight that rail support and stanchions can take look at SWL indication on main traveller. DO NOT add the various beam support weights together the max load that can be lifted is the heaviest beams SWL. | Location Adjustment Applicable (See Guidance Notes) - ERC = UK mean of 1.00 | (BEAMS Note 1) The ERC for this item should be added to the total of the ERC of the other P&M items on the site and the Buildings ERC (where applicable) to enable the correct contract size adjustment to be made. ERC of P&M Items + ERC of Building Component’s = Total ERC (net figure rateable items only) to which contract size adjustment should be applied The 2023 Generic Contractors Test Spreadsheet has this facility built into the programme - it is recommended you undertake all contractors test valuations using this spreadsheet. (Details on the application of contract size adjustments can be found in the RCG 2023 Guidance notes). Where RV is calculated using the comparative method (rental method) the contract size adjustment should be made as follows: Select - SCAT code box ""P and M as an addition” within the 2023 Generic Contractors Test Spreadsheet facility. Or Where the spreadsheet is not used take the: Reciprocal of statutory de-capitalisation rate (i.e. 5% reciprocal = 20) multiply by rateable value of the buildings (before any overall end allowances are made and after making a notional deduction for the land value) and add to the ERC of P&M. Use resultant figure to calculate contract size adjustment. (Guidance Notes - Section 6) | The costs are based on units with a 15m span traveller. The lifting capacity of the crane, height to underside of rail track (top of the track support beam) and the length of the gantry is all that is required to operate the scales (measured between the rails down the middle of the workshop). (Do not hook a metal tape onto the horizontal beam in order to gain the height. Most have exposed electrical cables attached). LINEAR METRE is distance-taking measurement between rail tracks of the length of the rail tracks. (Not always the length of the building) and is NOT the combined length of the two rails. The above costs do not include the moving traveller but do include foundations. | Moving beam buffers These may be of various lengths and where two travellers work the same beam they prevent the two beams from coming to close together. This allows even distribution of weight down through the vertical stanchions. For max weight that rail support and stanchions can take look at SWL indication on main traveller. DO NOT add the various beam support weights together the max load that can be lifted is the heaviest beams SWL. | Class 4 Table 3 Foundations, settings, fixed gantries, supports Class 1 Table 1) List of Accessories (i) Travellers, Cranes Class 2 Table 2) | Whole is not rateable if under Class 1 or Class 2 if not used in connection with fuel for the generation of power or if not accessory to Class 1 or Class. | Moving Traveller (Class 1 and Class 2). | It is assumed that the item forms part of an average size industrial, commercial or office complex. Where it would be normal to find more than one item in such a hereditament the ERC stated has been adjusted to reflect any number / quantity, discount. These figures are NOT one off figures. | If the traveller span varies from the 15m basic cost guide standard then the following % adjustments are to be adopted. 5m span deduct 60%, 7 & 8m span deduct 50%, 10m span deduct 30%, (15m span no change), 20m span add 45%, 25m span add 90%. | Cranes: Gantry Rails & Supports Integral. Composite stanchion taking the main support beam and rail track. | - | 10071 |  | m | - | Please Select | - | - | 179.8125 | Option 2 | 222.9323 | 23.98% | 447.0492 | 337.8638 | 87.9% | 51.55% | 337.8638 | 87.9% | ERC Over-ridden | Ryan Casey | VOA_GPN_GOV_UK\7233251 | 2021-07-28 | Low | Blue | High | Cost build up has no narrative to explain quantities and Ron Healey has plugged rates that bear no resemblance to SPONS rates. Needs a fresh measure next time and costs likely to decrease significantly. | - | No build up. RC continued template for Freestanding cranes, which had a build-up. ERC index RCG2021 rate. | NA | SPONS A&B | 2 | (BEAMS Note 1) P&M | Cranes: Gantry Rails & Supports Integral. Composite stanchion taking the main support beam and rail track. | - | 1 | TRUE
896 | 214B02 | 8097 | 214B02 | Cranes | Gantry Rails and Supports - Integral | Height to Underside of Rail Track | 6.0m | 10 tonnes | The crane gantry support beam supports the rail track upon which the moving traveller rests. The costs given include the extra foundations, the extra size of the support stanchion, the support beam and the rail track. Most buildings erected with structural steel stanchions are capable of also holding a gantry rail of up to 5 tonnes. In these cases an angle fillet is bolted to the upright projecting into the workshop/warehouse and the rail track support (with rail track on top) is fixed to this. As the traveller tonnage increases (over 5 tonnes) the upright stanchions, and horizontal beam, (and foundations to the stanchions) are increased in size to accommodate the extra load and thus the costs set out are in part for this ADDITIONAL cost element. This is over and above the figures used for the building framework. The additional steelwork, concrete foundation work, support beam, support flanges and rail track are regarded as Class 4 Table 3 structural supports and ERC provided are all inclusive. The foundations will be larger to accommodate the extra load and the table includes an item for this element Below 5 tonnes the support beam and rail track may be substantial and the cost of this alone can be calculated by using the weight of steel appropriate. See Structural Steelwork supporting structures. Moving beam buffers These may be of various lengths and where two travellers work the same beam they prevent the two beams from coming to close together. This allows even distribution of weight down through the vertical stanchions. For max weight that rail support and stanchions can take look at SWL indication on main traveller. DO NOT add the various beam support weights together the max load that can be lifted is the heaviest beams SWL. | Location Adjustment Applicable (See Guidance Notes) - ERC = UK mean of 1.00 | (BEAMS Note 1) The ERC for this item should be added to the total of the ERC of the other P&M items on the site and the Buildings ERC (where applicable) to enable the correct contract size adjustment to be made. ERC of P&M Items + ERC of Building Component’s = Total ERC (net figure rateable items only) to which contract size adjustment should be applied The 2023 Generic Contractors Test Spreadsheet has this facility built into the programme - it is recommended you undertake all contractors test valuations using this spreadsheet. (Details on the application of contract size adjustments can be found in the RCG 2023 Guidance notes). Where RV is calculated using the comparative method (rental method) the contract size adjustment should be made as follows: Select - SCAT code box ""P and M as an addition” within the 2023 Generic Contractors Test Spreadsheet facility. Or Where the spreadsheet is not used take the: Reciprocal of statutory de-capitalisation rate (i.e. 5% reciprocal = 20) multiply by rateable value of the buildings (before any overall end allowances are made and after making a notional deduction for the land value) and add to the ERC of P&M. Use resultant figure to calculate contract size adjustment. (Guidance Notes - Section 6) | The costs are based on units with a 15m span traveller. The lifting capacity of the crane, height to underside of rail track (top of the track support beam) and the length of the gantry is all that is required to operate the scales (measured between the rails down the middle of the workshop). (Do not hook a metal tape onto the horizontal beam in order to gain the height. Most have exposed electrical cables attached). LINEAR METRE is distance-taking measurement between rail tracks of the length of the rail tracks. (Not always the length of the building) and is NOT the combined length of the two rails. The above costs do not include the moving traveller but do include foundations. | Moving beam buffers These may be of various lengths and where two travellers work the same beam they prevent the two beams from coming to close together. This allows even distribution of weight down through the vertical stanchions. For max weight that rail support and stanchions can take look at SWL indication on main traveller. DO NOT add the various beam support weights together the max load that can be lifted is the heaviest beams SWL. | Class 4 Table 3 Foundations, settings, fixed gantries, supports Class 1 Table 1) List of Accessories (i) Travellers, Cranes Class 2 Table 2) | Whole is not rateable if under Class 1 or Class 2 if not used in connection with fuel for the generation of power or if not accessory to Class 1 or Class. | Moving Traveller (Class 1 and Class 2). | It is assumed that the item forms part of an average size industrial, commercial or office complex. Where it would be normal to find more than one item in such a hereditament the ERC stated has been adjusted to reflect any number / quantity, discount. These figures are NOT one off figures. | If the traveller span varies from the 15m basic cost guide standard then the following % adjustments are to be adopted. 5m span deduct 60%, 7 & 8m span deduct 50%, 10m span deduct 30%, (15m span no change), 20m span add 45%, 25m span add 90%. | Cranes: Gantry Rails & Supports Integral. Composite stanchion taking the main support beam and rail track. | - | 10071 |  | m | - | Please Select | - | - | 351.0625 | Option 2 | 435.2487 | 23.98% | 721.7144 | 545.4459 | 55.37% | 25.32% | 545.4459 | 55.37% | ERC Over-ridden | Ryan Casey | VOA_GPN_GOV_UK\7233251 | 2021-07-28 | Low | Blue | High | Cost build up has no narrative to explain quantities and Ron Healey has plugged rates that bear no resemblance to SPONS rates. Needs a fresh measure next time and costs likely to decrease significantly. | - | No build up. RC continued template for Freestanding cranes, which had a build-up. ERC index RCG2021 rate. | NA | SPONS A&B | 2 | (BEAMS Note 1) P&M | Cranes: Gantry Rails & Supports Integral. Composite stanchion taking the main support beam and rail track. | - | 1 | TRUE
897 | 214B03 | 8098 | 214B03 | Cranes | Gantry Rails and Supports - Integral | Height to Underside of Rail Track | 6.0m | 15 tonnes | The crane gantry support beam supports the rail track upon which the moving traveller rests. The costs given include the extra foundations, the extra size of the support stanchion, the support beam and the rail track. Most buildings erected with structural steel stanchions are capable of also holding a gantry rail of up to 5 tonnes. In these cases an angle fillet is bolted to the upright projecting into the workshop/warehouse and the rail track support (with rail track on top) is fixed to this. As the traveller tonnage increases (over 5 tonnes) the upright stanchions, and horizontal beam, (and foundations to the stanchions) are increased in size to accommodate the extra load and thus the costs set out are in part for this ADDITIONAL cost element. This is over and above the figures used for the building framework. The additional steelwork, concrete foundation work, support beam, support flanges and rail track are regarded as Class 4 Table 3 structural supports and ERC provided are all inclusive. The foundations will be larger to accommodate the extra load and the table includes an item for this element Below 5 tonnes the support beam and rail track may be substantial and the cost of this alone can be calculated by using the weight of steel appropriate. See Structural Steelwork supporting structures. Moving beam buffers These may be of various lengths and where two travellers work the same beam they prevent the two beams from coming to close together. This allows even distribution of weight down through the vertical stanchions. For max weight that rail support and stanchions can take look at SWL indication on main traveller. DO NOT add the various beam support weights together the max load that can be lifted is the heaviest beams SWL. | Location Adjustment Applicable (See Guidance Notes) - ERC = UK mean of 1.00 | (BEAMS Note 1) The ERC for this item should be added to the total of the ERC of the other P&M items on the site and the Buildings ERC (where applicable) to enable the correct contract size adjustment to be made. ERC of P&M Items + ERC of Building Component’s = Total ERC (net figure rateable items only) to which contract size adjustment should be applied The 2023 Generic Contractors Test Spreadsheet has this facility built into the programme - it is recommended you undertake all contractors test valuations using this spreadsheet. (Details on the application of contract size adjustments can be found in the RCG 2023 Guidance notes). Where RV is calculated using the comparative method (rental method) the contract size adjustment should be made as follows: Select - SCAT code box ""P and M as an addition” within the 2023 Generic Contractors Test Spreadsheet facility. Or Where the spreadsheet is not used take the: Reciprocal of statutory de-capitalisation rate (i.e. 5% reciprocal = 20) multiply by rateable value of the buildings (before any overall end allowances are made and after making a notional deduction for the land value) and add to the ERC of P&M. Use resultant figure to calculate contract size adjustment. (Guidance Notes - Section 6) | The costs are based on units with a 15m span traveller. The lifting capacity of the crane, height to underside of rail track (top of the track support beam) and the length of the gantry is all that is required to operate the scales (measured between the rails down the middle of the workshop). (Do not hook a metal tape onto the horizontal beam in order to gain the height. Most have exposed electrical cables attached). LINEAR METRE is distance-taking measurement between rail tracks of the length of the rail tracks. (Not always the length of the building) and is NOT the combined length of the two rails. The above costs do not include the moving traveller but do include foundations | Moving beam buffers These may be of various lengths and where two travellers work the same beam they prevent the two beams from coming to close together. This allows even distribution of weight down through the vertical stanchions. For max weight that rail support and stanchions can take look at SWL indication on main traveller. DO NOT add the various beam support weights together the max load that can be lifted is the heaviest beams SWL. | Class 4 Table 3 Foundations, settings, fixed gantries, supports Class 1 Table 1) List of Accessories (i) Travellers, Cranes Class 2 Table 2) | Whole is not rateable if under Class 1 or Class 2 if not used in connection with fuel for the generation of power or if not accessory to Class 1 or Class. | Moving Traveller (Class 1 and Class 2). | It is assumed that the item forms part of an average size industrial, commercial or office complex. Where it would be normal to find more than one item in such a hereditament the ERC stated has been adjusted to reflect any number / quantity, discount. These figures are NOT one off figures. | If the traveller span varies from the 15m basic cost guide standard then the following % adjustments are to be adopted. 5m span deduct 60%, 7 & 8m span deduct 50%, 10m span deduct 30%, (15m span no change), 20m span add 45%, 25m span add 90%. | Cranes: Gantry Rails & Supports Integral. Composite stanchion taking the main support beam and rail track. | - | 10071 |  | m | - | Please Select | - | - | 492.3438 | Option 2 | 610.4098 | 23.98% | 902.1429 | 681.8074 | 38.48% | 11.7% | 681.8074 | 38.48% | ERC Over-ridden | Ryan Casey | VOA_GPN_GOV_UK\7233251 | 2021-07-28 | Low | Blue | High | Cost build up has no narrative to explain quantities and Ron Healey has plugged rates that bear no resemblance to SPONS rates. Needs a fresh measure next time and costs likely to decrease significantly. | - | No build up. RC continued template for Freestanding cranes, which had a build-up. ERC index RCG2021 rate. | NA | SPONS A&B | 2 | (BEAMS Note 1) P&M | Cranes: Gantry Rails & Supports Integral. Composite stanchion taking the main support beam and rail track. | - | 1 | TRUE
898 | 214B04 | 8099 | 214B04 | Cranes | Gantry Rails and Supports - Integral | Height to Underside of Rail Track | 6.0m | 20 tonnes | The crane gantry support beam supports the rail track upon which the moving traveller rests. The costs given include the extra foundations, the extra size of the support stanchion, the support beam and the rail track. Most buildings erected with structural steel stanchions are capable of also holding a gantry rail of up to 5 tonnes. In these cases an angle fillet is bolted to the upright projecting into the workshop/warehouse and the rail track support (with rail track on top) is fixed to this. As the traveller tonnage increases (over 5 tonnes) the upright stanchions, and horizontal beam, (and foundations to the stanchions) are increased in size to accommodate the extra load and thus the costs set out are in part for this ADDITIONAL cost element. This is over and above the figures used for the building framework. The additional steelwork, concrete foundation work, support beam, support flanges and rail track are regarded as Class 4 Table 3 structural supports and ERC provided are all inclusive. The foundations will be larger to accommodate the extra load and the table includes an item for this element Below 5 tonnes the support beam and rail track may be substantial and the cost of this alone can be calculated by using the weight of steel appropriate. See Structural Steelwork supporting structures. Moving beam buffers These may be of various lengths and where two travellers work the same beam they prevent the two beams from coming to close together. This allows even distribution of weight down through the vertical stanchions. For max weight that rail support and stanchions can take look at SWL indication on main traveller. DO NOT add the various beam support weights together the max load that can be lifted is the heaviest beams SWL. | Location Adjustment Applicable (See Guidance Notes) - ERC = UK mean of 1.00 | (BEAMS Note 1) The ERC for this item should be added to the total of the ERC of the other P&M items on the site and the Buildings ERC (where applicable) to enable the correct contract size adjustment to be made. ERC of P&M Items + ERC of Building Component’s = Total ERC (net figure rateable items only) to which contract size adjustment should be applied The 2023 Generic Contractors Test Spreadsheet has this facility built into the programme - it is recommended you undertake all contractors test valuations using this spreadsheet. (Details on the application of contract size adjustments can be found in the RCG 2023 Guidance notes). Where RV is calculated using the comparative method (rental method) the contract size adjustment should be made as follows: Select - SCAT code box ""P and M as an addition” within the 2023 Generic Contractors Test Spreadsheet facility. Or Where the spreadsheet is not used take the: Reciprocal of statutory de-capitalisation rate (i.e. 5% reciprocal = 20) multiply by rateable value of the buildings (before any overall end allowances are made and after making a notional deduction for the land value) and add to the ERC of P&M. Use resultant figure to calculate contract size adjustment. (Guidance Notes - Section 6) | The costs are based on units with a 15m span traveller. The lifting capacity of the crane, height to underside of rail track (top of the track support beam) and the length of the gantry is all that is required to operate the scales (measured between the rails down the middle of the workshop). (Do not hook a metal tape onto the horizontal beam in order to gain the height. Most have exposed electrical cables attached). LINEAR METRE is distance-taking measurement between rail tracks of the length of the rail tracks. (Not always the length of the building) and is NOT the combined length of the two rails. The above costs do not include the moving traveller but do include foundations | Moving beam buffers These may be of various lengths and where two travellers work the same beam they prevent the two beams from coming to close together. This allows even distribution of weight down through the vertical stanchions. For max weight that rail support and stanchions can take look at SWL indication on main traveller. DO NOT add the various beam support weights together the max load that can be lifted is the heaviest beams SWL. | Class 4 Table 3 Foundations, settings, fixed gantries, supports Class 1 Table 1) List of Accessories (i) Travellers, Cranes Class 2 Table 2) | Whole is not rateable if under Class 1 or Class 2 if not used in connection with fuel for the generation of power or if not accessory to Class 1 or Class. | Moving Traveller (Class 1 and Class 2). | It is assumed that the item forms part of an average size industrial, commercial or office complex. Where it would be normal to find more than one item in such a hereditament the ERC stated has been adjusted to reflect any number / quantity, discount. These figures are NOT one off figures. | If the traveller span varies from the 15m basic cost guide standard then the following % adjustments are to be adopted. 5m span deduct 60%, 7 & 8m span deduct 50%, 10m span deduct 30%, (15m span no change), 20m span add 45%, 25m span add 90%. | Cranes: Gantry Rails & Supports Integral. Composite stanchion taking the main support beam and rail track. | - | 10071 |  | m | - | Please Select | - | - | 625.0625 | Option 2 | 774.9551 | 23.98% | 1053.8409 | 796.4553 | 27.42% | 2.774% | 796.4553 | 27.42% | ERC Over-ridden | Ryan Casey | VOA_GPN_GOV_UK\7233251 | 2021-07-28 | Low | Blue | High | Cost build up has no narrative to explain quantities and Ron Healey has plugged rates that bear no resemblance to SPONS rates. Needs a fresh measure next time and costs likely to decrease significantly. | - | No build up. RC continued template for Freestanding cranes, which had a build-up. ERC index RCG2021 rate. | NA | SPONS A&B | 2 | (BEAMS Note 1) P&M | Cranes: Gantry Rails & Supports Integral. Composite stanchion taking the main support beam and rail track. | - | 1 | TRUE
899 | 214B05 | 8100 | 214B05 | Cranes | Gantry Rails and Supports - Integral | Height to Underside of Rail Track | 6.0m | 25 tonnes | The crane gantry support beam supports the rail track upon which the moving traveller rests. The costs given include the extra foundations, the extra size of the support stanchion, the support beam and the rail track. Most buildings erected with structural steel stanchions are capable of also holding a gantry rail of up to 5 tonnes. In these cases an angle fillet is bolted to the upright projecting into the workshop/warehouse and the rail track support (with rail track on top) is fixed to this. As the traveller tonnage increases (over 5 tonnes) the upright stanchions, and horizontal beam, (and foundations to the stanchions) are increased in size to accommodate the extra load and thus the costs set out are in part for this ADDITIONAL cost element. This is over and above the figures used for the building framework. The additional steelwork, concrete foundation work, support beam, support flanges and rail track are regarded as Class 4 Table 3 structural supports and ERC provided are all inclusive. The foundations will be larger to accommodate the extra load and the table includes an item for this element Below 5 tonnes the support beam and rail track may be substantial and the cost of this alone can be calculated by using the weight of steel appropriate. See Structural Steelwork supporting structures. Moving beam buffers These may be of various lengths and where two travellers work the same beam they prevent the two beams from coming to close together. This allows even distribution of weight down through the vertical stanchions. For max weight that rail support and stanchions can take look at SWL indication on main traveller. DO NOT add the various beam support weights together the max load that can be lifted is the heaviest beams SWL. | Location Adjustment Applicable (See Guidance Notes) - ERC = UK mean of 1.00 | (BEAMS Note 1) The ERC for this item should be added to the total of the ERC of the other P&M items on the site and the Buildings ERC (where applicable) to enable the correct contract size adjustment to be made. ERC of P&M Items + ERC of Building Component’s = Total ERC (net figure rateable items only) to which contract size adjustment should be applied The 2023 Generic Contractors Test Spreadsheet has this facility built into the programme - it is recommended you undertake all contractors test valuations using this spreadsheet. (Details on the application of contract size adjustments can be found in the RCG 2023 Guidance notes). Where RV is calculated using the comparative method (rental method) the contract size adjustment should be made as follows: Select - SCAT code box ""P and M as an addition” within the 2023 Generic Contractors Test Spreadsheet facility. Or Where the spreadsheet is not used take the: Reciprocal of statutory de-capitalisation rate (i.e. 5% reciprocal = 20) multiply by rateable value of the buildings (before any overall end allowances are made and after making a notional deduction for the land value) and add to the ERC of P&M. Use resultant figure to calculate contract size adjustment. (Guidance Notes - Section 6) | The costs are based on units with a 15m span traveller. The lifting capacity of the crane, height to underside of rail track (top of the track support beam) and the length of the gantry is all that is required to operate the scales (measured between the rails down the middle of the workshop). (Do not hook a metal tape onto the horizontal beam in order to gain the height. Most have exposed electrical cables attached). LINEAR METRE is distance-taking measurement between rail tracks of the length of the rail tracks. (Not always the length of the building) and is NOT the combined length of the two rails. The above costs do not include the moving traveller but do include foundations | Moving beam buffers These may be of various lengths and where two travellers work the same beam they prevent the two beams from coming to close together. This allows even distribution of weight down through the vertical stanchions. For max weight that rail support and stanchions can take look at SWL indication on main traveller. DO NOT add the various beam support weights together the max load that can be lifted is the heaviest beams SWL. | Class 4 Table 3 Foundations, settings, fixed gantries, supports Class 1 Table 1) List of Accessories (i) Travellers, Cranes Class 2 Table 2) | Whole is not rateable if under Class 1 or Class 2 if not used in connection with fuel for the generation of power or if not accessory to Class 1 or Class. | Moving Traveller (Class 1 and Class 2). | It is assumed that the item forms part of an average size industrial, commercial or office complex. Where it would be normal to find more than one item in such a hereditament the ERC stated has been adjusted to reflect any number / quantity, discount. These figures are NOT one off figures. | If the traveller span varies from the 15m basic cost guide standard then the following % adjustments are to be adopted. 5m span deduct 60%, 7 & 8m span deduct 50%, 10m span deduct 30%, (15m span no change), 20m span add 45%, 25m span add 90%. | Cranes: Gantry Rails & Supports Integral. Composite stanchion taking the main support beam and rail track. | - | 10071 |  | m | - | Please Select | - | - | 749.2188 | Option 2 | 928.8845 | 23.98% | 1222.7772 | 924.1314 | 23.35% | -0.5117% | 924.1314 | 23.35% | ERC Over-ridden | Ryan Casey | VOA_GPN_GOV_UK\7233251 | 2021-07-28 | Low | Blue | High | Cost build up has no narrative to explain quantities and Ron Healey has plugged rates that bear no resemblance to SPONS rates. Needs a fresh measure next time and costs likely to decrease significantly. | - | No build up. RC continued template for Freestanding cranes, which had a build-up. ERC index RCG2021 rate. | NA | SPONS A&B | 2 | (BEAMS Note 1) P&M | Cranes: Gantry Rails & Supports Integral. Composite stanchion taking the main support beam and rail track. | - | 1 | TRUE
900 | 214B06 | 7827 | 214B06 | Cranes | Gantry Rails and Supports - Integral | Height to Underside of Rail Track | 6.0m | 30 tonnes | The crane gantry support beam supports the rail track upon which the moving traveller rests. The costs given include the extra foundations, the extra size of the support stanchion, the support beam and the rail track. Most buildings erected with structural steel stanchions are capable of also holding a gantry rail of up to 5 tonnes. In these cases an angle fillet is bolted to the upright projecting into the workshop/warehouse and the rail track support (with rail track on top) is fixed to this. As the traveller tonnage increases (over 5 tonnes) the upright stanchions, and horizontal beam, (and foundations to the stanchions) are increased in size to accommodate the extra load and thus the costs set out are in part for this ADDITIONAL cost element. This is over and above the figures used for the building framework. The additional steelwork, concrete foundation work, support beam, support flanges and rail track are regarded as Class 4 Table 3 structural supports and ERC provided are all inclusive. The foundations will be larger to accommodate the extra load and the table includes an item for this element Below 5 tonnes the support beam and rail track may be substantial and the cost of this alone can be calculated by using the weight of steel appropriate. See Structural Steelwork supporting structures. Moving beam buffers These may be of various lengths and where two travellers work the same beam they prevent the two beams from coming to close together. This allows even distribution of weight down through the vertical stanchions. For max weight that rail support and stanchions can take look at SWL indication on main traveller. DO NOT add the various beam support weights together the max load that can be lifted is the heaviest beams SWL. | Location Adjustment Applicable (See Guidance Notes) - ERC = UK mean of 1.00 | (BEAMS Note 1) The ERC for this item should be added to the total of the ERC of the other P&M items on the site and the Buildings ERC (where applicable) to enable the correct contract size adjustment to be made. ERC of P&M Items + ERC of Building Component’s = Total ERC (net figure rateable items only) to which contract size adjustment should be applied The 2023 Generic Contractors Test Spreadsheet has this facility built into the programme - it is recommended you undertake all contractors test valuations using this spreadsheet. (Details on the application of contract size adjustments can be found in the RCG 2023 Guidance notes). Where RV is calculated using the comparative method (rental method) the contract size adjustment should be made as follows: Select - SCAT code box ""P and M as an addition” within the 2023 Generic Contractors Test Spreadsheet facility. Or Where the spreadsheet is not used take the: Reciprocal of statutory de-capitalisation rate (i.e. 5% reciprocal = 20) multiply by rateable value of the buildings (before any overall end allowances are made and after making a notional deduction for the land value) and add to the ERC of P&M. Use resultant figure to calculate contract size adjustment. (Guidance Notes - Section 6) | The costs are based on units with a 15m span traveller. The lifting capacity of the crane, height to underside of rail track (top of the track support beam) and the length of the gantry is all that is required to operate the scales (measured between the rails down the middle of the workshop). (Do not hook a metal tape onto the horizontal beam in order to gain the height. Most have exposed electrical cables attached). LINEAR METRE is distance-taking measurement between rail tracks of the length of the rail tracks. (Not always the length of the building) and is NOT the combined length of the two rails. The above costs do not include the moving traveller but do include foundations | Moving beam buffers These may be of various lengths and where two travellers work the same beam they prevent the two beams from coming to close together. This allows even distribution of weight down through the vertical stanchions. For max weight that rail support and stanchions can take look at SWL indication on main traveller. DO NOT add the various beam support weights together the max load that can be lifted is the heaviest beams SWL. | Class 4 Table 3 Foundations, settings, fixed gantries, supports Class 1 Table 1) List of Accessories (i) Travellers, Cranes Class 2 Table 2) | Whole is not rateable if under Class 1 or Class 2 if not used in connection with fuel for the generation of power or if not accessory to Class 1 or Class. | Moving Traveller (Class 1 and Class 2). | It is assumed that the item forms part of an average size industrial, commercial or office complex. Where it would be normal to find more than one item in such a hereditament the ERC stated has been adjusted to reflect any number / quantity, discount. These figures are NOT one off figures. | If the traveller span varies from the 15m basic cost guide standard then the following % adjustments are to be adopted. 5m span deduct 60%, 7 & 8m span deduct 50%, 10m span deduct 30%, (15m span no change), 20m span add 45%, 25m span add 90%. | Cranes: Gantry Rails & Supports Integral. Composite stanchion taking the main support beam and rail track. | - | 10071 |  | m | - | Please Select | - | - | 873.375 | Option 2 | 1082.8139 | 23.98% | 1482.5024 | 1120.4224 | 28.29% | 3.473% | 1120.4224 | 28.29% | ERC Over-ridden | Ryan Hobbs | VOA_GPN_GOV_UK\7246041 | 2021-07-29 | Low | Blue | High | Cost build up has no narrative to explain quantities and Ron Healey has plugged rates that bear no resemblance to SPONS rates. Needs a fresh measure next time and costs likely to decrease significantly. | - | No build up. RC continued template for Freestanding cranes, which had a build-up. ERC index RCG2021 rate. | NA | SPONS A&B | 2 | (BEAMS Note 1) P&M | Cranes: Gantry Rails & Supports Integral. Composite stanchion taking the main support beam and rail track. | - | 1 | TRUE
901 | 214B07 | 7828 | 214B07 | Cranes | Gantry Rails and Supports - Integral | Height to Underside of Rail Track | 7.62m | 5 tonnes | The crane gantry support beam supports the rail track upon which the moving traveller rests. The costs given include the extra foundations, the extra size of the support stanchion, the support beam and the rail track. Most buildings erected with structural steel stanchions are capable of also holding a gantry rail of up to 5 tonnes. In these cases an angle fillet is bolted to the upright projecting into the workshop/warehouse and the rail track support (with rail track on top) is fixed to this. As the traveller tonnage increases (over 5 tonnes) the upright stanchions, and horizontal beam, (and foundations to the stanchions) are increased in size to accommodate the extra load and thus the costs set out are in part for this ADDITIONAL cost element. This is over and above the figures used for the building framework. The additional steelwork, concrete foundation work, support beam, support flanges and rail track are regarded as Class 4 Table 3 structural supports and ERC¬s provided are all inclusive. The foundations will be larger to accommodate the extra load and the table includes an item for this element Below 5 tonnes the support beam and rail track may be substantial and the cost of this alone can be calculated by using the weight of steel appropriate. See Structural Steelwork supporting structures. Moving beam buffers These may be of various lengths and where two travellers work the same beam they prevent the two beams from coming to close together. This allows even distribution of weight down through the vertical stanchions. For max weight that rail support and stanchions can take look at SWL indication on main traveller. DO NOT add the various beam support weights together the max load that can be lifted is the heaviest beams SWL. | Location Adjustment Applicable (See Guidance Notes) - ERC = UK mean of 1.00 | (BEAMS Note 1) The ERC for this item should be added to the total of the ERC of the other P&M items on the site and the Buildings ERC (where applicable) to enable the correct contract size adjustment to be made. ERC of P&M Items + ERC of Building Component’s = Total ERC (net figure rateable items only) to which contract size adjustment should be applied The 2023 Generic Contractors Test Spreadsheet has this facility built into the programme - it is recommended you undertake all contractors test valuations using this spreadsheet. (Details on the application of contract size adjustments can be found in the RCG 2023 Guidance notes). Where RV is calculated using the comparative method (rental method) the contract size adjustment should be made as follows: Select - SCAT code box ""P and M as an addition” within the 2023 Generic Contractors Test Spreadsheet facility. Or Where the spreadsheet is not used take the: Reciprocal of statutory de-capitalisation rate (i.e. 5% reciprocal = 20) multiply by rateable value of the buildings (before any overall end allowances are made and after making a notional deduction for the land value) and add to the ERC of P&M. Use resultant figure to calculate contract size adjustment. (Guidance Notes - Section 6) | The costs are based on units with a 15m span traveller. The lifting capacity of the crane, height to underside of rail track (top of the track support beam) and the length of the gantry is all that is required to operate the scales (measured between the rails down the middle of the workshop). (Do not hook a metal tape onto the horizontal beam in order to gain the height. Most have exposed electrical cables attached). LINEAR METRE is distance-taking measurement between rail tracks of the length of the rail tracks. (Not always the length of the building) and is NOT the combined length of the two rails. The above costs do not include the moving traveller but do include foundations | Moving beam buffers These may be of various lengths and where two travellers work the same beam they prevent the two beams from coming to close together. This allows even distribution of weight down through the vertical stanchions. For max weight that rail support and stanchions can take look at SWL indication on main traveller. DO NOT add the various beam support weights together the max load that can be lifted is the heaviest beams SWL. | Class 4 Table 3 Foundations, settings, fixed gantries, supports Class 1 Table 1) List of Accessories (i) Travellers, Cranes Class 2 Table 2) | Whole is not rateable if under Class 1 or Class 2 if not used in connection with fuel for the generation of power or if not accessory to Class 1 or Class | Moving Traveller (Class 1 and Class 2) | It is assumed that the item forms part of an "average size industrial, commercial or office complex". Where it would be normal to find more than one item in such a hereditament the ERC stated has been adjusted to reflect any number / quantity, discount. These figures are NOT one off figures. | If the traveller span varies from the 15m basic cost guide standard then the following % adjustments are to be adopted. 5m span deduct 60%, 7 & 8m span deduct 50%, 10m span deduct 30%, (15m span no change), 20m span add 45%, 25m span add 90%. | Cranes: Gantry Rails & Supports Integral. Composite stanchion taking the main support beam and rail track. | - | 10071 |  | M | - | NA | NA | NA | 196.9375 | Option 2 | 244.1639 | 23.98% | 0 | 0 | -100% | -100% | 0 | -100% | Redirected | NA | VOA_GPN_GOV_UK\7246041 | 2019-08-30 | Low | Blue | High | Risk taken from previous CG | - | - | NA | SPONS A&B | NA | (BEAMS Note 1) The ERC for this item should be added to the total of the ERC of the other P&M items on the site and the Buildings ERC (where applicable) to enable the correct contract size adjustment to be made. ERC of P&M Items + ERC of Building Component’s = Total ERC (net figure rateable items only) to which contract size adjustment should be applied The 2021 Generic Contractors Test Spreadsheet has this facility built into the programme - it is recommended you undertake all contractors test valuations using this spreadsheet. (Details on the application of contract size adjustments can be found in the RCG 2021 Guidance notes). Where RV is calculated using the comparative method (rental method) the contract size adjustment should be made as follows: Select - SCAT code box "P and M as an addition” within the 2021 Generic Contractors Test Spreadsheet facility. Or Where the spreadsheet is not used take the: Reciprocal of statutory de-capitalisation rate (i.e. 5% reciprocal = 20) multiply by rateable value of the buildings (before any overall end allowances are made and after making a notional deduction for the land value) and add to the ERC of P&M. Use resultant figure to calculate contract size adjustment. (Guidance Notes - Section 6) | Cranes: Gantry Rails & Supports Integral. Composite stanchion taking the main support beam and rail track. | - | 1 | TRUE
902 | 214B08 | 7829 | 214B08 | Cranes | Gantry Rails and Supports - Integral | Height to Underside of Rail Track | 7.62m | 10 tonnes | The crane gantry support beam supports the rail track upon which the moving traveller rests. The costs given include the extra foundations, the extra size of the support stanchion, the support beam and the rail track. Most buildings erected with structural steel stanchions are capable of also holding a gantry rail of up to 5 tonnes. In these cases an angle fillet is bolted to the upright projecting into the workshop/warehouse and the rail track support (with rail track on top) is fixed to this. As the traveller tonnage increases (over 5 tonnes) the upright stanchions, and horizontal beam, (and foundations to the stanchions) are increased in size to accommodate the extra load and thus the costs set out are in part for this ADDITIONAL cost element. This is over and above the figures used for the building framework. The additional steelwork, concrete foundation work, support beam, support flanges and rail track are regarded as Class 4 Table 3 structural supports and ERC¬s provided are all inclusive. The foundations will be larger to accommodate the extra load and the table includes an item for this element Below 5 tonnes the support beam and rail track may be substantial and the cost of this alone can be calculated by using the weight of steel appropriate. See Structural Steelwork supporting structures. Moving beam buffers These may be of various lengths and where two travellers work the same beam they prevent the two beams from coming to close together. This allows even distribution of weight down through the vertical stanchions. For max weight that rail support and stanchions can take look at SWL indication on main traveller. DO NOT add the various beam support weights together the max load that can be lifted is the heaviest beams SWL. | Location Adjustment Applicable (See Guidance Notes) - ERC = UK mean of 1.00 | (BEAMS Note 1) The ERC for this item should be added to the total of the ERC of the other P&M items on the site and the Buildings ERC (where applicable) to enable the correct contract size adjustment to be made. ERC of P&M Items + ERC of Building Component’s = Total ERC (net figure rateable items only) to which contract size adjustment should be applied The 2023 Generic Contractors Test Spreadsheet has this facility built into the programme - it is recommended you undertake all contractors test valuations using this spreadsheet. (Details on the application of contract size adjustments can be found in the RCG 2023 Guidance notes). Where RV is calculated using the comparative method (rental method) the contract size adjustment should be made as follows: Select - SCAT code box ""P and M as an addition” within the 2023 Generic Contractors Test Spreadsheet facility. Or Where the spreadsheet is not used take the: Reciprocal of statutory de-capitalisation rate (i.e. 5% reciprocal = 20) multiply by rateable value of the buildings (before any overall end allowances are made and after making a notional deduction for the land value) and add to the ERC of P&M. Use resultant figure to calculate contract size adjustment. (Guidance Notes - Section 6) | The costs are based on units with a 15m span traveller. The lifting capacity of the crane, height to underside of rail track (top of the track support beam) and the length of the gantry is all that is required to operate the scales (measured between the rails down the middle of the workshop). (Do not hook a metal tape onto the horizontal beam in order to gain the height. Most have exposed electrical cables attached). LINEAR METRE is distance-taking measurement between rail tracks of the length of the rail tracks. (Not always the length of the building) and is NOT the combined length of the two rails. The above costs do not include the moving traveller but do include foundations | Moving beam buffers These may be of various lengths and where two travellers work the same beam they prevent the two beams from coming to close together. This allows even distribution of weight down through the vertical stanchions. For max weight that rail support and stanchions can take look at SWL indication on main traveller. DO NOT add the various beam support weights together the max load that can be lifted is the heaviest beams SWL. | Class 4 Table 3 Foundations, settings, fixed gantries, supports Class 1 Table 1) List of Accessories (i) Travellers, Cranes Class 2 Table 2) | Whole is not rateable if under Class 1 or Class 2 if not used in connection with fuel for the generation of power or if not accessory to Class 1 or Class | Moving Traveller (Class 1 and Class 2) | It is assumed that the item forms part of an "average size industrial, commercial or office complex". Where it would be normal to find more than one item in such a hereditament the ERC stated has been adjusted to reflect any number / quantity, discount. These figures are NOT one off figures. | If the traveller span varies from the 15m basic cost guide standard then the following % adjustments are to be adopted. 5m span deduct 60%, 7 & 8m span deduct 50%, 10m span deduct 30%, (15m span no change), 20m span add 45%, 25m span add 90%. | Cranes: Gantry Rails & Supports Integral. Composite stanchion taking the main support beam and rail track. | - | 10071 |  | M | - | NA | NA | NA | 372.4688 | Option 2 | 461.7883 | 23.98% | 0 | 0 | -100% | -100% | 0 | -100% | Redirected | NA | VOA_GPN_GOV_UK\7246041 | 2019-08-30 | Low | Blue | High | Risk taken from previous CG | - | - | NA | SPONS A&B | NA | (BEAMS Note 1) The ERC for this item should be added to the total of the ERC of the other P&M items on the site and the Buildings ERC (where applicable) to enable the correct contract size adjustment to be made. ERC of P&M Items + ERC of Building Component’s = Total ERC (net figure rateable items only) to which contract size adjustment should be applied The 2021 Generic Contractors Test Spreadsheet has this facility built into the programme - it is recommended you undertake all contractors test valuations using this spreadsheet. (Details on the application of contract size adjustments can be found in the RCG 2021 Guidance notes). Where RV is calculated using the comparative method (rental method) the contract size adjustment should be made as follows: Select - SCAT code box "P and M as an addition” within the 2021 Generic Contractors Test Spreadsheet facility. Or Where the spreadsheet is not used take the: Reciprocal of statutory de-capitalisation rate (i.e. 5% reciprocal = 20) multiply by rateable value of the buildings (before any overall end allowances are made and after making a notional deduction for the land value) and add to the ERC of P&M. Use resultant figure to calculate contract size adjustment. (Guidance Notes - Section 6) | Cranes: Gantry Rails & Supports Integral. Composite stanchion taking the main support beam and rail track. | - | 1 | TRUE
903 | 214B09 | 7830 | 214B09 | Cranes | Gantry Rails and Supports - Integral | Height to Underside of Rail Track | 7.62m | 15 tonnes | The crane gantry support beam supports the rail track upon which the moving traveller rests. The costs given include the extra foundations, the extra size of the support stanchion, the support beam and the rail track. Most buildings erected with structural steel stanchions are capable of also holding a gantry rail of up to 5 tonnes. In these cases an angle fillet is bolted to the upright projecting into the workshop/warehouse and the rail track support (with rail track on top) is fixed to this. As the traveller tonnage increases (over 5 tonnes) the upright stanchions, and horizontal beam, (and foundations to the stanchions) are increased in size to accommodate the extra load and thus the costs set out are in part for this ADDITIONAL cost element. This is over and above the figures used for the building framework. The additional steelwork, concrete foundation work, support beam, support flanges and rail track are regarded as Class 4 Table 3 structural supports and ERC¬s provided are all inclusive. The foundations will be larger to accommodate the extra load and the table includes an item for this element Below 5 tonnes the support beam and rail track may be substantial and the cost of this alone can be calculated by using the weight of steel appropriate. See Structural Steelwork supporting structures. Moving beam buffers These may be of various lengths and where two travellers work the same beam they prevent the two beams from coming to close together. This allows even distribution of weight down through the vertical stanchions. For max weight that rail support and stanchions can take look at SWL indication on main traveller. DO NOT add the various beam support weights together the max load that can be lifted is the heaviest beams SWL. | Location Adjustment Applicable (See Guidance Notes) - ERC = UK mean of 1.00 | (BEAMS Note 1) The ERC for this item should be added to the total of the ERC of the other P&M items on the site and the Buildings ERC (where applicable) to enable the correct contract size adjustment to be made. ERC of P&M Items + ERC of Building Component’s = Total ERC (net figure rateable items only) to which contract size adjustment should be applied The 2023 Generic Contractors Test Spreadsheet has this facility built into the programme - it is recommended you undertake all contractors test valuations using this spreadsheet. (Details on the application of contract size adjustments can be found in the RCG 2023 Guidance notes). Where RV is calculated using the comparative method (rental method) the contract size adjustment should be made as follows: Select - SCAT code box ""P and M as an addition” within the 2023 Generic Contractors Test Spreadsheet facility. Or Where the spreadsheet is not used take the: Reciprocal of statutory de-capitalisation rate (i.e. 5% reciprocal = 20) multiply by rateable value of the buildings (before any overall end allowances are made and after making a notional deduction for the land value) and add to the ERC of P&M. Use resultant figure to calculate contract size adjustment. (Guidance Notes - Section 6) | The costs are based on units with a 15m span traveller. The lifting capacity of the crane, height to underside of rail track (top of the track support beam) and the length of the gantry is all that is required to operate the scales (measured between the rails down the middle of the workshop). (Do not hook a metal tape onto the horizontal beam in order to gain the height. Most have exposed electrical cables attached). LINEAR METRE is distance-taking measurement between rail tracks of the length of the rail tracks. (Not always the length of the building) and is NOT the combined length of the two rails. The above costs do not include the moving traveller but do include foundations | Moving beam buffers These may be of various lengths and where two travellers work the same beam they prevent the two beams from coming to close together. This allows even distribution of weight down through the vertical stanchions. For max weight that rail support and stanchions can take look at SWL indication on main traveller. DO NOT add the various beam support weights together the max load that can be lifted is the heaviest beams SWL. | Class 4 Table 3 Foundations, settings, fixed gantries, supports Class 1 Table 1) List of Accessories (i) Travellers, Cranes Class 2 Table 2) | Whole is not rateable if under Class 1 or Class 2 if not used in connection with fuel for the generation of power or if not accessory to Class 1 or Class | Moving Traveller (Class 1 and Class 2) | It is assumed that the item forms part of an "average size industrial, commercial or office complex". Where it would be normal to find more than one item in such a hereditament the ERC stated has been adjusted to reflect any number / quantity, discount. These figures are NOT one off figures. | If the traveller span varies from the 15m basic cost guide standard then the following % adjustments are to be adopted. 5m span deduct 60%, 7 & 8m span deduct 50%, 10m span deduct 30%, (15m span no change), 20m span add 45%, 25m span add 90%. | Cranes: Gantry Rails & Supports Integral. Composite stanchion taking the main support beam and rail track. | - | 10071 |  | M | - | NA | NA | NA | 523.1688 | Option 2 | 648.6268 | 23.98% | 0 | 0 | -100% | -100% | 0 | -100% | Redirected | NA | VOA_GPN_GOV_UK\7246041 | 2019-08-30 | Low | Blue | High | Risk taken from previous CG | - | - | NA | SPONS A&B | NA | (BEAMS Note 1) The ERC for this item should be added to the total of the ERC of the other P&M items on the site and the Buildings ERC (where applicable) to enable the correct contract size adjustment to be made. ERC of P&M Items + ERC of Building Component’s = Total ERC (net figure rateable items only) to which contract size adjustment should be applied The 2021 Generic Contractors Test Spreadsheet has this facility built into the programme - it is recommended you undertake all contractors test valuations using this spreadsheet. (Details on the application of contract size adjustments can be found in the RCG 2021 Guidance notes). Where RV is calculated using the comparative method (rental method) the contract size adjustment should be made as follows: Select - SCAT code box "P and M as an addition” within the 2021 Generic Contractors Test Spreadsheet facility. Or Where the spreadsheet is not used take the: Reciprocal of statutory de-capitalisation rate (i.e. 5% reciprocal = 20) multiply by rateable value of the buildings (before any overall end allowances are made and after making a notional deduction for the land value) and add to the ERC of P&M. Use resultant figure to calculate contract size adjustment. (Guidance Notes - Section 6) | Cranes: Gantry Rails & Supports Integral. Composite stanchion taking the main support beam and rail track. | - | 1 | TRUE
904 | 214B10 | 7831 | 214B10 | Cranes | Gantry Rails and Supports - Integral | Height to Underside of Rail Track | 7.62m | 20 tonnes | The crane gantry support beam supports the rail track upon which the moving traveller rests. The costs given include the extra foundations, the extra size of the support stanchion, the support beam and the rail track. Most buildings erected with structural steel stanchions are capable of also holding a gantry rail of up to 5 tonnes. In these cases an angle fillet is bolted to the upright projecting into the workshop/warehouse and the rail track support (with rail track on top) is fixed to this. As the traveller tonnage increases (over 5 tonnes) the upright stanchions, and horizontal beam, (and foundations to the stanchions) are increased in size to accommodate the extra load and thus the costs set out are in part for this ADDITIONAL cost element. This is over and above the figures used for the building framework. The additional steelwork, concrete foundation work, support beam, support flanges and rail track are regarded as Class 4 Table 3 structural supports and ERC¬s provided are all inclusive. The foundations will be larger to accommodate the extra load and the table includes an item for this element Below 5 tonnes the support beam and rail track may be substantial and the cost of this alone can be calculated by using the weight of steel appropriate. See Structural Steelwork supporting structures. Moving beam buffers These may be of various lengths and where two travellers work the same beam they prevent the two beams from coming to close together. This allows even distribution of weight down through the vertical stanchions. For max weight that rail support and stanchions can take look at SWL indication on main traveller. DO NOT add the various beam support weights together the max load that can be lifted is the heaviest beams SWL. | Location Adjustment Applicable (See Guidance Notes) - ERC = UK mean of 1.00 | (BEAMS Note 1) The ERC for this item should be added to the total of the ERC of the other P&M items on the site and the Buildings ERC (where applicable) to enable the correct contract size adjustment to be made. ERC of P&M Items + ERC of Building Component’s = Total ERC (net figure rateable items only) to which contract size adjustment should be applied The 2023 Generic Contractors Test Spreadsheet has this facility built into the programme - it is recommended you undertake all contractors test valuations using this spreadsheet. (Details on the application of contract size adjustments can be found in the RCG 2023 Guidance notes). Where RV is calculated using the comparative method (rental method) the contract size adjustment should be made as follows: Select - SCAT code box ""P and M as an addition” within the 2023 Generic Contractors Test Spreadsheet facility. Or Where the spreadsheet is not used take the: Reciprocal of statutory de-capitalisation rate (i.e. 5% reciprocal = 20) multiply by rateable value of the buildings (before any overall end allowances are made and after making a notional deduction for the land value) and add to the ERC of P&M. Use resultant figure to calculate contract size adjustment. (Guidance Notes - Section 6) | The costs are based on units with a 15m span traveller. The lifting capacity of the crane, height to underside of rail track (top of the track support beam) and the length of the gantry is all that is required to operate the scales (measured between the rails down the middle of the workshop). (Do not hook a metal tape onto the horizontal beam in order to gain the height. Most have exposed electrical cables attached). LINEAR METRE is distance-taking measurement between rail tracks of the length of the rail tracks. (Not always the length of the building) and is NOT the combined length of the two rails. The above costs do not include the moving traveller but do include foundations | Moving beam buffers These may be of various lengths and where two travellers work the same beam they prevent the two beams from coming to close together. This allows even distribution of weight down through the vertical stanchions. For max weight that rail support and stanchions can take look at SWL indication on main traveller. DO NOT add the various beam support weights together the max load that can be lifted is the heaviest beams SWL. | Class 4 Table 3 Foundations, settings, fixed gantries, supports Class 1 Table 1) List of Accessories (i) Travellers, Cranes Class 2 Table 2) | Whole is not rateable if under Class 1 or Class 2 if not used in connection with fuel for the generation of power or if not accessory to Class 1 or Class | Moving Traveller (Class 1 and Class 2) | It is assumed that the item forms part of an "average size industrial, commercial or office complex". Where it would be normal to find more than one item in such a hereditament the ERC stated has been adjusted to reflect any number / quantity, discount. These figures are NOT one off figures. | If the traveller span varies from the 15m basic cost guide standard then the following % adjustments are to be adopted. 5m span deduct 60%, 7 & 8m span deduct 50%, 10m span deduct 30%, (15m span no change), 20m span add 45%, 25m span add 90%. | Cranes: Gantry Rails & Supports Integral. Composite stanchion taking the main support beam and rail track. | - | 10071 |  | M | - | NA | NA | NA | 662.7375 | Option 2 | 821.6647 | 23.98% | 0 | 0 | -100% | -100% | 0 | -100% | Redirected | NA | VOA_GPN_GOV_UK\7246041 | 2019-08-30 | Low | Blue | High | Risk taken from previous CG | - | - | NA | SPONS A&B | NA | (BEAMS Note 1) The ERC for this item should be added to the total of the ERC of the other P&M items on the site and the Buildings ERC (where applicable) to enable the correct contract size adjustment to be made. ERC of P&M Items + ERC of Building Component’s = Total ERC (net figure rateable items only) to which contract size adjustment should be applied The 2021 Generic Contractors Test Spreadsheet has this facility built into the programme - it is recommended you undertake all contractors test valuations using this spreadsheet. (Details on the application of contract size adjustments can be found in the RCG 2021 Guidance notes). Where RV is calculated using the comparative method (rental method) the contract size adjustment should be made as follows: Select - SCAT code box "P and M as an addition” within the 2021 Generic Contractors Test Spreadsheet facility. Or Where the spreadsheet is not used take the: Reciprocal of statutory de-capitalisation rate (i.e. 5% reciprocal = 20) multiply by rateable value of the buildings (before any overall end allowances are made and after making a notional deduction for the land value) and add to the ERC of P&M. Use resultant figure to calculate contract size adjustment. (Guidance Notes - Section 6) | Cranes: Gantry Rails & Supports Integral. Composite stanchion taking the main support beam and rail track. | - | 1 | TRUE
905 | 214B11 | 7832 | 214B11 | Cranes | Gantry Rails and Supports - Integral | Height to Underside of Rail Track | 7.62m | 25 tonnes | The crane gantry support beam supports the rail track upon which the moving traveller rests. The costs given include the extra foundations, the extra size of the support stanchion, the support beam and the rail track. Most buildings erected with structural steel stanchions are capable of also holding a gantry rail of up to 5 tonnes. In these cases an angle fillet is bolted to the upright projecting into the workshop/warehouse and the rail track support (with rail track on top) is fixed to this. As the traveller tonnage increases (over 5 tonnes) the upright stanchions, and horizontal beam, (and foundations to the stanchions) are increased in size to accommodate the extra load and thus the costs set out are in part for this ADDITIONAL cost element. This is over and above the figures used for the building framework. The additional steelwork, concrete foundation work, support beam, support flanges and rail track are regarded as Class 4 Table 3 structural supports and ERC¬s provided are all inclusive. The foundations will be larger to accommodate the extra load and the table includes an item for this element Below 5 tonnes the support beam and rail track may be substantial and the cost of this alone can be calculated by using the weight of steel appropriate. See Structural Steelwork supporting structures. Moving beam buffers These may be of various lengths and where two travellers work the same beam they prevent the two beams from coming to close together. This allows even distribution of weight down through the vertical stanchions. For max weight that rail support and stanchions can take look at SWL indication on main traveller. DO NOT add the various beam support weights together the max load that can be lifted is the heaviest beams SWL. | Location Adjustment Applicable (See Guidance Notes) - ERC = UK mean of 1.00 | (BEAMS Note 1) The ERC for this item should be added to the total of the ERC of the other P&M items on the site and the Buildings ERC (where applicable) to enable the correct contract size adjustment to be made. ERC of P&M Items + ERC of Building Component’s = Total ERC (net figure rateable items only) to which contract size adjustment should be applied The 2023 Generic Contractors Test Spreadsheet has this facility built into the programme - it is recommended you undertake all contractors test valuations using this spreadsheet. (Details on the application of contract size adjustments can be found in the RCG 2023 Guidance notes). Where RV is calculated using the comparative method (rental method) the contract size adjustment should be made as follows: Select - SCAT code box ""P and M as an addition” within the 2023 Generic Contractors Test Spreadsheet facility. Or Where the spreadsheet is not used take the: Reciprocal of statutory de-capitalisation rate (i.e. 5% reciprocal = 20) multiply by rateable value of the buildings (before any overall end allowances are made and after making a notional deduction for the land value) and add to the ERC of P&M. Use resultant figure to calculate contract size adjustment. (Guidance Notes - Section 6) | The costs are based on units with a 15m span traveller. The lifting capacity of the crane, height to underside of rail track (top of the track support beam) and the length of the gantry is all that is required to operate the scales (measured between the rails down the middle of the workshop). (Do not hook a metal tape onto the horizontal beam in order to gain the height. Most have exposed electrical cables attached). LINEAR METRE is distance-taking measurement between rail tracks of the length of the rail tracks. (Not always the length of the building) and is NOT the combined length of the two rails. The above costs do not include the moving traveller but do include foundations | Moving beam buffers These may be of various lengths and where two travellers work the same beam they prevent the two beams from coming to close together. This allows even distribution of weight down through the vertical stanchions. For max weight that rail support and stanchions can take look at SWL indication on main traveller. DO NOT add the various beam support weights together the max load that can be lifted is the heaviest beams SWL. | Class 4 Table 3 Foundations, settings, fixed gantries, supports Class 1 Table 1) List of Accessories (i) Travellers, Cranes Class 2 Table 2) | Whole is not rateable if under Class 1 or Class 2 if not used in connection with fuel for the generation of power or if not accessory to Class 1 or Class | Moving Traveller (Class 1 and Class 2) | It is assumed that the item forms part of an "average size industrial, commercial or office complex". Where it would be normal to find more than one item in such a hereditament the ERC stated has been adjusted to reflect any number / quantity, discount. These figures are NOT one off figures. | If the traveller span varies from the 15m basic cost guide standard then the following % adjustments are to be adopted. 5m span deduct 60%, 7 & 8m span deduct 50%, 10m span deduct 30%, (15m span no change), 20m span add 45%, 25m span add 90%. | Cranes: Gantry Rails & Supports Integral. Composite stanchion taking the main support beam and rail track. | - | 10071 |  | M | - | NA | NA | NA | 792.0313 | Option 2 | 981.9636 | 23.98% | 0 | 0 | -100% | -100% | 0 | -100% | Redirected | NA | VOA_GPN_GOV_UK\7246041 | 2019-08-30 | Low | Blue | High | Risk taken from previous CG | - | - | NA | SPONS A&B | NA | (BEAMS Note 1) The ERC for this item should be added to the total of the ERC of the other P&M items on the site and the Buildings ERC (where applicable) to enable the correct contract size adjustment to be made. ERC of P&M Items + ERC of Building Component’s = Total ERC (net figure rateable items only) to which contract size adjustment should be applied The 2021 Generic Contractors Test Spreadsheet has this facility built into the programme - it is recommended you undertake all contractors test valuations using this spreadsheet. (Details on the application of contract size adjustments can be found in the RCG 2021 Guidance notes). Where RV is calculated using the comparative method (rental method) the contract size adjustment should be made as follows: Select - SCAT code box "P and M as an addition” within the 2021 Generic Contractors Test Spreadsheet facility. Or Where the spreadsheet is not used take the: Reciprocal of statutory de-capitalisation rate (i.e. 5% reciprocal = 20) multiply by rateable value of the buildings (before any overall end allowances are made and after making a notional deduction for the land value) and add to the ERC of P&M. Use resultant figure to calculate contract size adjustment. (Guidance Notes - Section 6) | Cranes: Gantry Rails & Supports Integral. Composite stanchion taking the main support beam and rail track. | - | 1 | TRUE
906 | 214B12 | 7833 | 214B12 | Cranes | Gantry Rails and Supports - Integral | Height to Underside of Rail Track | 7.62m | 30 tonnes | The crane gantry support beam supports the rail track upon which the moving traveller rests. The costs given include the extra foundations, the extra size of the support stanchion, the support beam and the rail track. Most buildings erected with structural steel stanchions are capable of also holding a gantry rail of up to 5 tonnes. In these cases an angle fillet is bolted to the upright projecting into the workshop/warehouse and the rail track support (with rail track on top) is fixed to this. As the traveller tonnage increases (over 5 tonnes) the upright stanchions, and horizontal beam, (and foundations to the stanchions) are increased in size to accommodate the extra load and thus the costs set out are in part for this ADDITIONAL cost element. This is over and above the figures used for the building framework. The additional steelwork, concrete foundation work, support beam, support flanges and rail track are regarded as Class 4 Table 3 structural supports and ERC¬s provided are all inclusive. The foundations will be larger to accommodate the extra load and the table includes an item for this element Below 5 tonnes the support beam and rail track may be substantial and the cost of this alone can be calculated by using the weight of steel appropriate. See Structural Steelwork supporting structures. Moving beam buffers These may be of various lengths and where two travellers work the same beam they prevent the two beams from coming to close together. This allows even distribution of weight down through the vertical stanchions. For max weight that rail support and stanchions can take look at SWL indication on main traveller. DO NOT add the various beam support weights together the max load that can be lifted is the heaviest beams SWL. | Location Adjustment Applicable (See Guidance Notes) - ERC = UK mean of 1.00 | (BEAMS Note 1) The ERC for this item should be added to the total of the ERC of the other P&M items on the site and the Buildings ERC (where applicable) to enable the correct contract size adjustment to be made. ERC of P&M Items + ERC of Building Component’s = Total ERC (net figure rateable items only) to which contract size adjustment should be applied The 2023 Generic Contractors Test Spreadsheet has this facility built into the programme - it is recommended you undertake all contractors test valuations using this spreadsheet. (Details on the application of contract size adjustments can be found in the RCG 2023 Guidance notes). Where RV is calculated using the comparative method (rental method) the contract size adjustment should be made as follows: Select - SCAT code box ""P and M as an addition” within the 2023 Generic Contractors Test Spreadsheet facility. Or Where the spreadsheet is not used take the: Reciprocal of statutory de-capitalisation rate (i.e. 5% reciprocal = 20) multiply by rateable value of the buildings (before any overall end allowances are made and after making a notional deduction for the land value) and add to the ERC of P&M. Use resultant figure to calculate contract size adjustment. (Guidance Notes - Section 6) | The costs are based on units with a 15m span traveller. The lifting capacity of the crane, height to underside of rail track (top of the track support beam) and the length of the gantry is all that is required to operate the scales (measured between the rails down the middle of the workshop). (Do not hook a metal tape onto the horizontal beam in order to gain the height. Most have exposed electrical cables attached). LINEAR METRE is distance-taking measurement between rail tracks of the length of the rail tracks. (Not always the length of the building) and is NOT the combined length of the two rails. The above costs do not include the moving traveller but do include foundations | Moving beam buffers These may be of various lengths and where two travellers work the same beam they prevent the two beams from coming to close together. This allows even distribution of weight down through the vertical stanchions. For max weight that rail support and stanchions can take look at SWL indication on main traveller. DO NOT add the various beam support weights together the max load that can be lifted is the heaviest beams SWL. | Class 4 Table 3 Foundations, settings, fixed gantries, supports Class 1 Table 1) List of Accessories (i) Travellers, Cranes Class 2 Table 2) | Whole is not rateable if under Class 1 or Class 2 if not used in connection with fuel for the generation of power or if not accessory to Class 1 or Class | Moving Traveller (Class 1 and Class 2) | It is assumed that the item forms part of an "average size industrial, commercial or office complex". Where it would be normal to find more than one item in such a hereditament the ERC stated has been adjusted to reflect any number / quantity, discount. These figures are NOT one off figures. | If the traveller span varies from the 15m basic cost guide standard then the following % adjustments are to be adopted. 5m span deduct 60%, 7 & 8m span deduct 50%, 10m span deduct 30%, (15m span no change), 20m span add 45%, 25m span add 90%. | Cranes: Gantry Rails & Supports Integral. Composite stanchion taking the main support beam and rail track. | - | 10071 |  | M | - | NA | NA | NA | 1040.3438 | Option 2 | 1289.8225 | 23.98% | 0 | 0 | -100% | -100% | 0 | -100% | Redirected | NA | VOA_GPN_GOV_UK\7246041 | 2019-08-30 | Low | Blue | High | Risk taken from previous CG | - | - | NA | SPONS A&B | NA | (BEAMS Note 1) The ERC for this item should be added to the total of the ERC of the other P&M items on the site and the Buildings ERC (where applicable) to enable the correct contract size adjustment to be made. ERC of P&M Items + ERC of Building Component’s = Total ERC (net figure rateable items only) to which contract size adjustment should be applied The 2021 Generic Contractors Test Spreadsheet has this facility built into the programme - it is recommended you undertake all contractors test valuations using this spreadsheet. (Details on the application of contract size adjustments can be found in the RCG 2021 Guidance notes). Where RV is calculated using the comparative method (rental method) the contract size adjustment should be made as follows: Select - SCAT code box "P and M as an addition” within the 2021 Generic Contractors Test Spreadsheet facility. Or Where the spreadsheet is not used take the: Reciprocal of statutory de-capitalisation rate (i.e. 5% reciprocal = 20) multiply by rateable value of the buildings (before any overall end allowances are made and after making a notional deduction for the land value) and add to the ERC of P&M. Use resultant figure to calculate contract size adjustment. (Guidance Notes - Section 6) | Cranes: Gantry Rails & Supports Integral. Composite stanchion taking the main support beam and rail track. | - | 1 | TRUE
907 | 214B13 | 7834 | 214B13 | Cranes | Gantry Rails and Supports - Integral | Height to Underside of Rail Track | 9.14m | 5 tonnes | The crane gantry support beam supports the rail track upon which the moving traveller rests. The costs given include the extra foundations, the extra size of the support stanchion, the support beam and the rail track. Most buildings erected with structural steel stanchions are capable of also holding a gantry rail of up to 5 tonnes. In these cases an angle fillet is bolted to the upright projecting into the workshop/warehouse and the rail track support (with rail track on top) is fixed to this. As the traveller tonnage increases (over 5 tonnes) the upright stanchions, and horizontal beam, (and foundations to the stanchions) are increased in size to accommodate the extra load and thus the costs set out are in part for this ADDITIONAL cost element. This is over and above the figures used for the building framework. The additional steelwork, concrete foundation work, support beam, support flanges and rail track are regarded as Class 4 Table 3 structural supports and ERC¬s provided are all inclusive. The foundations will be larger to accommodate the extra load and the table includes an item for this element Below 5 tonnes the support beam and rail track may be substantial and the cost of this alone can be calculated by using the weight of steel appropriate. See Structural Steelwork supporting structures. Moving beam buffers These may be of various lengths and where two travellers work the same beam they prevent the two beams from coming to close together. This allows even distribution of weight down through the vertical stanchions. For max weight that rail support and stanchions can take look at SWL indication on main traveller. DO NOT add the various beam support weights together the max load that can be lifted is the heaviest beams SWL. | Location Adjustment Applicable (See Guidance Notes) - ERC = UK mean of 1.00 | (BEAMS Note 1) The ERC for this item should be added to the total of the ERC of the other P&M items on the site and the Buildings ERC (where applicable) to enable the correct contract size adjustment to be made. ERC of P&M Items + ERC of Building Component’s = Total ERC (net figure rateable items only) to which contract size adjustment should be applied The 2023 Generic Contractors Test Spreadsheet has this facility built into the programme - it is recommended you undertake all contractors test valuations using this spreadsheet. (Details on the application of contract size adjustments can be found in the RCG 2023 Guidance notes). Where RV is calculated using the comparative method (rental method) the contract size adjustment should be made as follows: Select - SCAT code box ""P and M as an addition” within the 2023 Generic Contractors Test Spreadsheet facility. Or Where the spreadsheet is not used take the: Reciprocal of statutory de-capitalisation rate (i.e. 5% reciprocal = 20) multiply by rateable value of the buildings (before any overall end allowances are made and after making a notional deduction for the land value) and add to the ERC of P&M. Use resultant figure to calculate contract size adjustment. (Guidance Notes - Section 6) | The costs are based on units with a 15m span traveller. The lifting capacity of the crane, height to underside of rail track (top of the track support beam) and the length of the gantry is all that is required to operate the scales (measured between the rails down the middle of the workshop). (Do not hook a metal tape onto the horizontal beam in order to gain the height. Most have exposed electrical cables attached). LINEAR METRE is distance-taking measurement between rail tracks of the length of the rail tracks. (Not always the length of the building) and is NOT the combined length of the two rails. The above costs do not include the moving traveller but do include foundations | Moving beam buffers These may be of various lengths and where two travellers work the same beam they prevent the two beams from coming to close together. This allows even distribution of weight down through the vertical stanchions. For max weight that rail support and stanchions can take look at SWL indication on main traveller. DO NOT add the various beam support weights together the max load that can be lifted is the heaviest beams SWL. | Class 4 Table 3 Foundations, settings, fixed gantries, supports Class 1 Table 1) List of Accessories (i) Travellers, Cranes Class 2 Table 2) | Whole is not rateable if under Class 1 or Class 2 if not used in connection with fuel for the generation of power or if not accessory to Class 1 or Class | Moving Traveller (Class 1 and Class 2) | It is assumed that the item forms part of an "average size industrial, commercial or office complex". Where it would be normal to find more than one item in such a hereditament the ERC stated has been adjusted to reflect any number / quantity, discount. These figures are NOT one off figures. | If the traveller span varies from the 15m basic cost guide standard then the following % adjustments are to be adopted. 5m span deduct 60%, 7 & 8m span deduct 50%, 10m span deduct 30%, (15m span no change), 20m span add 45%, 25m span add 90%. | Cranes: Gantry Rails & Supports Integral Composite stanchion taking the main support beam and rail track. This has been added to stanchion taking weight of external sheeting and roof. Note: The foundation to this extra stanchion steelwork will be extended accordingly. The moving beam (traveller) and lifting gear is not rateable when found in a normal workshop situation, and is not a Class 3 hoist. | - | 10071 |  | M | - | NA | NA | NA | 209.7812 | Option 2 | 260.0877 | 23.98% | 0 | 0 | -100% | -100% | 0 | -100% | Redirected | NA | VOA_GPN_GOV_UK\7246041 | 2019-08-30 | Low | Blue | High | Risk taken from previous CG | - | - | NA | SPONS A&B | NA | (BEAMS Note 1) The ERC for this item should be added to the total of the ERC of the other P&M items on the site and the Buildings ERC (where applicable) to enable the correct contract size adjustment to be made. ERC of P&M Items + ERC of Building Component’s = Total ERC (net figure rateable items only) to which contract size adjustment should be applied The 2021 Generic Contractors Test Spreadsheet has this facility built into the programme - it is recommended you undertake all contractors test valuations using this spreadsheet. (Details on the application of contract size adjustments can be found in the RCG 2021 Guidance notes). Where RV is calculated using the comparative method (rental method) the contract size adjustment should be made as follows: Select - SCAT code box "P and M as an addition” within the 2021 Generic Contractors Test Spreadsheet facility. Or Where the spreadsheet is not used take the: Reciprocal of statutory de-capitalisation rate (i.e. 5% reciprocal = 20) multiply by rateable value of the buildings (before any overall end allowances are made and after making a notional deduction for the land value) and add to the ERC of P&M. Use resultant figure to calculate contract size adjustment. (Guidance Notes - Section 6) | Cranes: Gantry Rails & Supports Integral Composite stanchion taking the main support beam and rail track. This has been added to stanchion taking weight of external sheeting and roof. Note: The foundation to this extra stanchion steelwork will be extended accordingly. The moving beam (traveller) and lifting gear is not rateable when found in a normal workshop situation, and is not a Class 3 hoist. | - | 1 | TRUE
908 | 214B14 | 7835 | 214B14 | Cranes | Gantry Rails and Supports - Integral | Height to Underside of Rail Track | 9.14m | 10 tonnes | The crane gantry support beam supports the rail track upon which the moving traveller rests. The costs given include the extra foundations, the extra size of the support stanchion, the support beam and the rail track. Most buildings erected with structural steel stanchions are capable of also holding a gantry rail of up to 5 tonnes. In these cases an angle fillet is bolted to the upright projecting into the workshop/warehouse and the rail track support (with rail track on top) is fixed to this. As the traveller tonnage increases (over 5 tonnes) the upright stanchions, and horizontal beam, (and foundations to the stanchions) are increased in size to accommodate the extra load and thus the costs set out are in part for this ADDITIONAL cost element. This is over and above the figures used for the building framework. The additional steelwork, concrete foundation work, support beam, support flanges and rail track are regarded as Class 4 Table 3 structural supports and ERC¬s provided are all inclusive. The foundations will be larger to accommodate the extra load and the table includes an item for this element Below 5 tonnes the support beam and rail track may be substantial and the cost of this alone can be calculated by using the weight of steel appropriate. See Structural Steelwork supporting structures. Moving beam buffers These may be of various lengths and where two travellers work the same beam they prevent the two beams from coming to close together. This allows even distribution of weight down through the vertical stanchions. For max weight that rail support and stanchions can take look at SWL indication on main traveller. DO NOT add the various beam support weights together the max load that can be lifted is the heaviest beams SWL. | Location Adjustment Applicable (See Guidance Notes) - ERC = UK mean of 1.00 | (BEAMS Note 1) The ERC for this item should be added to the total of the ERC of the other P&M items on the site and the Buildings ERC (where applicable) to enable the correct contract size adjustment to be made. ERC of P&M Items + ERC of Building Component’s = Total ERC (net figure rateable items only) to which contract size adjustment should be applied The 2023 Generic Contractors Test Spreadsheet has this facility built into the programme - it is recommended you undertake all contractors test valuations using this spreadsheet. (Details on the application of contract size adjustments can be found in the RCG 2023 Guidance notes). Where RV is calculated using the comparative method (rental method) the contract size adjustment should be made as follows: Select - SCAT code box ""P and M as an addition” within the 2023 Generic Contractors Test Spreadsheet facility. Or Where the spreadsheet is not used take the: Reciprocal of statutory de-capitalisation rate (i.e. 5% reciprocal = 20) multiply by rateable value of the buildings (before any overall end allowances are made and after making a notional deduction for the land value) and add to the ERC of P&M. Use resultant figure to calculate contract size adjustment. (Guidance Notes - Section 6) | The costs are based on units with a 15m span traveller. The lifting capacity of the crane, height to underside of rail track (top of the track support beam) and the length of the gantry is all that is required to operate the scales (measured between the rails down the middle of the workshop). (Do not hook a metal tape onto the horizontal beam in order to gain the height. Most have exposed electrical cables attached). LINEAR METRE is distance-taking measurement between rail tracks of the length of the rail tracks. (Not always the length of the building) and is NOT the combined length of the two rails. The above costs do not include the moving traveller but do include foundations | Moving beam buffers These may be of various lengths and where two travellers work the same beam they prevent the two beams from coming to close together. This allows even distribution of weight down through the vertical stanchions. For max weight that rail support and stanchions can take look at SWL indication on main traveller. DO NOT add the various beam support weights together the max load that can be lifted is the heaviest beams SWL. | Class 4 Table 3 Foundations, settings, fixed gantries, supports Class 1 Table 1) List of Accessories (i) Travellers, Cranes Class 2 Table 2) | Whole is not rateable if under Class 1 or Class 2 if not used in connection with fuel for the generation of power or if not accessory to Class 1 or Class | Moving Traveller (Class 1 and Class 2) | It is assumed that the item forms part of an "average size industrial, commercial or office complex". Where it would be normal to find more than one item in such a hereditament the ERC stated has been adjusted to reflect any number / quantity, discount. These figures are NOT one off figures. | If the traveller span varies from the 15m basic cost guide standard then the following % adjustments are to be adopted. 5m span deduct 60%, 7 & 8m span deduct 50%, 10m span deduct 30%, (15m span no change), 20m span add 45%, 25m span add 90%. | Cranes: Gantry Rails & Supports Integral. Composite stanchion taking the main support beam and rail track. | - | 10071 |  | M | - | NA | NA | NA | 393.875 | Option 2 | 488.3278 | 23.98% | 0 | 0 | -100% | -100% | 0 | -100% | Redirected | NA | VOA_GPN_GOV_UK\7246041 | 2019-08-30 | Low | Blue | High | Risk taken from previous CG | - | - | NA | SPONS A&B | NA | (BEAMS Note 1) The ERC for this item should be added to the total of the ERC of the other P&M items on the site and the Buildings ERC (where applicable) to enable the correct contract size adjustment to be made. ERC of P&M Items + ERC of Building Component’s = Total ERC (net figure rateable items only) to which contract size adjustment should be applied The 2021 Generic Contractors Test Spreadsheet has this facility built into the programme - it is recommended you undertake all contractors test valuations using this spreadsheet. (Details on the application of contract size adjustments can be found in the RCG 2021 Guidance notes). Where RV is calculated using the comparative method (rental method) the contract size adjustment should be made as follows: Select - SCAT code box "P and M as an addition” within the 2021 Generic Contractors Test Spreadsheet facility. Or Where the spreadsheet is not used take the: Reciprocal of statutory de-capitalisation rate (i.e. 5% reciprocal = 20) multiply by rateable value of the buildings (before any overall end allowances are made and after making a notional deduction for the land value) and add to the ERC of P&M. Use resultant figure to calculate contract size adjustment. (Guidance Notes - Section 6) | Cranes: Gantry Rails & Supports Integral. Composite stanchion taking the main support beam and rail track. | - | 1 | TRUE
909 | 214B15 | 7836 | 214B15 | Cranes | Gantry Rails and Supports - Integral | Height to Underside of Rail Track | 9.14m | 15 tonnes | The crane gantry support beam supports the rail track upon which the moving traveller rests. The costs given include the extra foundations, the extra size of the support stanchion, the support beam and the rail track. Most buildings erected with structural steel stanchions are capable of also holding a gantry rail of up to 5 tonnes. In these cases an angle fillet is bolted to the upright projecting into the workshop/warehouse and the rail track support (with rail track on top) is fixed to this. As the traveller tonnage increases (over 5 tonnes) the upright stanchions, and horizontal beam, (and foundations to the stanchions) are increased in size to accommodate the extra load and thus the costs set out are in part for this ADDITIONAL cost element. This is over and above the figures used for the building framework. The additional steelwork, concrete foundation work, support beam, support flanges and rail track are regarded as Class 4 Table 3 structural supports and ERC¬s provided are all inclusive. The foundations will be larger to accommodate the extra load and the table includes an item for this element Below 5 tonnes the support beam and rail track may be substantial and the cost of this alone can be calculated by using the weight of steel appropriate. See Structural Steelwork supporting structures. Moving beam buffers These may be of various lengths and where two travellers work the same beam they prevent the two beams from coming to close together. This allows even distribution of weight down through the vertical stanchions. For max weight that rail support and stanchions can take look at SWL indication on main traveller. DO NOT add the various beam support weights together the max load that can be lifted is the heaviest beams SWL. | Location Adjustment Applicable (See Guidance Notes) - ERC = UK mean of 1.00 | (BEAMS Note 1) The ERC for this item should be added to the total of the ERC of the other P&M items on the site and the Buildings ERC (where applicable) to enable the correct contract size adjustment to be made. ERC of P&M Items + ERC of Building Component’s = Total ERC (net figure rateable items only) to which contract size adjustment should be applied The 2023 Generic Contractors Test Spreadsheet has this facility built into the programme - it is recommended you undertake all contractors test valuations using this spreadsheet. (Details on the application of contract size adjustments can be found in the RCG 2023 Guidance notes). Where RV is calculated using the comparative method (rental method) the contract size adjustment should be made as follows: Select - SCAT code box ""P and M as an addition” within the 2023 Generic Contractors Test Spreadsheet facility. Or Where the spreadsheet is not used take the: Reciprocal of statutory de-capitalisation rate (i.e. 5% reciprocal = 20) multiply by rateable value of the buildings (before any overall end allowances are made and after making a notional deduction for the land value) and add to the ERC of P&M. Use resultant figure to calculate contract size adjustment. (Guidance Notes - Section 6) | The costs are based on units with a 15m span traveller. The lifting capacity of the crane, height to underside of rail track (top of the track support beam) and the length of the gantry is all that is required to operate the scales (measured between the rails down the middle of the workshop). (Do not hook a metal tape onto the horizontal beam in order to gain the height. Most have exposed electrical cables attached). LINEAR METRE is distance-taking measurement between rail tracks of the length of the rail tracks. (Not always the length of the building) and is NOT the combined length of the two rails. The above costs do not include the moving traveller but do include foundations | Moving beam buffers These may be of various lengths and where two travellers work the same beam they prevent the two beams from coming to close together. This allows even distribution of weight down through the vertical stanchions. For max weight that rail support and stanchions can take look at SWL indication on main traveller. DO NOT add the various beam support weights together the max load that can be lifted is the heaviest beams SWL. | Class 4 Table 3 Foundations, settings, fixed gantries, supports Class 1 Table 1) List of Accessories (i) Travellers, Cranes Class 2 Table 2) | Whole is not rateable if under Class 1 or Class 2 if not used in connection with fuel for the generation of power or if not accessory to Class 1 or Class | Moving Traveller (Class 1 and Class 2) | It is assumed that the item forms part of an "average size industrial, commercial or office complex". Where it would be normal to find more than one item in such a hereditament the ERC stated has been adjusted to reflect any number / quantity, discount. These figures are NOT one off figures. | If the traveller span varies from the 15m basic cost guide standard then the following % adjustments are to be adopted. 5m span deduct 60%, 7 & 8m span deduct 50%, 10m span deduct 30%, (15m span no change), 20m span add 45%, 25m span add 90%. | Cranes: Gantry Rails & Supports Integral. Composite stanchion taking the main support beam and rail track. | - | 10071 |  | M | - | NA | NA | NA | 552.2812 | Option 2 | 684.7206 | 23.98% | 0 | 0 | -100% | -100% | 0 | -100% | Redirected | NA | VOA_GPN_GOV_UK\7246041 | 2019-08-30 | Low | Blue | High | Risk taken from previous CG | - | - | NA | SPONS A&B | NA | (BEAMS Note 1) The ERC for this item should be added to the total of the ERC of the other P&M items on the site and the Buildings ERC (where applicable) to enable the correct contract size adjustment to be made. ERC of P&M Items + ERC of Building Component’s = Total ERC (net figure rateable items only) to which contract size adjustment should be applied The 2021 Generic Contractors Test Spreadsheet has this facility built into the programme - it is recommended you undertake all contractors test valuations using this spreadsheet. (Details on the application of contract size adjustments can be found in the RCG 2021 Guidance notes). Where RV is calculated using the comparative method (rental method) the contract size adjustment should be made as follows: Select - SCAT code box "P and M as an addition” within the 2021 Generic Contractors Test Spreadsheet facility. Or Where the spreadsheet is not used take the: Reciprocal of statutory de-capitalisation rate (i.e. 5% reciprocal = 20) multiply by rateable value of the buildings (before any overall end allowances are made and after making a notional deduction for the land value) and add to the ERC of P&M. Use resultant figure to calculate contract size adjustment. (Guidance Notes - Section 6) | Cranes: Gantry Rails & Supports Integral. Composite stanchion taking the main support beam and rail track. | - | 1 | TRUE
910 | 214B16 | 7837 | 214B16 | Cranes | Gantry Rails and Supports - Integral | Height to Underside of Rail Track | 9.14m | 20 tonnes | The crane gantry support beam supports the rail track upon which the moving traveller rests. The costs given include the extra foundations, the extra size of the support stanchion, the support beam and the rail track. Most buildings erected with structural steel stanchions are capable of also holding a gantry rail of up to 5 tonnes. In these cases an angle fillet is bolted to the upright projecting into the workshop/warehouse and the rail track support (with rail track on top) is fixed to this. As the traveller tonnage increases (over 5 tonnes) the upright stanchions, and horizontal beam, (and foundations to the stanchions) are increased in size to accommodate the extra load and thus the costs set out are in part for this ADDITIONAL cost element. This is over and above the figures used for the building framework. The additional steelwork, concrete foundation work, support beam, support flanges and rail track are regarded as Class 4 Table 3 structural supports and ERC¬s provided are all inclusive. The foundations will be larger to accommodate the extra load and the table includes an item for this element Below 5 tonnes the support beam and rail track may be substantial and the cost of this alone can be calculated by using the weight of steel appropriate. See Structural Steelwork supporting structures. Moving beam buffers These may be of various lengths and where two travellers work the same beam they prevent the two beams from coming to close together. This allows even distribution of weight down through the vertical stanchions. For max weight that rail support and stanchions can take look at SWL indication on main traveller. DO NOT add the various beam support weights together the max load that can be lifted is the heaviest beams SWL. | Location Adjustment Applicable (See Guidance Notes) - ERC = UK mean of 1.00 | (BEAMS Note 1) The ERC for this item should be added to the total of the ERC of the other P&M items on the site and the Buildings ERC (where applicable) to enable the correct contract size adjustment to be made. ERC of P&M Items + ERC of Building Component’s = Total ERC (net figure rateable items only) to which contract size adjustment should be applied The 2023 Generic Contractors Test Spreadsheet has this facility built into the programme - it is recommended you undertake all contractors test valuations using this spreadsheet. (Details on the application of contract size adjustments can be found in the RCG 2023 Guidance notes). Where RV is calculated using the comparative method (rental method) the contract size adjustment should be made as follows: Select - SCAT code box ""P and M as an addition” within the 2023 Generic Contractors Test Spreadsheet facility. Or Where the spreadsheet is not used take the: Reciprocal of statutory de-capitalisation rate (i.e. 5% reciprocal = 20) multiply by rateable value of the buildings (before any overall end allowances are made and after making a notional deduction for the land value) and add to the ERC of P&M. Use resultant figure to calculate contract size adjustment. (Guidance Notes - Section 6) | The costs are based on units with a 15m span traveller. The lifting capacity of the crane, height to underside of rail track (top of the track support beam) and the length of the gantry is all that is required to operate the scales (measured between the rails down the middle of the workshop). (Do not hook a metal tape onto the horizontal beam in order to gain the height. Most have exposed electrical cables attached). LINEAR METRE is distance-taking measurement between rail tracks of the length of the rail tracks. (Not always the length of the building) and is NOT the combined length of the two rails. The above costs do not include the moving traveller but do include foundations | Moving beam buffers These may be of various lengths and where two travellers work the same beam they prevent the two beams from coming to close together. This allows even distribution of weight down through the vertical stanchions. For max weight that rail support and stanchions can take look at SWL indication on main traveller. DO NOT add the various beam support weights together the max load that can be lifted is the heaviest beams SWL. | Class 4 Table 3 Foundations, settings, fixed gantries, supports Class 1 Table 1) List of Accessories (i) Travellers, Cranes Class 2 Table 2) | Whole is not rateable if under Class 1 or Class 2 if not used in connection with fuel for the generation of power or if not accessory to Class 1 or Class | Moving Traveller (Class 1 and Class 2) | It is assumed that the item forms part of an "average size industrial, commercial or office complex". Where it would be normal to find more than one item in such a hereditament the ERC stated has been adjusted to reflect any number / quantity, discount. These figures are NOT one off figures. | If the traveller span varies from the 15m basic cost guide standard then the following % adjustments are to be adopted. 5m span deduct 60%, 7 & 8m span deduct 50%, 10m span deduct 30%, (15m span no change), 20m span add 45%, 25m span add 90%. | Cranes: Gantry Rails & Supports Integral. Composite stanchion taking the main support beam and rail track. | - | 10071 |  | M | - | NA | NA | NA | 702.125 | Option 2 | 870.4975 | 23.98% | 0 | 0 | -100% | -100% | 0 | -100% | Redirected | NA | VOA_GPN_GOV_UK\7246041 | 2019-08-30 | Low | Blue | High | Risk taken from previous CG | - | - | NA | SPONS A&B | NA | (BEAMS Note 1) The ERC for this item should be added to the total of the ERC of the other P&M items on the site and the Buildings ERC (where applicable) to enable the correct contract size adjustment to be made. ERC of P&M Items + ERC of Building Component’s = Total ERC (net figure rateable items only) to which contract size adjustment should be applied The 2021 Generic Contractors Test Spreadsheet has this facility built into the programme - it is recommended you undertake all contractors test valuations using this spreadsheet. (Details on the application of contract size adjustments can be found in the RCG 2021 Guidance notes). Where RV is calculated using the comparative method (rental method) the contract size adjustment should be made as follows: Select - SCAT code box "P and M as an addition” within the 2021 Generic Contractors Test Spreadsheet facility. Or Where the spreadsheet is not used take the: Reciprocal of statutory de-capitalisation rate (i.e. 5% reciprocal = 20) multiply by rateable value of the buildings (before any overall end allowances are made and after making a notional deduction for the land value) and add to the ERC of P&M. Use resultant figure to calculate contract size adjustment. (Guidance Notes - Section 6) | Cranes: Gantry Rails & Supports Integral. Composite stanchion taking the main support beam and rail track. | - | 1 | TRUE
911 | 214B17 | 7838 | 214B17 | Cranes | Gantry Rails and Supports - Integral | Height to Underside of Rail Track | 9.14m | 25 tonnes | The crane gantry support beam supports the rail track upon which the moving traveller rests. The costs given include the extra foundations, the extra size of the support stanchion, the support beam and the rail track. Most buildings erected with structural steel stanchions are capable of also holding a gantry rail of up to 5 tonnes. In these cases an angle fillet is bolted to the upright projecting into the workshop/warehouse and the rail track support (with rail track on top) is fixed to this. As the traveller tonnage increases (over 5 tonnes) the upright stanchions, and horizontal beam, (and foundations to the stanchions) are increased in size to accommodate the extra load and thus the costs set out are in part for this ADDITIONAL cost element. This is over and above the figures used for the building framework. The additional steelwork, concrete foundation work, support beam, support flanges and rail track are regarded as Class 4 Table 3 structural supports and ERC¬s provided are all inclusive. The foundations will be larger to accommodate the extra load and the table includes an item for this element Below 5 tonnes the support beam and rail track may be substantial and the cost of this alone can be calculated by using the weight of steel appropriate. See Structural Steelwork supporting structures. Moving beam buffers These may be of various lengths and where two travellers work the same beam they prevent the two beams from coming to close together. This allows even distribution of weight down through the vertical stanchions. For max weight that rail support and stanchions can take look at SWL indication on main traveller. DO NOT add the various beam support weights together the max load that can be lifted is the heaviest beams SWL. | Location Adjustment Applicable (See Guidance Notes) - ERC = UK mean of 1.00 | (BEAMS Note 1) The ERC for this item should be added to the total of the ERC of the other P&M items on the site and the Buildings ERC (where applicable) to enable the correct contract size adjustment to be made. ERC of P&M Items + ERC of Building Component’s = Total ERC (net figure rateable items only) to which contract size adjustment should be applied The 2023 Generic Contractors Test Spreadsheet has this facility built into the programme - it is recommended you undertake all contractors test valuations using this spreadsheet. (Details on the application of contract size adjustments can be found in the RCG 2023 Guidance notes). Where RV is calculated using the comparative method (rental method) the contract size adjustment should be made as follows: Select - SCAT code box ""P and M as an addition” within the 2023 Generic Contractors Test Spreadsheet facility. Or Where the spreadsheet is not used take the: Reciprocal of statutory de-capitalisation rate (i.e. 5% reciprocal = 20) multiply by rateable value of the buildings (before any overall end allowances are made and after making a notional deduction for the land value) and add to the ERC of P&M. Use resultant figure to calculate contract size adjustment. (Guidance Notes - Section 6) | The costs are based on units with a 15m span traveller. The lifting capacity of the crane, height to underside of rail track (top of the track support beam) and the length of the gantry is all that is required to operate the scales (measured between the rails down the middle of the workshop). (Do not hook a metal tape onto the horizontal beam in order to gain the height. Most have exposed electrical cables attached). LINEAR METRE is distance-taking measurement between rail tracks of the length of the rail tracks. (Not always the length of the building) and is NOT the combined length of the two rails. The above costs do not include the moving traveller but do include foundations | Moving beam buffers These may be of various lengths and where two travellers work the same beam they prevent the two beams from coming to close together. This allows even distribution of weight down through the vertical stanchions. For max weight that rail support and stanchions can take look at SWL indication on main traveller. DO NOT add the various beam support weights together the max load that can be lifted is the heaviest beams SWL. | Class 4 Table 3 Foundations, settings, fixed gantries, supports Class 1 Table 1) List of Accessories (i) Travellers, Cranes Class 2 Table 2) | Whole is not rateable if under Class 1 or Class 2 if not used in connection with fuel for the generation of power or if not accessory to Class 1 or Class | Moving Traveller (Class 1 and Class 2) | It is assumed that the item forms part of an "average size industrial, commercial or office complex". Where it would be normal to find more than one item in such a hereditament the ERC stated has been adjusted to reflect any number / quantity, discount. These figures are NOT one off figures. | If the traveller span varies from the 15m basic cost guide standard then the following % adjustments are to be adopted. 5m span deduct 60%, 7 & 8m span deduct 50%, 10m span deduct 30%, (15m span no change), 20m span add 45%, 25m span add 90%. | Cranes: Gantry Rails & Supports Integral. Composite stanchion taking the main support beam and rail track. | - | 10071 |  | M | - | NA | NA | NA | 834.8438 | Option 2 | 1035.0427 | 23.98% | 0 | 0 | -100% | -100% | 0 | -100% | Redirected | NA | VOA_GPN_GOV_UK\7246041 | 2019-08-30 | Low | Blue | High | Risk taken from previous CG | - | - | NA | SPONS A&B | NA | (BEAMS Note 1) The ERC for this item should be added to the total of the ERC of the other P&M items on the site and the Buildings ERC (where applicable) to enable the correct contract size adjustment to be made. ERC of P&M Items + ERC of Building Component’s = Total ERC (net figure rateable items only) to which contract size adjustment should be applied The 2021 Generic Contractors Test Spreadsheet has this facility built into the programme - it is recommended you undertake all contractors test valuations using this spreadsheet. (Details on the application of contract size adjustments can be found in the RCG 2021 Guidance notes). Where RV is calculated using the comparative method (rental method) the contract size adjustment should be made as follows: Select - SCAT code box "P and M as an addition” within the 2021 Generic Contractors Test Spreadsheet facility. Or Where the spreadsheet is not used take the: Reciprocal of statutory de-capitalisation rate (i.e. 5% reciprocal = 20) multiply by rateable value of the buildings (before any overall end allowances are made and after making a notional deduction for the land value) and add to the ERC of P&M. Use resultant figure to calculate contract size adjustment. (Guidance Notes - Section 6) | Cranes: Gantry Rails & Supports Integral. Composite stanchion taking the main support beam and rail track. | - | 1 | TRUE
912 | 214B18 | 7839 | 214B18 | Cranes | Gantry Rails and Supports - Integral | Height to Underside of Rail Track | 9.14m | 30 tonnes | The crane gantry support beam supports the rail track upon which the moving traveller rests. The costs given include the extra foundations, the extra size of the support stanchion, the support beam and the rail track. Most buildings erected with structural steel stanchions are capable of also holding a gantry rail of up to 5 tonnes. In these cases an angle fillet is bolted to the upright projecting into the workshop/warehouse and the rail track support (with rail track on top) is fixed to this. As the traveller tonnage increases (over 5 tonnes) the upright stanchions, and horizontal beam, (and foundations to the stanchions) are increased in size to accommodate the extra load and thus the costs set out are in part for this ADDITIONAL cost element. This is over and above the figures used for the building framework. The additional steelwork, concrete foundation work, support beam, support flanges and rail track are regarded as Class 4 Table 3 structural supports and ERC¬s provided are all inclusive. The foundations will be larger to accommodate the extra load and the table includes an item for this element Below 5 tonnes the support beam and rail track may be substantial and the cost of this alone can be calculated by using the weight of steel appropriate. See Structural Steelwork supporting structures. Moving beam buffers These may be of various lengths and where two travellers work the same beam they prevent the two beams from coming to close together. This allows even distribution of weight down through the vertical stanchions. For max weight that rail support and stanchions can take look at SWL indication on main traveller. DO NOT add the various beam support weights together the max load that can be lifted is the heaviest beams SWL. | Location Adjustment Applicable (See Guidance Notes) - ERC = UK mean of 1.00 | (BEAMS Note 1) The ERC for this item should be added to the total of the ERC of the other P&M items on the site and the Buildings ERC (where applicable) to enable the correct contract size adjustment to be made. ERC of P&M Items + ERC of Building Component’s = Total ERC (net figure rateable items only) to which contract size adjustment should be applied The 2023 Generic Contractors Test Spreadsheet has this facility built into the programme - it is recommended you undertake all contractors test valuations using this spreadsheet. (Details on the application of contract size adjustments can be found in the RCG 2023 Guidance notes). Where RV is calculated using the comparative method (rental method) the contract size adjustment should be made as follows: Select - SCAT code box ""P and M as an addition” within the 2023 Generic Contractors Test Spreadsheet facility. Or Where the spreadsheet is not used take the: Reciprocal of statutory de-capitalisation rate (i.e. 5% reciprocal = 20) multiply by rateable value of the buildings (before any overall end allowances are made and after making a notional deduction for the land value) and add to the ERC of P&M. Use resultant figure to calculate contract size adjustment. (Guidance Notes - Section 6) | The costs are based on units with a 15m span traveller. The lifting capacity of the crane, height to underside of rail track (top of the track support beam) and the length of the gantry is all that is required to operate the scales (measured between the rails down the middle of the workshop). (Do not hook a metal tape onto the horizontal beam in order to gain the height. Most have exposed electrical cables attached). LINEAR METRE is distance-taking measurement between rail tracks of the length of the rail tracks. (Not always the length of the building) and is NOT the combined length of the two rails. The above costs do not include the moving traveller but do include foundations | Moving beam buffers These may be of various lengths and where two travellers work the same beam they prevent the two beams from coming to close together. This allows even distribution of weight down through the vertical stanchions. For max weight that rail support and stanchions can take look at SWL indication on main traveller. DO NOT add the various beam support weights together the max load that can be lifted is the heaviest beams SWL. | Class 4 Table 3 Foundations, settings, fixed gantries, supports Class 1 Table 1) List of Accessories (i) Travellers, Cranes Class 2 Table 2) | Whole is not rateable if under Class 1 or Class 2 if not used in connection with fuel for the generation of power or if not accessory to Class 1 or Class | Moving Traveller (Class 1 and Class 2) | It is assumed that the item forms part of an "average size industrial, commercial or office complex". Where it would be normal to find more than one item in such a hereditament the ERC stated has been adjusted to reflect any number / quantity, discount. These figures are NOT one off figures. | If the traveller span varies from the 15m basic cost guide standard then the following % adjustments are to be adopted. 5m span deduct 60%, 7 & 8m span deduct 50%, 10m span deduct 30%, (15m span no change), 20m span add 45%, 25m span add 90%. | Cranes: Gantry Rails & Supports Integral. Composite stanchion taking the main support beam and rail track. | - | 10071 |  | M | - | NA | NA | NA | 1100.2812 | Option 2 | 1364.1332 | 23.98% | 0 | 0 | -100% | -100% | 0 | -100% | Redirected | NA | VOA_GPN_GOV_UK\7246041 | 2019-08-30 | Low | Blue | High | Risk taken from previous CG | - | - | NA | SPONS A&B | NA | (BEAMS Note 1) The ERC for this item should be added to the total of the ERC of the other P&M items on the site and the Buildings ERC (where applicable) to enable the correct contract size adjustment to be made. ERC of P&M Items + ERC of Building Component’s = Total ERC (net figure rateable items only) to which contract size adjustment should be applied The 2021 Generic Contractors Test Spreadsheet has this facility built into the programme - it is recommended you undertake all contractors test valuations using this spreadsheet. (Details on the application of contract size adjustments can be found in the RCG 2021 Guidance notes). Where RV is calculated using the comparative method (rental method) the contract size adjustment should be made as follows: Select - SCAT code box "P and M as an addition” within the 2021 Generic Contractors Test Spreadsheet facility. Or Where the spreadsheet is not used take the: Reciprocal of statutory de-capitalisation rate (i.e. 5% reciprocal = 20) multiply by rateable value of the buildings (before any overall end allowances are made and after making a notional deduction for the land value) and add to the ERC of P&M. Use resultant figure to calculate contract size adjustment. (Guidance Notes - Section 6) | Cranes: Gantry Rails & Supports Integral. Composite stanchion taking the main support beam and rail track. | - | 1 | TRUE
913 | 214B19 | 7840 | 214B19 | Cranes | Gantry Rails and Supports - Integral | Height to Underside of Rail Track | 10.66m | 5 tonnes | The crane gantry support beam supports the rail track upon which the moving traveller rests. The costs given include the extra foundations, the extra size of the support stanchion, the support beam and the rail track. Most buildings erected with structural steel stanchions are capable of also holding a gantry rail of up to 5 tonnes. In these cases an angle fillet is bolted to the upright projecting into the workshop/warehouse and the rail track support (with rail track on top) is fixed to this. As the traveller tonnage increases (over 5 tonnes) the upright stanchions, and horizontal beam, (and foundations to the stanchions) are increased in size to accommodate the extra load and thus the costs set out are in part for this ADDITIONAL cost element. This is over and above the figures used for the building framework. The additional steelwork, concrete foundation work, support beam, support flanges and rail track are regarded as Class 4 Table 3 structural supports and ERC provided are all inclusive. The foundations will be larger to accommodate the extra load and the table includes an item for this element Below 5 tonnes the support beam and rail track may be substantial and the cost of this alone can be calculated by using the weight of steel appropriate. See Structural Steelwork supporting structures. Moving beam buffers These may be of various lengths and where two travellers work the same beam they prevent the two beams from coming to close together. This allows even distribution of weight down through the vertical stanchions. For max weight that rail support and stanchions can take look at SWL indication on main traveller. DO NOT add the various beam support weights together the max load that can be lifted is the heaviest beams SWL. | Location Adjustment Applicable (See Guidance Notes) - ERC = UK mean of 1.00 | (BEAMS Note 1) The ERC for this item should be added to the total of the ERC of the other P&M items on the site and the Buildings ERC (where applicable) to enable the correct contract size adjustment to be made. ERC of P&M Items + ERC of Building Component’s = Total ERC (net figure rateable items only) to which contract size adjustment should be applied The 2023 Generic Contractors Test Spreadsheet has this facility built into the programme - it is recommended you undertake all contractors test valuations using this spreadsheet. (Details on the application of contract size adjustments can be found in the RCG 2023 Guidance notes). Where RV is calculated using the comparative method (rental method) the contract size adjustment should be made as follows: Select - SCAT code box ""P and M as an addition” within the 2023 Generic Contractors Test Spreadsheet facility. Or Where the spreadsheet is not used take the: Reciprocal of statutory de-capitalisation rate (i.e. 5% reciprocal = 20) multiply by rateable value of the buildings (before any overall end allowances are made and after making a notional deduction for the land value) and add to the ERC of P&M. Use resultant figure to calculate contract size adjustment. (Guidance Notes - Section 6) | The costs are based on units with a 15m span traveller. The lifting capacity of the crane, height to underside of rail track (top of the track support beam) and the length of the gantry is all that is required to operate the scales (measured between the rails down the middle of the workshop). (Do not hook a metal tape onto the horizontal beam in order to gain the height. Most have exposed electrical cables attached). LINEAR METRE is distance-taking measurement between rail tracks of the length of the rail tracks. (Not always the length of the building) and is NOT the combined length of the two rails. The above costs do not include the moving traveller but do include foundations | Moving beam buffers These may be of various lengths and where two travellers work the same beam they prevent the two beams from coming to close together. This allows even distribution of weight down through the vertical stanchions. For max weight that rail support and stanchions can take look at SWL indication on main traveller. DO NOT add the various beam support weights together the max load that can be lifted is the heaviest beams SWL. | Class 4 Table 3 Foundations, settings, fixed gantries, supports Class 1 Table 1) List of Accessories (i) Travellers, Cranes Class 2 Table 2) | Whole is not rateable if under Class 1 or Class 2 if not used in connection with fuel for the generation of power or if not accessory to Class 1 or Class. | Moving Traveller (Class 1 and Class 2). | It is assumed that the item forms part of an average size industrial, commercial or office complex. Where it would be normal to find more than one item in such a hereditament the ERC stated has been adjusted to reflect any number / quantity, discount. These figures are NOT one off figures. | If the traveller span varies from the 15m basic cost guide standard then the following % adjustments are to be adopted. 5m span deduct 60%, 7 & 8m span deduct 50%, 10m span deduct 30%, (15m span no change), 20m span add 45%, 25m span add 90%. | Cranes: Gantry Rails & Supports Integral. Composite stanchion taking the main support beam and rail track. | - | 10071 | 214B07, 214B13 | m | - | Please Select | - | - | 214.0625 | Option 2 | 265.3956 | 23.98% | 759.6388 | 574.1079 | 168.2% | 116.3% | 574.1079 | 168.2% | ERC Over-ridden | Ryan Casey | VOA_GPN_GOV_UK\7233251 | 2021-07-29 | Low | Blue | High | Cost build up has no narrative to explain quantities no resemblance to SPONS rates. Needs a fresh measure next time and costs likely to decrease significantly. | - | No build up. RC continued template for Freestanding cranes, which had a build-up. ERC index RCG2021 rate. | NA | SPONS A&B | 2 | (BEAMS Note 1) P&M | Cranes: Gantry Rails & Supports Integral. Composite stanchion taking the main support beam and rail track. | - | 1 | TRUE
914 | 214B20 | 7841 | 214B20 | Cranes | Gantry Rails and Supports - Integral | Height to Underside of Rail Track | 10.66m | 10 tonnes | The crane gantry support beam supports the rail track upon which the moving traveller rests. The costs given include the extra foundations, the extra size of the support stanchion, the support beam and the rail track. Most buildings erected with structural steel stanchions are capable of also holding a gantry rail of up to 5 tonnes. In these cases an angle fillet is bolted to the upright projecting into the workshop/warehouse and the rail track support (with rail track on top) is fixed to this. As the traveller tonnage increases (over 5 tonnes) the upright stanchions, and horizontal beam, (and foundations to the stanchions) are increased in size to accommodate the extra load and thus the costs set out are in part for this ADDITIONAL cost element. This is over and above the figures used for the building framework. The additional steelwork, concrete foundation work, support beam, support flanges and rail track are regarded as Class 4 Table 3 structural supports and ERC provided are all inclusive. The foundations will be larger to accommodate the extra load and the table includes an item for this element Below 5 tonnes the support beam and rail track may be substantial and the cost of this alone can be calculated by using the weight of steel appropriate. See Structural Steelwork supporting structures. Moving beam buffers These may be of various lengths and where two travellers work the same beam they prevent the two beams from coming to close together. This allows even distribution of weight down through the vertical stanchions. For max weight that rail support and stanchions can take look at SWL indication on main traveller. DO NOT add the various beam support weights together the max load that can be lifted is the heaviest beams SWL. | Location Adjustment Applicable (See Guidance Notes) - ERC = UK mean of 1.00 | (BEAMS Note 1) The ERC for this item should be added to the total of the ERC of the other P&M items on the site and the Buildings ERC (where applicable) to enable the correct contract size adjustment to be made. ERC of P&M Items + ERC of Building Component’s = Total ERC (net figure rateable items only) to which contract size adjustment should be applied The 2023 Generic Contractors Test Spreadsheet has this facility built into the programme - it is recommended you undertake all contractors test valuations using this spreadsheet. (Details on the application of contract size adjustments can be found in the RCG 2023 Guidance notes). Where RV is calculated using the comparative method (rental method) the contract size adjustment should be made as follows: Select - SCAT code box ""P and M as an addition” within the 2023 Generic Contractors Test Spreadsheet facility. Or Where the spreadsheet is not used take the: Reciprocal of statutory de-capitalisation rate (i.e. 5% reciprocal = 20) multiply by rateable value of the buildings (before any overall end allowances are made and after making a notional deduction for the land value) and add to the ERC of P&M. Use resultant figure to calculate contract size adjustment. (Guidance Notes - Section 6) | The costs are based on units with a 15m span traveller. The lifting capacity of the crane, height to underside of rail track (top of the track support beam) and the length of the gantry is all that is required to operate the scales (measured between the rails down the middle of the workshop). (Do not hook a metal tape onto the horizontal beam in order to gain the height. Most have exposed electrical cables attached). LINEAR METRE is distance-taking measurement between rail tracks of the length of the rail tracks. (Not always the length of the building) and is NOT the combined length of the two rails. The above costs do not include the moving traveller but do include foundations | Moving beam buffers These may be of various lengths and where two travellers work the same beam they prevent the two beams from coming to close together. This allows even distribution of weight down through the vertical stanchions. For max weight that rail support and stanchions can take look at SWL indication on main traveller. DO NOT add the various beam support weights together the max load that can be lifted is the heaviest beams SWL. | Class 4 Table 3 Foundations, settings, fixed gantries, supports Class 1 Table 1) List of Accessories (i) Travellers, Cranes Class 2 Table 2) | Whole is not rateable if under Class 1 or Class 2 if not used in connection with fuel for the generation of power or if not accessory to Class 1 or Class. | Moving Traveller (Class 1 and Class 2). | It is assumed that the item forms part of an average size industrial, commercial or office complex. Where it would be normal to find more than one item in such a hereditament the ERC stated has been adjusted to reflect any number / quantity, discount. These figures are NOT one off figures. | If the traveller span varies from the 15m basic cost guide standard then the following % adjustments are to be adopted. 5m span deduct 60%, 7 & 8m span deduct 50%, 10m span deduct 30%, (15m span no change), 20m span add 45%, 25m span add 90%. | Cranes: Gantry Rails & Supports Integral. Composite stanchion taking the main support beam and rail track. | - | 10071 | 214B14, 214B08 | m | - | Please Select | - | - | 420.4187 | Option 2 | 521.2369 | 23.98% | 878.0092 | 663.568 | 57.84% | 27.31% | 663.568 | 57.84% | ERC Over-ridden | Ryan Casey | VOA_GPN_GOV_UK\7233251 | 2021-07-29 | Low | Blue | High | Cost build up has no narrative to explain quantities no resemblance to SPONS rates. Needs a fresh measure next time and costs likely to decrease significantly. | - | No build up. RC continued template for Freestanding cranes, which had a build-up. ERC index RCG2021 rate. | NA | SPONS A&B | 2 | (BEAMS Note 1) P&M | Cranes: Gantry Rails & Supports Integral. Composite stanchion taking the main support beam and rail track. | - | 1 | TRUE
915 | 214B21 | 7842 | 214B21 | Cranes | Gantry Rails and Supports - Integral | Height to Underside of Rail Track | 10.66m | 15 tonnes | The crane gantry support beam supports the rail track upon which the moving traveller rests. The costs given include the extra foundations, the extra size of the support stanchion, the support beam and the rail track. Most buildings erected with structural steel stanchions are capable of also holding a gantry rail of up to 5 tonnes. In these cases an angle fillet is bolted to the upright projecting into the workshop/warehouse and the rail track support (with rail track on top) is fixed to this. As the traveller tonnage increases (over 5 tonnes) the upright stanchions, and horizontal beam, (and foundations to the stanchions) are increased in size to accommodate the extra load and thus the costs set out are in part for this ADDITIONAL cost element. This is over and above the figures used for the building framework. The additional steelwork, concrete foundation work, support beam, support flanges and rail track are regarded as Class 4 Table 3 structural supports and ERC provided are all inclusive. The foundations will be larger to accommodate the extra load and the table includes an item for this element Below 5 tonnes the support beam and rail track may be substantial and the cost of this alone can be calculated by using the weight of steel appropriate. See Structural Steelwork supporting structures. Moving beam buffers These may be of various lengths and where two travellers work the same beam they prevent the two beams from coming to close together. This allows even distribution of weight down through the vertical stanchions. For max weight that rail support and stanchions can take look at SWL indication on main traveller. DO NOT add the various beam support weights together the max load that can be lifted is the heaviest beams SWL. | Location Adjustment Applicable (See Guidance Notes) - ERC = UK mean of 1.00 | (BEAMS Note 1) The ERC for this item should be added to the total of the ERC of the other P&M items on the site and the Buildings ERC (where applicable) to enable the correct contract size adjustment to be made. ERC of P&M Items + ERC of Building Component’s = Total ERC (net figure rateable items only) to which contract size adjustment should be applied The 2023 Generic Contractors Test Spreadsheet has this facility built into the programme - it is recommended you undertake all contractors test valuations using this spreadsheet. (Details on the application of contract size adjustments can be found in the RCG 2023 Guidance notes). Where RV is calculated using the comparative method (rental method) the contract size adjustment should be made as follows: Select - SCAT code box ""P and M as an addition” within the 2023 Generic Contractors Test Spreadsheet facility. Or Where the spreadsheet is not used take the: Reciprocal of statutory de-capitalisation rate (i.e. 5% reciprocal = 20) multiply by rateable value of the buildings (before any overall end allowances are made and after making a notional deduction for the land value) and add to the ERC of P&M. Use resultant figure to calculate contract size adjustment. (Guidance Notes - Section 6) | The costs are based on units with a 15m span traveller. The lifting capacity of the crane, height to underside of rail track (top of the track support beam) and the length of the gantry is all that is required to operate the scales (measured between the rails down the middle of the workshop). (Do not hook a metal tape onto the horizontal beam in order to gain the height. Most have exposed electrical cables attached). LINEAR METRE is distance-taking measurement between rail tracks of the length of the rail tracks. (Not always the length of the building) and is NOT the combined length of the two rails. The above costs do not include the moving traveller but do include foundations | Moving beam buffers These may be of various lengths and where two travellers work the same beam they prevent the two beams from coming to close together. This allows even distribution of weight down through the vertical stanchions. For max weight that rail support and stanchions can take look at SWL indication on main traveller. DO NOT add the various beam support weights together the max load that can be lifted is the heaviest beams SWL. | Class 4 Table 3 Foundations, settings, fixed gantries, supports Class 1 Table 1) List of Accessories (i) Travellers, Cranes Class 2 Table 2) | Whole is not rateable if under Class 1 or Class 2 if not used in connection with fuel for the generation of power or if not accessory to Class 1 or Class. | Moving Traveller (Class 1 and Class 2). | It is assumed that the item forms part of an average size industrial, commercial or office complex. Where it would be normal to find more than one item in such a hereditament the ERC stated has been adjusted to reflect any number / quantity, discount. These figures are NOT one off figures. | If the traveller span varies from the 15m basic cost guide standard then the following % adjustments are to be adopted. 5m span deduct 60%, 7 & 8m span deduct 50%, 10m span deduct 30%, (15m span no change), 20m span add 45%, 25m span add 90%. | Cranes: Gantry Rails & Supports Integral. Composite stanchion taking the main support beam and rail track. | - | 10071 | 214B15, 214B09 | m | - | Please Select | - | - | 582.25 | Option 2 | 721.8759 | 23.98% | 1058.4378 | 799.9295 | 37.39% | 10.81% | 799.9295 | 37.39% | ERC Over-ridden | Ryan Casey | VOA_GPN_GOV_UK\7233251 | 2021-07-29 | Low | Blue | High | Cost build up has no narrative to explain quantities no resemblance to SPONS rates. Needs a fresh measure next time and costs likely to decrease significantly. | - | No build up. RC continued template for Freestanding cranes, which had a build-up. ERC index RCG2021 rate. | NA | SPONS A&B | 2 | (BEAMS Note 1) P&M | Cranes: Gantry Rails & Supports Integral. Composite stanchion taking the main support beam and rail track. | - | 1 | TRUE
916 | 214B22 | 7846 | 214B22 | Cranes | Gantry Rails and Supports - Integral | Height to Underside of Rail Track | 10.66m | 20 tonnes | The crane gantry support beam supports the rail track upon which the moving traveller rests. The costs given include the extra foundations, the extra size of the support stanchion, the support beam and the rail track. Most buildings erected with structural steel stanchions are capable of also holding a gantry rail of up to 5 tonnes. In these cases an angle fillet is bolted to the upright projecting into the workshop/warehouse and the rail track support (with rail track on top) is fixed to this. As the traveller tonnage increases (over 5 tonnes) the upright stanchions, and horizontal beam, (and foundations to the stanchions) are increased in size to accommodate the extra load and thus the costs set out are in part for this ADDITIONAL cost element. This is over and above the figures used for the building framework. The additional steelwork, concrete foundation work, support beam, support flanges and rail track are regarded as Class 4 Table 3 structural supports and ERC provided are all inclusive. The foundations will be larger to accommodate the extra load and the table includes an item for this element Below 5 tonnes the support beam and rail track may be substantial and the cost of this alone can be calculated by using the weight of steel appropriate. See Structural Steelwork supporting structures. Moving beam buffers These may be of various lengths and where two travellers work the same beam they prevent the two beams from coming to close together. This allows even distribution of weight down through the vertical stanchions. For max weight that rail support and stanchions can take look at SWL indication on main traveller. DO NOT add the various beam support weights together the max load that can be lifted is the heaviest beams SWL. | Location Adjustment Applicable (See Guidance Notes) - ERC = UK mean of 1.00 | (BEAMS Note 1) The ERC for this item should be added to the total of the ERC of the other P&M items on the site and the Buildings ERC (where applicable) to enable the correct contract size adjustment to be made. ERC of P&M Items + ERC of Building Component’s = Total ERC (net figure rateable items only) to which contract size adjustment should be applied The 2023 Generic Contractors Test Spreadsheet has this facility built into the programme - it is recommended you undertake all contractors test valuations using this spreadsheet. (Details on the application of contract size adjustments can be found in the RCG 2023 Guidance notes). Where RV is calculated using the comparative method (rental method) the contract size adjustment should be made as follows: Select - SCAT code box ""P and M as an addition” within the 2023 Generic Contractors Test Spreadsheet facility. Or Where the spreadsheet is not used take the: Reciprocal of statutory de-capitalisation rate (i.e. 5% reciprocal = 20) multiply by rateable value of the buildings (before any overall end allowances are made and after making a notional deduction for the land value) and add to the ERC of P&M. Use resultant figure to calculate contract size adjustment. (Guidance Notes - Section 6) | The costs are based on units with a 15m span traveller. The lifting capacity of the crane, height to underside of rail track (top of the track support beam) and the length of the gantry is all that is required to operate the scales (measured between the rails down the middle of the workshop). (Do not hook a metal tape onto the horizontal beam in order to gain the height. Most have exposed electrical cables attached). LINEAR METRE is distance-taking measurement between rail tracks of the length of the rail tracks. (Not always the length of the building) and is NOT the combined length of the two rails. The above costs do not include the moving traveller but do include foundations | Moving beam buffers These may be of various lengths and where two travellers work the same beam they prevent the two beams from coming to close together. This allows even distribution of weight down through the vertical stanchions. For max weight that rail support and stanchions can take look at SWL indication on main traveller. DO NOT add the various beam support weights together the max load that can be lifted is the heaviest beams SWL. | Class 4 Table 3 Foundations, settings, fixed gantries, supports Class 1 Table 1) List of Accessories (i) Travellers, Cranes Class 2 Table 2) | Whole is not rateable if under Class 1 or Class 2 if not used in connection with fuel for the generation of power or if not accessory to Class 1 or Class. | Moving Traveller (Class 1 and Class 2). | It is assumed that the item forms part of an average size industrial, commercial or office complex. Where it would be normal to find more than one item in such a hereditament the ERC stated has been adjusted to reflect any number / quantity, discount. These figures are NOT one off figures. | If the traveller span varies from the 15m basic cost guide standard then the following % adjustments are to be adopted. 5m span deduct 60%, 7 & 8m span deduct 50%, 10m span deduct 30%, (15m span no change), 20m span add 45%, 25m span add 90%. | Cranes: Gantry Rails & Supports Integral. Composite stanchion taking the main support beam and rail track. | - | 10071 | 214B10, 214B16 | m | - | Please Select | - | - | 744.9375 | Option 2 | 923.5766 | 23.98% | 1240.0156 | 937.1595 | 25.8% | 1.471% | 937.1595 | 25.8% | ERC Over-ridden | Ryan Casey | VOA_GPN_GOV_UK\7233251 | 2021-07-29 | Low | Blue | High | Cost build up has no narrative to explain quantities no resemblance to SPONS rates. Needs a fresh measure next time and costs likely to decrease significantly. | - | No build up. RC continued template for Freestanding cranes, which had a build-up. ERC index RCG2021 rate. | NA | SPONS A&B | 2 | (BEAMS Note 1) P&M | Cranes: Gantry Rails & Supports Integral. Composite stanchion taking the main support beam and rail track. | - | 1 | TRUE
917 | 214B23 | 7847 | 214B23 | Cranes | Gantry Rails and Supports - Integral | Height to Underside of Rail Track | 10.66m | 25 tonnes | The crane gantry support beam supports the rail track upon which the moving traveller rests. The costs given include the extra foundations, the extra size of the support stanchion, the support beam and the rail track. Most buildings erected with structural steel stanchions are capable of also holding a gantry rail of up to 5 tonnes. In these cases an angle fillet is bolted to the upright projecting into the workshop/warehouse and the rail track support (with rail track on top) is fixed to this. As the traveller tonnage increases (over 5 tonnes) the upright stanchions, and horizontal beam, (and foundations to the stanchions) are increased in size to accommodate the extra load and thus the costs set out are in part for this ADDITIONAL cost element. This is over and above the figures used for the building framework. The additional steelwork, concrete foundation work, support beam, support flanges and rail track are regarded as Class 4 Table 3 structural supports and ERC provided are all inclusive. The foundations will be larger to accommodate the extra load and the table includes an item for this element Below 5 tonnes the support beam and rail track may be substantial and the cost of this alone can be calculated by using the weight of steel appropriate. See Structural Steelwork supporting structures. Moving beam buffers These may be of various lengths and where two travellers work the same beam they prevent the two beams from coming to close together. This allows even distribution of weight down through the vertical stanchions. For max weight that rail support and stanchions can take look at SWL indication on main traveller. DO NOT add the various beam support weights together the max load that can be lifted is the heaviest beams SWL. | Location Adjustment Applicable (See Guidance Notes) - ERC = UK mean of 1.00 | (BEAMS Note 1) The ERC for this item should be added to the total of the ERC of the other P&M items on the site and the Buildings ERC (where applicable) to enable the correct contract size adjustment to be made. ERC of P&M Items + ERC of Building Component’s = Total ERC (net figure rateable items only) to which contract size adjustment should be applied The 2023 Generic Contractors Test Spreadsheet has this facility built into the programme - it is recommended you undertake all contractors test valuations using this spreadsheet. (Details on the application of contract size adjustments can be found in the RCG 2023 Guidance notes). Where RV is calculated using the comparative method (rental method) the contract size adjustment should be made as follows: Select - SCAT code box ""P and M as an addition” within the 2023 Generic Contractors Test Spreadsheet facility. Or Where the spreadsheet is not used take the: Reciprocal of statutory de-capitalisation rate (i.e. 5% reciprocal = 20) multiply by rateable value of the buildings (before any overall end allowances are made and after making a notional deduction for the land value) and add to the ERC of P&M. Use resultant figure to calculate contract size adjustment. (Guidance Notes - Section 6) | The costs are based on units with a 15m span traveller. The lifting capacity of the crane, height to underside of rail track (top of the track support beam) and the length of the gantry is all that is required to operate the scales (measured between the rails down the middle of the workshop). (Do not hook a metal tape onto the horizontal beam in order to gain the height. Most have exposed electrical cables attached). LINEAR METRE is distance-taking measurement between rail tracks of the length of the rail tracks. (Not always the length of the building) and is NOT the combined length of the two rails. The above costs do not include the moving traveller but do include foundations. | Moving beam buffers These may be of various lengths and where two travellers work the same beam they prevent the two beams from coming to close together. This allows even distribution of weight down through the vertical stanchions. For max weight that rail support and stanchions can take look at SWL indication on main traveller. DO NOT add the various beam support weights together the max load that can be lifted is the heaviest beams SWL. | Class 4 Table 3 Foundations, settings, fixed gantries, supports Class 1 Table 1) List of Accessories (i) Travellers, Cranes Class 2 Table 2) | Whole is not rateable if under Class 1 or Class 2 if not used in connection with fuel for the generation of power or if not accessory to Class 1 or Class. | Moving Traveller (Class 1 and Class 2). | It is assumed that the item forms part of an average size industrial, commercial or office complex. Where it would be normal to find more than one item in such a hereditament the ERC stated has been adjusted to reflect any number / quantity, discount. These figures are NOT one off figures. | If the traveller span varies from the 15m basic cost guide standard then the following % adjustments are to be adopted. 5m span deduct 60%, 7 & 8m span deduct 50%, 10m span deduct 30%, (15m span no change), 20m span add 45%, 25m span add 90%. | Cranes: Gantry Rails & Supports Integral. Composite stanchion taking the main support beam and rail track. | - | 10071 | 214B17, 214B11 | m | - | Please Select | - | - | 886.2188 | Option 2 | 1098.7376 | 23.98% | 1407.8027 | 1063.967 | 20.06% | -3.165% | 1063.967 | 20.06% | ERC Over-ridden | Ryan Casey | VOA_GPN_GOV_UK\7233251 | 2021-07-29 | Low | Blue | High | Cost build up has no narrative to explain quantities no resemblance to SPONS rates. Needs a fresh measure next time and costs likely to decrease significantly. | - | No build up. RC continued template for Freestanding cranes, which had a build-up. ERC index RCG2021 rate. | NA | SPONS A&B | 2 | (BEAMS Note 1) P&M | Cranes: Gantry Rails & Supports Integral. Composite stanchion taking the main support beam and rail track. | - | 1 | TRUE
918 | 214B24 | 7848 | 214B24 | Cranes | Gantry Rails and Supports - Integral | Height to Underside of Rail Track | 10.66m | 30 tonnes | The crane gantry support beam supports the rail track upon which the moving traveller rests. The costs given include the extra foundations, the extra size of the support stanchion, the support beam and the rail track. Most buildings erected with structural steel stanchions are capable of also holding a gantry rail of up to 5 tonnes. In these cases an angle fillet is bolted to the upright projecting into the workshop/warehouse and the rail track support (with rail track on top) is fixed to this. As the traveller tonnage increases (over 5 tonnes) the upright stanchions, and horizontal beam, (and foundations to the stanchions) are increased in size to accommodate the extra load and thus the costs set out are in part for this ADDITIONAL cost element. This is over and above the figures used for the building framework. The additional steelwork, concrete foundation work, support beam, support flanges and rail track are regarded as Class 4 Table 3 structural supports and ERC provided are all inclusive. The foundations will be larger to accommodate the extra load and the table includes an item for this element Below 5 tonnes the support beam and rail track may be substantial and the cost of this alone can be calculated by using the weight of steel appropriate. See Structural Steelwork supporting structures. Moving beam buffers These may be of various lengths and where two travellers work the same beam they prevent the two beams from coming to close together. This allows even distribution of weight down through the vertical stanchions. For max weight that rail support and stanchions can take look at SWL indication on main traveller. DO NOT add the various beam support weights together the max load that can be lifted is the heaviest beams SWL. | Location Adjustment Applicable (See Guidance Notes) - ERC = UK mean of 1.00 | (BEAMS Note 1) The ERC for this item should be added to the total of the ERC of the other P&M items on the site and the Buildings ERC (where applicable) to enable the correct contract size adjustment to be made. ERC of P&M Items + ERC of Building Component’s = Total ERC (net figure rateable items only) to which contract size adjustment should be applied The 2023 Generic Contractors Test Spreadsheet has this facility built into the programme - it is recommended you undertake all contractors test valuations using this spreadsheet. (Details on the application of contract size adjustments can be found in the RCG 2023 Guidance notes). Where RV is calculated using the comparative method (rental method) the contract size adjustment should be made as follows: Select - SCAT code box ""P and M as an addition” within the 2023 Generic Contractors Test Spreadsheet facility. Or Where the spreadsheet is not used take the: Reciprocal of statutory de-capitalisation rate (i.e. 5% reciprocal = 20) multiply by rateable value of the buildings (before any overall end allowances are made and after making a notional deduction for the land value) and add to the ERC of P&M. Use resultant figure to calculate contract size adjustment. (Guidance Notes - Section 6) | The costs are based on units with a 15m span traveller. The lifting capacity of the crane, height to underside of rail track (top of the track support beam) and the length of the gantry is all that is required to operate the scales (measured between the rails down the middle of the workshop). (Do not hook a metal tape onto the horizontal beam in order to gain the height. Most have exposed electrical cables attached). LINEAR METRE is distance-taking measurement between rail tracks of the length of the rail tracks. (Not always the length of the building) and is NOT the combined length of the two rails. The above costs do not include the moving traveller but do include foundations. | Moving beam buffers These may be of various lengths and where two travellers work the same beam they prevent the two beams from coming to close together. This allows even distribution of weight down through the vertical stanchions. For max weight that rail support and stanchions can take look at SWL indication on main traveller. DO NOT add the various beam support weights together the max load that can be lifted is the heaviest beams SWL. | Class 4 Table 3 Foundations, settings, fixed gantries, supports Class 1 Table 1) List of Accessories (i) Travellers, Cranes Class 2 Table 2) | Whole is not rateable if under Class 1 or Class 2 if not used in connection with fuel for the generation of power or if not accessory to Class 1 or Class. | Moving Traveller (Class 1 and Class 2). | It is assumed that the item forms part of an average size industrial, commercial or office complex. Where it would be normal to find more than one item in such a hereditament the ERC stated has been adjusted to reflect any number / quantity, discount. These figures are NOT one off figures. | If the traveller span varies from the 15m basic cost guide standard then the following % adjustments are to be adopted. 5m span deduct 60%, 7 & 8m span deduct 50%, 10m span deduct 30%, (15m span no change), 20m span add 45%, 25m span add 90%. | Cranes: Gantry Rails & Supports Integral. Composite stanchion taking the main support beam and rail track. | - | 10071 | 214B18, 214B12 | m | - | Please Select | - | - | 1164.5 | Option 2 | 1443.7519 | 23.98% | 1788.9916 | 1352.056 | 16.11% | -6.351% | 1352.056 | 16.11% | ERC Over-ridden | Ryan Casey | VOA_GPN_GOV_UK\7233251 | 2021-07-29 | Low | Blue | High | Cost build up has no narrative to explain quantities no resemblance to SPONS rates. Needs a fresh measure next time and costs likely to decrease significantly. | - | No build up. RC continued template for Freestanding cranes, which had a build-up. ERC index RCG2021 rate. | NA | SPONS A&B | 2 | (BEAMS Note 1) P&M | Cranes: Gantry Rails & Supports Integral. Composite stanchion taking the main support beam and rail track. | - | 1 | TRUE
919 | 214B25 | 7849 | 214B25 | Cranes | Gantry Rails and Supports - Integral | Height to Underside of Rail Track | 12.19m | 5 tonnes | The crane gantry support beam supports the rail track upon which the moving traveller rests. The costs given include the extra foundations, the extra size of the support stanchion, the support beam and the rail track. Most buildings erected with structural steel stanchions are capable of also holding a gantry rail of up to 5 tonnes. In these cases an angle fillet is bolted to the upright projecting into the workshop/warehouse and the rail track support (with rail track on top) is fixed to this. As the traveller tonnage increases (over 5 tonnes) the upright stanchions, and horizontal beam, (and foundations to the stanchions) are increased in size to accommodate the extra load and thus the costs set out are in part for this ADDITIONAL cost element. This is over and above the figures used for the building framework. The additional steelwork, concrete foundation work, support beam, support flanges and rail track are regarded as Class 4 Table 3 structural supports and ERC¬s provided are all inclusive. The foundations will be larger to accommodate the extra load and the table includes an item for this element Below 5 tonnes the support beam and rail track may be substantial and the cost of this alone can be calculated by using the weight of steel appropriate. See Structural Steelwork supporting structures. Moving beam buffers These may be of various lengths and where two travellers work the same beam they prevent the two beams from coming to close together. This allows even distribution of weight down through the vertical stanchions. For max weight that rail support and stanchions can take look at SWL indication on main traveller. DO NOT add the various beam support weights together the max load that can be lifted is the heaviest beams SWL. | Location Adjustment Applicable (See Guidance Notes) - ERC = UK mean of 1.00 | (BEAMS Note 1) The ERC for this item should be added to the total of the ERC of the other P&M items on the site and the Buildings ERC (where applicable) to enable the correct contract size adjustment to be made. ERC of P&M Items + ERC of Building Component’s = Total ERC (net figure rateable items only) to which contract size adjustment should be applied The 2023 Generic Contractors Test Spreadsheet has this facility built into the programme - it is recommended you undertake all contractors test valuations using this spreadsheet. (Details on the application of contract size adjustments can be found in the RCG 2023 Guidance notes). Where RV is calculated using the comparative method (rental method) the contract size adjustment should be made as follows: Select - SCAT code box ""P and M as an addition” within the 2023 Generic Contractors Test Spreadsheet facility. Or Where the spreadsheet is not used take the: Reciprocal of statutory de-capitalisation rate (i.e. 5% reciprocal = 20) multiply by rateable value of the buildings (before any overall end allowances are made and after making a notional deduction for the land value) and add to the ERC of P&M. Use resultant figure to calculate contract size adjustment. (Guidance Notes - Section 6) | The costs are based on units with a 15m span traveller. The lifting capacity of the crane, height to underside of rail track (top of the track support beam) and the length of the gantry is all that is required to operate the scales (measured between the rails down the middle of the workshop). (Do not hook a metal tape onto the horizontal beam in order to gain the height. Most have exposed electrical cables attached). LINEAR METRE is distance-taking measurement between rail tracks of the length of the rail tracks. (Not always the length of the building) and is NOT the combined length of the two rails. The above costs do not include the moving traveller but do include foundations | Moving beam buffers These may be of various lengths and where two travellers work the same beam they prevent the two beams from coming to close together. This allows even distribution of weight down through the vertical stanchions. For max weight that rail support and stanchions can take look at SWL indication on main traveller. DO NOT add the various beam support weights together the max load that can be lifted is the heaviest beams SWL. | Class 4 Table 3 Foundations, settings, fixed gantries, supports Class 1 Table 1) List of Accessories (i) Travellers, Cranes Class 2 Table 2) | Whole is not rateable if under Class 1 or Class 2 if not used in connection with fuel for the generation of power or if not accessory to Class 1 or Class | Moving Traveller (Class 1 and Class 2) | It is assumed that the item forms part of an "average size industrial, commercial or office complex". Where it would be normal to find more than one item in such a hereditament the ERC stated has been adjusted to reflect any number / quantity, discount. These figures are NOT one off figures. | If the traveller span varies from the 15m basic cost guide standard then the following % adjustments are to be adopted. 5m span deduct 60%, 7 & 8m span deduct 50%, 10m span deduct 30%, (15m span no change), 20m span add 45%, 25m span add 90%. | Cranes: Gantry Rails & Supports Integral. Composite stanchion taking the main support beam and rail track. | - | 10071 |  | M | - | NA | NA | NA | 231.1875 | Option 2 | 286.6272 | 23.98% | 0 | 0 | -100% | -100% | 0 | -100% | Redirected | NA | VOA_GPN_GOV_UK\7246041 | 2019-08-30 | Low | Blue | High | Risk taken from previous CG | - | - | NA | SPONS A&B | NA | (BEAMS Note 1) The ERC for this item should be added to the total of the ERC of the other P&M items on the site and the Buildings ERC (where applicable) to enable the correct contract size adjustment to be made. ERC of P&M Items + ERC of Building Component’s = Total ERC (net figure rateable items only) to which contract size adjustment should be applied The 2021 Generic Contractors Test Spreadsheet has this facility built into the programme - it is recommended you undertake all contractors test valuations using this spreadsheet. (Details on the application of contract size adjustments can be found in the RCG 2021 Guidance notes). Where RV is calculated using the comparative method (rental method) the contract size adjustment should be made as follows: Select - SCAT code box "P and M as an addition” within the 2021 Generic Contractors Test Spreadsheet facility. Or Where the spreadsheet is not used take the: Reciprocal of statutory de-capitalisation rate (i.e. 5% reciprocal = 20) multiply by rateable value of the buildings (before any overall end allowances are made and after making a notional deduction for the land value) and add to the ERC of P&M. Use resultant figure to calculate contract size adjustment. (Guidance Notes - Section 6) | Cranes: Gantry Rails & Supports Integral. Composite stanchion taking the main support beam and rail track. | - | 1 | TRUE
920 | 214B26 | 7850 | 214B26 | Cranes | Gantry Rails and Supports - Integral | Height to Underside of Rail Track | 12.19m | 10 tonnes | The crane gantry support beam supports the rail track upon which the moving traveller rests. The costs given include the extra foundations, the extra size of the support stanchion, the support beam and the rail track. Most buildings erected with structural steel stanchions are capable of also holding a gantry rail of up to 5 tonnes. In these cases an angle fillet is bolted to the upright projecting into the workshop/warehouse and the rail track support (with rail track on top) is fixed to this. As the traveller tonnage increases (over 5 tonnes) the upright stanchions, and horizontal beam, (and foundations to the stanchions) are increased in size to accommodate the extra load and thus the costs set out are in part for this ADDITIONAL cost element. This is over and above the figures used for the building framework. The additional steelwork, concrete foundation work, support beam, support flanges and rail track are regarded as Class 4 Table 3 structural supports and ERC¬s provided are all inclusive. The foundations will be larger to accommodate the extra load and the table includes an item for this element Below 5 tonnes the support beam and rail track may be substantial and the cost of this alone can be calculated by using the weight of steel appropriate. See Structural Steelwork supporting structures. Moving beam buffers These may be of various lengths and where two travellers work the same beam they prevent the two beams from coming to close together. This allows even distribution of weight down through the vertical stanchions. For max weight that rail support and stanchions can take look at SWL indication on main traveller. DO NOT add the various beam support weights together the max load that can be lifted is the heaviest beams SWL. | Location Adjustment Applicable (See Guidance Notes) - ERC = UK mean of 1.00 | (BEAMS Note 1) The ERC for this item should be added to the total of the ERC of the other P&M items on the site and the Buildings ERC (where applicable) to enable the correct contract size adjustment to be made. ERC of P&M Items + ERC of Building Component’s = Total ERC (net figure rateable items only) to which contract size adjustment should be applied The 2023 Generic Contractors Test Spreadsheet has this facility built into the programme - it is recommended you undertake all contractors test valuations using this spreadsheet. (Details on the application of contract size adjustments can be found in the RCG 2023 Guidance notes). Where RV is calculated using the comparative method (rental method) the contract size adjustment should be made as follows: Select - SCAT code box ""P and M as an addition” within the 2023 Generic Contractors Test Spreadsheet facility. Or Where the spreadsheet is not used take the: Reciprocal of statutory de-capitalisation rate (i.e. 5% reciprocal = 20) multiply by rateable value of the buildings (before any overall end allowances are made and after making a notional deduction for the land value) and add to the ERC of P&M. Use resultant figure to calculate contract size adjustment. (Guidance Notes - Section 6) | The costs are based on units with a 15m span traveller. The lifting capacity of the crane, height to underside of rail track (top of the track support beam) and the length of the gantry is all that is required to operate the scales (measured between the rails down the middle of the workshop). (Do not hook a metal tape onto the horizontal beam in order to gain the height. Most have exposed electrical cables attached). LINEAR METRE is distance-taking measurement between rail tracks of the length of the rail tracks. (Not always the length of the building) and is NOT the combined length of the two rails. The above costs do not include the moving traveller but do include foundations | Moving beam buffers These may be of various lengths and where two travellers work the same beam they prevent the two beams from coming to close together. This allows even distribution of weight down through the vertical stanchions. For max weight that rail support and stanchions can take look at SWL indication on main traveller. DO NOT add the various beam support weights together the max load that can be lifted is the heaviest beams SWL. | Class 4 Table 3 Foundations, settings, fixed gantries, supports Class 1 Table 1) List of Accessories (i) Travellers, Cranes Class 2 Table 2) | Whole is not rateable if under Class 1 or Class 2 if not used in connection with fuel for the generation of power or if not accessory to Class 1 or Class | Moving Traveller (Class 1 and Class 2) | It is assumed that the item forms part of an "average size industrial, commercial or office complex". Where it would be normal to find more than one item in such a hereditament the ERC stated has been adjusted to reflect any number / quantity, discount. These figures are NOT one off figures. | If the traveller span varies from the 15m basic cost guide standard then the following % adjustments are to be adopted. 5m span deduct 60%, 7 & 8m span deduct 50%, 10m span deduct 30%, (15m span no change), 20m span add 45%, 25m span add 90%. | Cranes: Gantry Rails & Supports Integral. Composite stanchion taking the main support beam and rail track. | - | 10071 |  | M | - | NA | NA | NA | 440.9688 | Option 2 | 546.7149 | 23.98% | 0 | 0 | -100% | -100% | 0 | -100% | Redirected | NA | VOA_GPN_GOV_UK\7246041 | 2019-08-30 | Low | Blue | High | Risk taken from previous CG | - | - | NA | SPONS A&B | NA | (BEAMS Note 1) The ERC for this item should be added to the total of the ERC of the other P&M items on the site and the Buildings ERC (where applicable) to enable the correct contract size adjustment to be made. ERC of P&M Items + ERC of Building Component’s = Total ERC (net figure rateable items only) to which contract size adjustment should be applied The 2021 Generic Contractors Test Spreadsheet has this facility built into the programme - it is recommended you undertake all contractors test valuations using this spreadsheet. (Details on the application of contract size adjustments can be found in the RCG 2021 Guidance notes). Where RV is calculated using the comparative method (rental method) the contract size adjustment should be made as follows: Select - SCAT code box "P and M as an addition” within the 2021 Generic Contractors Test Spreadsheet facility. Or Where the spreadsheet is not used take the: Reciprocal of statutory de-capitalisation rate (i.e. 5% reciprocal = 20) multiply by rateable value of the buildings (before any overall end allowances are made and after making a notional deduction for the land value) and add to the ERC of P&M. Use resultant figure to calculate contract size adjustment. (Guidance Notes - Section 6) | Cranes: Gantry Rails & Supports Integral. Composite stanchion taking the main support beam and rail track. | - | 1 | TRUE
921 | 214B27 | 7851 | 214B27 | Cranes | Gantry Rails and Supports - Integral | Height to Underside of Rail Track | 12.19m | 15 tonnes | The crane gantry support beam supports the rail track upon which the moving traveller rests. The costs given include the extra foundations, the extra size of the support stanchion, the support beam and the rail track. Most buildings erected with structural steel stanchions are capable of also holding a gantry rail of up to 5 tonnes. In these cases an angle fillet is bolted to the upright projecting into the workshop/warehouse and the rail track support (with rail track on top) is fixed to this. As the traveller tonnage increases (over 5 tonnes) the upright stanchions, and horizontal beam, (and foundations to the stanchions) are increased in size to accommodate the extra load and thus the costs set out are in part for this ADDITIONAL cost element. This is over and above the figures used for the building framework. The additional steelwork, concrete foundation work, support beam, support flanges and rail track are regarded as Class 4 Table 3 structural supports and ERC¬s provided are all inclusive. The foundations will be larger to accommodate the extra load and the table includes an item for this element Below 5 tonnes the support beam and rail track may be substantial and the cost of this alone can be calculated by using the weight of steel appropriate. See Structural Steelwork supporting structures. Moving beam buffers These may be of various lengths and where two travellers work the same beam they prevent the two beams from coming to close together. This allows even distribution of weight down through the vertical stanchions. For max weight that rail support and stanchions can take look at SWL indication on main traveller. DO NOT add the various beam support weights together the max load that can be lifted is the heaviest beams SWL. | Location Adjustment Applicable (See Guidance Notes) - ERC = UK mean of 1.00 | (BEAMS Note 1) The ERC for this item should be added to the total of the ERC of the other P&M items on the site and the Buildings ERC (where applicable) to enable the correct contract size adjustment to be made. ERC of P&M Items + ERC of Building Component’s = Total ERC (net figure rateable items only) to which contract size adjustment should be applied The 2023 Generic Contractors Test Spreadsheet has this facility built into the programme - it is recommended you undertake all contractors test valuations using this spreadsheet. (Details on the application of contract size adjustments can be found in the RCG 2023 Guidance notes). Where RV is calculated using the comparative method (rental method) the contract size adjustment should be made as follows: Select - SCAT code box ""P and M as an addition” within the 2023 Generic Contractors Test Spreadsheet facility. Or Where the spreadsheet is not used take the: Reciprocal of statutory de-capitalisation rate (i.e. 5% reciprocal = 20) multiply by rateable value of the buildings (before any overall end allowances are made and after making a notional deduction for the land value) and add to the ERC of P&M. Use resultant figure to calculate contract size adjustment. (Guidance Notes - Section 6) | The costs are based on units with a 15m span traveller. The lifting capacity of the crane, height to underside of rail track (top of the track support beam) and the length of the gantry is all that is required to operate the scales (measured between the rails down the middle of the workshop). (Do not hook a metal tape onto the horizontal beam in order to gain the height. Most have exposed electrical cables attached). LINEAR METRE is distance-taking measurement between rail tracks of the length of the rail tracks. (Not always the length of the building) and is NOT the combined length of the two rails. The above costs do not include the moving traveller but do include foundations | Moving beam buffers These may be of various lengths and where two travellers work the same beam they prevent the two beams from coming to close together. This allows even distribution of weight down through the vertical stanchions. For max weight that rail support and stanchions can take look at SWL indication on main traveller. DO NOT add the various beam support weights together the max load that can be lifted is the heaviest beams SWL. | Class 4 Table 3 Foundations, settings, fixed gantries, supports Class 1 Table 1) List of Accessories (i) Travellers, Cranes Class 2 Table 2) | Whole is not rateable if under Class 1 or Class 2 if not used in connection with fuel for the generation of power or if not accessory to Class 1 or Class | Moving Traveller (Class 1 and Class 2) | It is assumed that the item forms part of an "average size industrial, commercial or office complex". Where it would be normal to find more than one item in such a hereditament the ERC stated has been adjusted to reflect any number / quantity, discount. These figures are NOT one off figures. | If the traveller span varies from the 15m basic cost guide standard then the following % adjustments are to be adopted. 5m span deduct 60%, 7 & 8m span deduct 50%, 10m span deduct 30%, (15m span no change), 20m span add 45%, 25m span add 90%. | Cranes: Gantry Rails & Supports Integral. Composite stanchion taking the main support beam and rail track. | - | 10071 |  | M | - | NA | NA | NA | 616.5 | Option 2 | 764.3392 | 23.98% | 0 | 0 | -100% | -100% | 0 | -100% | Redirected | NA | VOA_GPN_GOV_UK\7246041 | 2019-08-30 | Low | Blue | High | Risk taken from previous CG | - | - | NA | SPONS A&B | NA | (BEAMS Note 1) The ERC for this item should be added to the total of the ERC of the other P&M items on the site and the Buildings ERC (where applicable) to enable the correct contract size adjustment to be made. ERC of P&M Items + ERC of Building Component’s = Total ERC (net figure rateable items only) to which contract size adjustment should be applied The 2021 Generic Contractors Test Spreadsheet has this facility built into the programme - it is recommended you undertake all contractors test valuations using this spreadsheet. (Details on the application of contract size adjustments can be found in the RCG 2021 Guidance notes). Where RV is calculated using the comparative method (rental method) the contract size adjustment should be made as follows: Select - SCAT code box "P and M as an addition” within the 2021 Generic Contractors Test Spreadsheet facility. Or Where the spreadsheet is not used take the: Reciprocal of statutory de-capitalisation rate (i.e. 5% reciprocal = 20) multiply by rateable value of the buildings (before any overall end allowances are made and after making a notional deduction for the land value) and add to the ERC of P&M. Use resultant figure to calculate contract size adjustment. (Guidance Notes - Section 6) | Cranes: Gantry Rails & Supports Integral. Composite stanchion taking the main support beam and rail track. | - | 1 | TRUE
922 | 214B28 | 7852 | 214B28 | Cranes | Gantry Rails and Supports - Integral | Height to Underside of Rail Track | 12.19m | 20 tonnes | The crane gantry support beam supports the rail track upon which the moving traveller rests. The costs given include the extra foundations, the extra size of the support stanchion, the support beam and the rail track. Most buildings erected with structural steel stanchions are capable of also holding a gantry rail of up to 5 tonnes. In these cases an angle fillet is bolted to the upright projecting into the workshop/warehouse and the rail track support (with rail track on top) is fixed to this. As the traveller tonnage increases (over 5 tonnes) the upright stanchions, and horizontal beam, (and foundations to the stanchions) are increased in size to accommodate the extra load and thus the costs set out are in part for this ADDITIONAL cost element. This is over and above the figures used for the building framework. The additional steelwork, concrete foundation work, support beam, support flanges and rail track are regarded as Class 4 Table 3 structural supports and ERC¬s provided are all inclusive. The foundations will be larger to accommodate the extra load and the table includes an item for this element Below 5 tonnes the support beam and rail track may be substantial and the cost of this alone can be calculated by using the weight of steel appropriate. See Structural Steelwork supporting structures. Moving beam buffers These may be of various lengths and where two travellers work the same beam they prevent the two beams from coming to close together. This allows even distribution of weight down through the vertical stanchions. For max weight that rail support and stanchions can take look at SWL indication on main traveller. DO NOT add the various beam support weights together the max load that can be lifted is the heaviest beams SWL. | Location Adjustment Applicable (See Guidance Notes) - ERC = UK mean of 1.00 | (BEAMS Note 1) The ERC for this item should be added to the total of the ERC of the other P&M items on the site and the Buildings ERC (where applicable) to enable the correct contract size adjustment to be made. ERC of P&M Items + ERC of Building Component’s = Total ERC (net figure rateable items only) to which contract size adjustment should be applied The 2023 Generic Contractors Test Spreadsheet has this facility built into the programme - it is recommended you undertake all contractors test valuations using this spreadsheet. (Details on the application of contract size adjustments can be found in the RCG 2023 Guidance notes). Where RV is calculated using the comparative method (rental method) the contract size adjustment should be made as follows: Select - SCAT code box ""P and M as an addition” within the 2023 Generic Contractors Test Spreadsheet facility. Or Where the spreadsheet is not used take the: Reciprocal of statutory de-capitalisation rate (i.e. 5% reciprocal = 20) multiply by rateable value of the buildings (before any overall end allowances are made and after making a notional deduction for the land value) and add to the ERC of P&M. Use resultant figure to calculate contract size adjustment. (Guidance Notes - Section 6) | The costs are based on units with a 15m span traveller. The lifting capacity of the crane, height to underside of rail track (top of the track support beam) and the length of the gantry is all that is required to operate the scales (measured between the rails down the middle of the workshop). (Do not hook a metal tape onto the horizontal beam in order to gain the height. Most have exposed electrical cables attached). LINEAR METRE is distance-taking measurement between rail tracks of the length of the rail tracks. (Not always the length of the building) and is NOT the combined length of the two rails. The above costs do not include the moving traveller but do include foundations | Moving beam buffers These may be of various lengths and where two travellers work the same beam they prevent the two beams from coming to close together. This allows even distribution of weight down through the vertical stanchions. For max weight that rail support and stanchions can take look at SWL indication on main traveller. DO NOT add the various beam support weights together the max load that can be lifted is the heaviest beams SWL. | Class 4 Table 3 Foundations, settings, fixed gantries, supports Class 1 Table 1) List of Accessories (i) Travellers, Cranes Class 2 Table 2) | Whole is not rateable if under Class 1 or Class 2 if not used in connection with fuel for the generation of power or if not accessory to Class 1 or Class | Moving Traveller (Class 1 and Class 2) | It is assumed that the item forms part of an "average size industrial, commercial or office complex". Where it would be normal to find more than one item in such a hereditament the ERC stated has been adjusted to reflect any number / quantity, discount. These figures are NOT one off figures. | If the traveller span varies from the 15m basic cost guide standard then the following % adjustments are to be adopted. 5m span deduct 60%, 7 & 8m span deduct 50%, 10m span deduct 30%, (15m span no change), 20m span add 45%, 25m span add 90%. | Cranes: Gantry Rails & Supports Integral. Composite stanchion taking the main support beam and rail track. | - | 10071 |  | M | - | NA | NA | NA | 779.1875 | Option 2 | 966.0399 | 23.98% | 0 | 0 | -100% | -100% | 0 | -100% | Redirected | NA | VOA_GPN_GOV_UK\7246041 | 2019-08-30 | Low | Blue | High | Risk taken from previous CG | - | - | NA | SPONS A&B | NA | (BEAMS Note 1) The ERC for this item should be added to the total of the ERC of the other P&M items on the site and the Buildings ERC (where applicable) to enable the correct contract size adjustment to be made. ERC of P&M Items + ERC of Building Component’s = Total ERC (net figure rateable items only) to which contract size adjustment should be applied The 2021 Generic Contractors Test Spreadsheet has this facility built into the programme - it is recommended you undertake all contractors test valuations using this spreadsheet. (Details on the application of contract size adjustments can be found in the RCG 2021 Guidance notes). Where RV is calculated using the comparative method (rental method) the contract size adjustment should be made as follows: Select - SCAT code box "P and M as an addition” within the 2021 Generic Contractors Test Spreadsheet facility. Or Where the spreadsheet is not used take the: Reciprocal of statutory de-capitalisation rate (i.e. 5% reciprocal = 20) multiply by rateable value of the buildings (before any overall end allowances are made and after making a notional deduction for the land value) and add to the ERC of P&M. Use resultant figure to calculate contract size adjustment. (Guidance Notes - Section 6) | Cranes: Gantry Rails & Supports Integral. Composite stanchion taking the main support beam and rail track. | - | 1 | TRUE
923 | 214B29 | 7853 | 214B29 | Cranes | Gantry Rails and Supports - Integral | Height to Underside of Rail Track | 12.19m | 25 tonnes | The crane gantry support beam supports the rail track upon which the moving traveller rests. The costs given include the extra foundations, the extra size of the support stanchion, the support beam and the rail track. Most buildings erected with structural steel stanchions are capable of also holding a gantry rail of up to 5 tonnes. In these cases an angle fillet is bolted to the upright projecting into the workshop/warehouse and the rail track support (with rail track on top) is fixed to this. As the traveller tonnage increases (over 5 tonnes) the upright stanchions, and horizontal beam, (and foundations to the stanchions) are increased in size to accommodate the extra load and thus the costs set out are in part for this ADDITIONAL cost element. This is over and above the figures used for the building framework. The additional steelwork, concrete foundation work, support beam, support flanges and rail track are regarded as Class 4 Table 3 structural supports and ERC¬s provided are all inclusive. The foundations will be larger to accommodate the extra load and the table includes an item for this element Below 5 tonnes the support beam and rail track may be substantial and the cost of this alone can be calculated by using the weight of steel appropriate. See Structural Steelwork supporting structures. Moving beam buffers These may be of various lengths and where two travellers work the same beam they prevent the two beams from coming to close together. This allows even distribution of weight down through the vertical stanchions. For max weight that rail support and stanchions can take look at SWL indication on main traveller. DO NOT add the various beam support weights together the max load that can be lifted is the heaviest beams SWL. | Location Adjustment Applicable (See Guidance Notes) - ERC = UK mean of 1.00 | (BEAMS Note 1) The ERC for this item should be added to the total of the ERC of the other P&M items on the site and the Buildings ERC (where applicable) to enable the correct contract size adjustment to be made. ERC of P&M Items + ERC of Building Component’s = Total ERC (net figure rateable items only) to which contract size adjustment should be applied The 2023 Generic Contractors Test Spreadsheet has this facility built into the programme - it is recommended you undertake all contractors test valuations using this spreadsheet. (Details on the application of contract size adjustments can be found in the RCG 2023 Guidance notes). Where RV is calculated using the comparative method (rental method) the contract size adjustment should be made as follows: Select - SCAT code box ""P and M as an addition” within the 2023 Generic Contractors Test Spreadsheet facility. Or Where the spreadsheet is not used take the: Reciprocal of statutory de-capitalisation rate (i.e. 5% reciprocal = 20) multiply by rateable value of the buildings (before any overall end allowances are made and after making a notional deduction for the land value) and add to the ERC of P&M. Use resultant figure to calculate contract size adjustment. (Guidance Notes - Section 6) | The costs are based on units with a 15m span traveller. The lifting capacity of the crane, height to underside of rail track (top of the track support beam) and the length of the gantry is all that is required to operate the scales (measured between the rails down the middle of the workshop). (Do not hook a metal tape onto the horizontal beam in order to gain the height. Most have exposed electrical cables attached). LINEAR METRE is distance-taking measurement between rail tracks of the length of the rail tracks. (Not always the length of the building) and is NOT the combined length of the two rails. The above costs do not include the moving traveller but do include foundations | Moving beam buffers These may be of various lengths and where two travellers work the same beam they prevent the two beams from coming to close together. This allows even distribution of weight down through the vertical stanchions. For max weight that rail support and stanchions can take look at SWL indication on main traveller. DO NOT add the various beam support weights together the max load that can be lifted is the heaviest beams SWL. | Class 4 Table 3 Foundations, settings, fixed gantries, supports Class 1 Table 1) List of Accessories (i) Travellers, Cranes Class 2 Table 2) | Whole is not rateable if under Class 1 or Class 2 if not used in connection with fuel for the generation of power or if not accessory to Class 1 or Class | Moving Traveller (Class 1 and Class 2) | It is assumed that the item forms part of an "average size industrial, commercial or office complex". Where it would be normal to find more than one item in such a hereditament the ERC stated has been adjusted to reflect any number / quantity, discount. These figures are NOT one off figures. | If the traveller span varies from the 15m basic cost guide standard then the following % adjustments are to be adopted. 5m span deduct 60%, 7 & 8m span deduct 50%, 10m span deduct 30%, (15m span no change), 20m span add 45%, 25m span add 90%. | Cranes: Gantry Rails & Supports Integral. Composite stanchion taking the main support beam and rail track. | - | 10071 |  | M | - | NA | NA | NA | 933.3125 | Option 2 | 1157.1247 | 23.98% | 0 | 0 | -100% | -100% | 0 | -100% | Redirected | NA | VOA_GPN_GOV_UK\7246041 | 2019-08-30 | Low | Blue | High | Risk taken from previous CG | - | - | NA | SPONS A&B | NA | (BEAMS Note 1) The ERC for this item should be added to the total of the ERC of the other P&M items on the site and the Buildings ERC (where applicable) to enable the correct contract size adjustment to be made. ERC of P&M Items + ERC of Building Component’s = Total ERC (net figure rateable items only) to which contract size adjustment should be applied The 2021 Generic Contractors Test Spreadsheet has this facility built into the programme - it is recommended you undertake all contractors test valuations using this spreadsheet. (Details on the application of contract size adjustments can be found in the RCG 2021 Guidance notes). Where RV is calculated using the comparative method (rental method) the contract size adjustment should be made as follows: Select - SCAT code box "P and M as an addition” within the 2021 Generic Contractors Test Spreadsheet facility. Or Where the spreadsheet is not used take the: Reciprocal of statutory de-capitalisation rate (i.e. 5% reciprocal = 20) multiply by rateable value of the buildings (before any overall end allowances are made and after making a notional deduction for the land value) and add to the ERC of P&M. Use resultant figure to calculate contract size adjustment. (Guidance Notes - Section 6) | Cranes: Gantry Rails & Supports Integral. Composite stanchion taking the main support beam and rail track. | - | 1 | TRUE
924 | 214B30 | 7854 | 214B30 | Cranes | Gantry Rails and Supports - Integral | Height to Underside of Rail Track | 12.19m | 30 tonnes | The crane gantry support beam supports the rail track upon which the moving traveller rests. The costs given include the extra foundations, the extra size of the support stanchion, the support beam and the rail track. Most buildings erected with structural steel stanchions are capable of also holding a gantry rail of up to 5 tonnes. In these cases an angle fillet is bolted to the upright projecting into the workshop/warehouse and the rail track support (with rail track on top) is fixed to this. As the traveller tonnage increases (over 5 tonnes) the upright stanchions, and horizontal beam, (and foundations to the stanchions) are increased in size to accommodate the extra load and thus the costs set out are in part for this ADDITIONAL cost element. This is over and above the figures used for the building framework. The additional steelwork, concrete foundation work, support beam, support flanges and rail track are regarded as Class 4 Table 3 structural supports and ERC¬s provided are all inclusive. The foundations will be larger to accommodate the extra load and the table includes an item for this element Below 5 tonnes the support beam and rail track may be substantial and the cost of this alone can be calculated by using the weight of steel appropriate. See Structural Steelwork supporting structures. Moving beam buffers These may be of various lengths and where two travellers work the same beam they prevent the two beams from coming to close together. This allows even distribution of weight down through the vertical stanchions. For max weight that rail support and stanchions can take look at SWL indication on main traveller. DO NOT add the various beam support weights together the max load that can be lifted is the heaviest beams SWL. | Location Adjustment Applicable (See Guidance Notes) - ERC = UK mean of 1.00 | (BEAMS Note 1) The ERC for this item should be added to the total of the ERC of the other P&M items on the site and the Buildings ERC (where applicable) to enable the correct contract size adjustment to be made. ERC of P&M Items + ERC of Building Component’s = Total ERC (net figure rateable items only) to which contract size adjustment should be applied The 2023 Generic Contractors Test Spreadsheet has this facility built into the programme - it is recommended you undertake all contractors test valuations using this spreadsheet. (Details on the application of contract size adjustments can be found in the RCG 2023 Guidance notes). Where RV is calculated using the comparative method (rental method) the contract size adjustment should be made as follows: Select - SCAT code box ""P and M as an addition” within the 2023 Generic Contractors Test Spreadsheet facility. Or Where the spreadsheet is not used take the: Reciprocal of statutory de-capitalisation rate (i.e. 5% reciprocal = 20) multiply by rateable value of the buildings (before any overall end allowances are made and after making a notional deduction for the land value) and add to the ERC of P&M. Use resultant figure to calculate contract size adjustment. (Guidance Notes - Section 6) | The costs are based on units with a 15m span traveller. The lifting capacity of the crane, height to underside of rail track (top of the track support beam) and the length of the gantry is all that is required to operate the scales (measured between the rails down the middle of the workshop). (Do not hook a metal tape onto the horizontal beam in order to gain the height. Most have exposed electrical cables attached). LINEAR METRE is distance-taking measurement between rail tracks of the length of the rail tracks. (Not always the length of the building) and is NOT the combined length of the two rails. The above costs do not include the moving traveller but do include foundations | Moving beam buffers These may be of various lengths and where two travellers work the same beam they prevent the two beams from coming to close together. This allows even distribution of weight down through the vertical stanchions. For max weight that rail support and stanchions can take look at SWL indication on main traveller. DO NOT add the various beam support weights together the max load that can be lifted is the heaviest beams SWL. | Class 4 Table 3 Foundations, settings, fixed gantries, supports Class 1 Table 1) List of Accessories (i) Travellers, Cranes Class 2 Table 2) | Whole is not rateable if under Class 1 or Class 2 if not used in connection with fuel for the generation of power or if not accessory to Class 1 or Class | Moving Traveller (Class 1 and Class 2) | It is assumed that the item forms part of an "average size industrial, commercial or office complex". Where it would be normal to find more than one item in such a hereditament the ERC stated has been adjusted to reflect any number / quantity, discount. These figures are NOT one off figures. | If the traveller span varies from the 15m basic cost guide standard then the following % adjustments are to be adopted. 5m span deduct 60%, 7 & 8m span deduct 50%, 10m span deduct 30%, (15m span no change), 20m span add 45%, 25m span add 90%. | Cranes: Gantry Rails & Supports Integral. Composite stanchion taking the main support beam and rail track. | - | 10071 |  | M | - | NA | NA | NA | 1224.4375 | Option 2 | 1518.0626 | 23.98% | 0 | 0 | -100% | -100% | 0 | -100% | Redirected | NA | VOA_GPN_GOV_UK\7246041 | 2019-08-30 | Low | Blue | High | Risk taken from previous CG | - | - | NA | SPONS A&B | NA | (BEAMS Note 1) The ERC for this item should be added to the total of the ERC of the other P&M items on the site and the Buildings ERC (where applicable) to enable the correct contract size adjustment to be made. ERC of P&M Items + ERC of Building Component’s = Total ERC (net figure rateable items only) to which contract size adjustment should be applied The 2021 Generic Contractors Test Spreadsheet has this facility built into the programme - it is recommended you undertake all contractors test valuations using this spreadsheet. (Details on the application of contract size adjustments can be found in the RCG 2021 Guidance notes). Where RV is calculated using the comparative method (rental method) the contract size adjustment should be made as follows: Select - SCAT code box "P and M as an addition” within the 2021 Generic Contractors Test Spreadsheet facility. Or Where the spreadsheet is not used take the: Reciprocal of statutory de-capitalisation rate (i.e. 5% reciprocal = 20) multiply by rateable value of the buildings (before any overall end allowances are made and after making a notional deduction for the land value) and add to the ERC of P&M. Use resultant figure to calculate contract size adjustment. (Guidance Notes - Section 6) | Cranes: Gantry Rails & Supports Integral. Composite stanchion taking the main support beam and rail track. | - | 1 | TRUE
925 | 214B31 | 7855 | 214B31 | Cranes | Gantry Rails and Supports - Integral | Height to Underside of Rail Track | 13.72m | 5 tonnes | The crane gantry support beam supports the rail track upon which the moving traveller rests. The costs given include the extra foundations, the extra size of the support stanchion, the support beam and the rail track. Most buildings erected with structural steel stanchions are capable of also holding a gantry rail of up to 5 tonnes. In these cases an angle fillet is bolted to the upright projecting into the workshop/warehouse and the rail track support (with rail track on top) is fixed to this. As the traveller tonnage increases (over 5 tonnes) the upright stanchions, and horizontal beam, (and foundations to the stanchions) are increased in size to accommodate the extra load and thus the costs set out are in part for this ADDITIONAL cost element. This is over and above the figures used for the building framework. The additional steelwork, concrete foundation work, support beam, support flanges and rail track are regarded as Class 4 Table 3 structural supports and ERC¬s provided are all inclusive. The foundations will be larger to accommodate the extra load and the table includes an item for this element Below 5 tonnes the support beam and rail track may be substantial and the cost of this alone can be calculated by using the weight of steel appropriate. See Structural Steelwork supporting structures. Moving beam buffers These may be of various lengths and where two travellers work the same beam they prevent the two beams from coming to close together. This allows even distribution of weight down through the vertical stanchions. For max weight that rail support and stanchions can take look at SWL indication on main traveller. DO NOT add the various beam support weights together the max load that can be lifted is the heaviest beams SWL. | Location Adjustment Applicable (See Guidance Notes) - ERC = UK mean of 1.00 | (BEAMS Note 1) The ERC for this item should be added to the total of the ERC of the other P&M items on the site and the Buildings ERC (where applicable) to enable the correct contract size adjustment to be made. ERC of P&M Items + ERC of Building Component’s = Total ERC (net figure rateable items only) to which contract size adjustment should be applied The 2023 Generic Contractors Test Spreadsheet has this facility built into the programme - it is recommended you undertake all contractors test valuations using this spreadsheet. (Details on the application of contract size adjustments can be found in the RCG 2023 Guidance notes). Where RV is calculated using the comparative method (rental method) the contract size adjustment should be made as follows: Select - SCAT code box ""P and M as an addition” within the 2023 Generic Contractors Test Spreadsheet facility. Or Where the spreadsheet is not used take the: Reciprocal of statutory de-capitalisation rate (i.e. 5% reciprocal = 20) multiply by rateable value of the buildings (before any overall end allowances are made and after making a notional deduction for the land value) and add to the ERC of P&M. Use resultant figure to calculate contract size adjustment. (Guidance Notes - Section 6) | The costs are based on units with a 15m span traveller. The lifting capacity of the crane, height to underside of rail track (top of the track support beam) and the length of the gantry is all that is required to operate the scales (measured between the rails down the middle of the workshop). (Do not hook a metal tape onto the horizontal beam in order to gain the height. Most have exposed electrical cables attached). LINEAR METRE is distance-taking measurement between rail tracks of the length of the rail tracks. (Not always the length of the building) and is NOT the combined length of the two rails. The above costs do not include the moving traveller but do include foundations | Moving beam buffers These may be of various lengths and where two travellers work the same beam they prevent the two beams from coming to close together. This allows even distribution of weight down through the vertical stanchions. For max weight that rail support and stanchions can take look at SWL indication on main traveller. DO NOT add the various beam support weights together the max load that can be lifted is the heaviest beams SWL. | Class 4 Table 3 Foundations, settings, fixed gantries, supports Class 1 Table 1) List of Accessories (i) Travellers, Cranes Class 2 Table 2) | Whole is not rateable if under Class 1 or Class 2 if not used in connection with fuel for the generation of power or if not accessory to Class 1 or Class | Moving Traveller (Class 1 and Class 2) | It is assumed that the item forms part of an "average size industrial, commercial or office complex". Where it would be normal to find more than one item in such a hereditament the ERC stated has been adjusted to reflect any number / quantity, discount. These figures are NOT one off figures. | If the traveller span varies from the 15m basic cost guide standard then the following % adjustments are to be adopted. 5m span deduct 60%, 7 & 8m span deduct 50%, 10m span deduct 30%, (15m span no change), 20m span add 45%, 25m span add 90%. | Cranes: Gantry Rails & Supports Integral. Composite stanchion taking the main support beam and rail track. | - | 10071 |  | M | - | NA | NA | NA | 239.75 | Option 2 | 297.243 | 23.98% | 0 | 0 | -100% | -100% | 0 | -100% | Redirected | NA | VOA_GPN_GOV_UK\7246041 | 2019-08-30 | Low | Blue | High | Risk taken from previous CG | - | - | NA | SPONS A&B | NA | (BEAMS Note 1) The ERC for this item should be added to the total of the ERC of the other P&M items on the site and the Buildings ERC (where applicable) to enable the correct contract size adjustment to be made. ERC of P&M Items + ERC of Building Component’s = Total ERC (net figure rateable items only) to which contract size adjustment should be applied The 2021 Generic Contractors Test Spreadsheet has this facility built into the programme - it is recommended you undertake all contractors test valuations using this spreadsheet. (Details on the application of contract size adjustments can be found in the RCG 2021 Guidance notes). Where RV is calculated using the comparative method (rental method) the contract size adjustment should be made as follows: Select - SCAT code box "P and M as an addition” within the 2021 Generic Contractors Test Spreadsheet facility. Or Where the spreadsheet is not used take the: Reciprocal of statutory de-capitalisation rate (i.e. 5% reciprocal = 20) multiply by rateable value of the buildings (before any overall end allowances are made and after making a notional deduction for the land value) and add to the ERC of P&M. Use resultant figure to calculate contract size adjustment. (Guidance Notes - Section 6) | Cranes: Gantry Rails & Supports Integral. Composite stanchion taking the main support beam and rail track. | - | 1 | TRUE
926 | 214B32 | 7856 | 214B32 | Cranes | Gantry Rails and Supports - Integral | Height to Underside of Rail Track | 13.72m | 10 tonnes | The crane gantry support beam supports the rail track upon which the moving traveller rests. The costs given include the extra foundations, the extra size of the support stanchion, the support beam and the rail track. Most buildings erected with structural steel stanchions are capable of also holding a gantry rail of up to 5 tonnes. In these cases an angle fillet is bolted to the upright projecting into the workshop/warehouse and the rail track support (with rail track on top) is fixed to this. As the traveller tonnage increases (over 5 tonnes) the upright stanchions, and horizontal beam, (and foundations to the stanchions) are increased in size to accommodate the extra load and thus the costs set out are in part for this ADDITIONAL cost element. This is over and above the figures used for the building framework. The additional steelwork, concrete foundation work, support beam, support flanges and rail track are regarded as Class 4 Table 3 structural supports and ERC¬s provided are all inclusive. The foundations will be larger to accommodate the extra load and the table includes an item for this element Below 5 tonnes the support beam and rail track may be substantial and the cost of this alone can be calculated by using the weight of steel appropriate. See Structural Steelwork supporting structures. Moving beam buffers These may be of various lengths and where two travellers work the same beam they prevent the two beams from coming to close together. This allows even distribution of weight down through the vertical stanchions. For max weight that rail support and stanchions can take look at SWL indication on main traveller. DO NOT add the various beam support weights together the max load that can be lifted is the heaviest beams SWL. | Location Adjustment Applicable (See Guidance Notes) - ERC = UK mean of 1.00 | (BEAMS Note 1) The ERC for this item should be added to the total of the ERC of the other P&M items on the site and the Buildings ERC (where applicable) to enable the correct contract size adjustment to be made. ERC of P&M Items + ERC of Building Component’s = Total ERC (net figure rateable items only) to which contract size adjustment should be applied The 2023 Generic Contractors Test Spreadsheet has this facility built into the programme - it is recommended you undertake all contractors test valuations using this spreadsheet. (Details on the application of contract size adjustments can be found in the RCG 2023 Guidance notes). Where RV is calculated using the comparative method (rental method) the contract size adjustment should be made as follows: Select - SCAT code box ""P and M as an addition” within the 2023 Generic Contractors Test Spreadsheet facility. Or Where the spreadsheet is not used take the: Reciprocal of statutory de-capitalisation rate (i.e. 5% reciprocal = 20) multiply by rateable value of the buildings (before any overall end allowances are made and after making a notional deduction for the land value) and add to the ERC of P&M. Use resultant figure to calculate contract size adjustment. (Guidance Notes - Section 6) | The costs are based on units with a 15m span traveller. The lifting capacity of the crane, height to underside of rail track (top of the track support beam) and the length of the gantry is all that is required to operate the scales (measured between the rails down the middle of the workshop). (Do not hook a metal tape onto the horizontal beam in order to gain the height. Most have exposed electrical cables attached). LINEAR METRE is distance-taking measurement between rail tracks of the length of the rail tracks. (Not always the length of the building) and is NOT the combined length of the two rails. The above costs do not include the moving traveller but do include foundations | Moving beam buffers These may be of various lengths and where two travellers work the same beam they prevent the two beams from coming to close together. This allows even distribution of weight down through the vertical stanchions. For max weight that rail support and stanchions can take look at SWL indication on main traveller. DO NOT add the various beam support weights together the max load that can be lifted is the heaviest beams SWL. | Class 4 Table 3 Foundations, settings, fixed gantries, supports Class 1 Table 1) List of Accessories (i) Travellers, Cranes Class 2 Table 2) | Whole is not rateable if under Class 1 or Class 2 if not used in connection with fuel for the generation of power or if not accessory to Class 1 or Class | Moving Traveller (Class 1 and Class 2) | It is assumed that the item forms part of an "average size industrial, commercial or office complex". Where it would be normal to find more than one item in such a hereditament the ERC stated has been adjusted to reflect any number / quantity, discount. These figures are NOT one off figures. | If the traveller span varies from the 15m basic cost guide standard then the following % adjustments are to be adopted. 5m span deduct 60%, 7 & 8m span deduct 50%, 10m span deduct 30%, (15m span no change), 20m span add 45%, 25m span add 90%. | Cranes: Gantry Rails & Supports Integral. Composite stanchion taking the main support beam and rail track. | - | 10071 |  | M | - | NA | NA | NA | 458.0938 | Option 2 | 567.9465 | 23.98% | 0 | 0 | -100% | -100% | 0 | -100% | Redirected | NA | VOA_GPN_GOV_UK\7246041 | 2019-08-30 | Low | Blue | High | Risk taken from previous CG | - | - | NA | SPONS A&B | NA | (BEAMS Note 1) The ERC for this item should be added to the total of the ERC of the other P&M items on the site and the Buildings ERC (where applicable) to enable the correct contract size adjustment to be made. ERC of P&M Items + ERC of Building Component’s = Total ERC (net figure rateable items only) to which contract size adjustment should be applied The 2021 Generic Contractors Test Spreadsheet has this facility built into the programme - it is recommended you undertake all contractors test valuations using this spreadsheet. (Details on the application of contract size adjustments can be found in the RCG 2021 Guidance notes). Where RV is calculated using the comparative method (rental method) the contract size adjustment should be made as follows: Select - SCAT code box "P and M as an addition” within the 2021 Generic Contractors Test Spreadsheet facility. Or Where the spreadsheet is not used take the: Reciprocal of statutory de-capitalisation rate (i.e. 5% reciprocal = 20) multiply by rateable value of the buildings (before any overall end allowances are made and after making a notional deduction for the land value) and add to the ERC of P&M. Use resultant figure to calculate contract size adjustment. (Guidance Notes - Section 6) | Cranes: Gantry Rails & Supports Integral. Composite stanchion taking the main support beam and rail track. | - | 1 | TRUE
927 | 214B33 | 7857 | 214B33 | Cranes | Gantry Rails and Supports - Integral | Height to Underside of Rail Track | 13.72m | 15 tonnes | The crane gantry support beam supports the rail track upon which the moving traveller rests. The costs given include the extra foundations, the extra size of the support stanchion, the support beam and the rail track. Most buildings erected with structural steel stanchions are capable of also holding a gantry rail of up to 5 tonnes. In these cases an angle fillet is bolted to the upright projecting into the workshop/warehouse and the rail track support (with rail track on top) is fixed to this. As the traveller tonnage increases (over 5 tonnes) the upright stanchions, and horizontal beam, (and foundations to the stanchions) are increased in size to accommodate the extra load and thus the costs set out are in part for this ADDITIONAL cost element. This is over and above the figures used for the building framework. The additional steelwork, concrete foundation work, support beam, support flanges and rail track are regarded as Class 4 Table 3 structural supports and ERC¬s provided are all inclusive. The foundations will be larger to accommodate the extra load and the table includes an item for this element Below 5 tonnes the support beam and rail track may be substantial and the cost of this alone can be calculated by using the weight of steel appropriate. See Structural Steelwork supporting structures. Moving beam buffers These may be of various lengths and where two travellers work the same beam they prevent the two beams from coming to close together. This allows even distribution of weight down through the vertical stanchions. For max weight that rail support and stanchions can take look at SWL indication on main traveller. DO NOT add the various beam support weights together the max load that can be lifted is the heaviest beams SWL. | Location Adjustment Applicable (See Guidance Notes) - ERC = UK mean of 1.00 | (BEAMS Note 1) The ERC for this item should be added to the total of the ERC of the other P&M items on the site and the Buildings ERC (where applicable) to enable the correct contract size adjustment to be made. ERC of P&M Items + ERC of Building Component’s = Total ERC (net figure rateable items only) to which contract size adjustment should be applied The 2023 Generic Contractors Test Spreadsheet has this facility built into the programme - it is recommended you undertake all contractors test valuations using this spreadsheet. (Details on the application of contract size adjustments can be found in the RCG 2023 Guidance notes). Where RV is calculated using the comparative method (rental method) the contract size adjustment should be made as follows: Select - SCAT code box ""P and M as an addition” within the 2023 Generic Contractors Test Spreadsheet facility. Or Where the spreadsheet is not used take the: Reciprocal of statutory de-capitalisation rate (i.e. 5% reciprocal = 20) multiply by rateable value of the buildings (before any overall end allowances are made and after making a notional deduction for the land value) and add to the ERC of P&M. Use resultant figure to calculate contract size adjustment. (Guidance Notes - Section 6) | The costs are based on units with a 15m span traveller. The lifting capacity of the crane, height to underside of rail track (top of the track support beam) and the length of the gantry is all that is required to operate the scales (measured between the rails down the middle of the workshop). (Do not hook a metal tape onto the horizontal beam in order to gain the height. Most have exposed electrical cables attached). LINEAR METRE is distance-taking measurement between rail tracks of the length of the rail tracks. (Not always the length of the building) and is NOT the combined length of the two rails. The above costs do not include the moving traveller but do include foundations | Moving beam buffers These may be of various lengths and where two travellers work the same beam they prevent the two beams from coming to close together. This allows even distribution of weight down through the vertical stanchions. For max weight that rail support and stanchions can take look at SWL indication on main traveller. DO NOT add the various beam support weights together the max load that can be lifted is the heaviest beams SWL. | Class 4 Table 3 Foundations, settings, fixed gantries, supports Class 1 Table 1) List of Accessories (i) Travellers, Cranes Class 2 Table 2) | Whole is not rateable if under Class 1 or Class 2 if not used in connection with fuel for the generation of power or if not accessory to Class 1 or Class | Moving Traveller (Class 1 and Class 2) | It is assumed that the item forms part of an "average size industrial, commercial or office complex". Where it would be normal to find more than one item in such a hereditament the ERC stated has been adjusted to reflect any number / quantity, discount. These figures are NOT one off figures. | If the traveller span varies from the 15m basic cost guide standard then the following % adjustments are to be adopted. 5m span deduct 60%, 7 & 8m span deduct 50%, 10m span deduct 30%, (15m span no change), 20m span add 45%, 25m span add 90%. | Cranes: Gantry Rails & Supports Integral. Composite stanchion taking the main support beam and rail track. | - | 10071 |  | M | - | NA | NA | NA | 646.4688 | Option 2 | 801.4946 | 23.98% | 0 | 0 | -100% | -100% | 0 | -100% | Redirected | NA | VOA_GPN_GOV_UK\7246041 | 2019-08-30 | Low | Blue | High | Risk taken from previous CG | - | - | NA | SPONS A&B | NA | (BEAMS Note 1) The ERC for this item should be added to the total of the ERC of the other P&M items on the site and the Buildings ERC (where applicable) to enable the correct contract size adjustment to be made. ERC of P&M Items + ERC of Building Component’s = Total ERC (net figure rateable items only) to which contract size adjustment should be applied The 2021 Generic Contractors Test Spreadsheet has this facility built into the programme - it is recommended you undertake all contractors test valuations using this spreadsheet. (Details on the application of contract size adjustments can be found in the RCG 2021 Guidance notes). Where RV is calculated using the comparative method (rental method) the contract size adjustment should be made as follows: Select - SCAT code box "P and M as an addition” within the 2021 Generic Contractors Test Spreadsheet facility. Or Where the spreadsheet is not used take the: Reciprocal of statutory de-capitalisation rate (i.e. 5% reciprocal = 20) multiply by rateable value of the buildings (before any overall end allowances are made and after making a notional deduction for the land value) and add to the ERC of P&M. Use resultant figure to calculate contract size adjustment. (Guidance Notes - Section 6) | Cranes: Gantry Rails & Supports Integral. Composite stanchion taking the main support beam and rail track. | - | 1 | TRUE
928 | 214B34 | 7858 | 214B34 | Cranes | Gantry Rails and Supports - Integral | Height to Underside of Rail Track | 13.72m | 20 tonnes | The crane gantry support beam supports the rail track upon which the moving traveller rests. The costs given include the extra foundations, the extra size of the support stanchion, the support beam and the rail track. Most buildings erected with structural steel stanchions are capable of also holding a gantry rail of up to 5 tonnes. In these cases an angle fillet is bolted to the upright projecting into the workshop/warehouse and the rail track support (with rail track on top) is fixed to this. As the traveller tonnage increases (over 5 tonnes) the upright stanchions, and horizontal beam, (and foundations to the stanchions) are increased in size to accommodate the extra load and thus the costs set out are in part for this ADDITIONAL cost element. This is over and above the figures used for the building framework. The additional steelwork, concrete foundation work, support beam, support flanges and rail track are regarded as Class 4 Table 3 structural supports and ERC¬s provided are all inclusive. The foundations will be larger to accommodate the extra load and the table includes an item for this element Below 5 tonnes the support beam and rail track may be substantial and the cost of this alone can be calculated by using the weight of steel appropriate. See Structural Steelwork supporting structures. Moving beam buffers These may be of various lengths and where two travellers work the same beam they prevent the two beams from coming to close together. This allows even distribution of weight down through the vertical stanchions. For max weight that rail support and stanchions can take look at SWL indication on main traveller. DO NOT add the various beam support weights together the max load that can be lifted is the heaviest beams SWL. | Location Adjustment Applicable (See Guidance Notes) - ERC = UK mean of 1.00 | (BEAMS Note 1) The ERC for this item should be added to the total of the ERC of the other P&M items on the site and the Buildings ERC (where applicable) to enable the correct contract size adjustment to be made. ERC of P&M Items + ERC of Building Component’s = Total ERC (net figure rateable items only) to which contract size adjustment should be applied The 2023 Generic Contractors Test Spreadsheet has this facility built into the programme - it is recommended you undertake all contractors test valuations using this spreadsheet. (Details on the application of contract size adjustments can be found in the RCG 2023 Guidance notes). Where RV is calculated using the comparative method (rental method) the contract size adjustment should be made as follows: Select - SCAT code box ""P and M as an addition” within the 2023 Generic Contractors Test Spreadsheet facility. Or Where the spreadsheet is not used take the: Reciprocal of statutory de-capitalisation rate (i.e. 5% reciprocal = 20) multiply by rateable value of the buildings (before any overall end allowances are made and after making a notional deduction for the land value) and add to the ERC of P&M. Use resultant figure to calculate contract size adjustment. (Guidance Notes - Section 6) | The costs are based on units with a 15m span traveller. The lifting capacity of the crane, height to underside of rail track (top of the track support beam) and the length of the gantry is all that is required to operate the scales (measured between the rails down the middle of the workshop). (Do not hook a metal tape onto the horizontal beam in order to gain the height. Most have exposed electrical cables attached). LINEAR METRE is distance-taking measurement between rail tracks of the length of the rail tracks. (Not always the length of the building) and is NOT the combined length of the two rails. The above costs do not include the moving traveller but do include foundations | Moving beam buffers These may be of various lengths and where two travellers work the same beam they prevent the two beams from coming to close together. This allows even distribution of weight down through the vertical stanchions. For max weight that rail support and stanchions can take look at SWL indication on main traveller. DO NOT add the various beam support weights together the max load that can be lifted is the heaviest beams SWL. | Class 4 Table 3 Foundations, settings, fixed gantries, supports Class 1 Table 1) List of Accessories (i) Travellers, Cranes Class 2 Table 2) | Whole is not rateable if under Class 1 or Class 2 if not used in connection with fuel for the generation of power or if not accessory to Class 1 or Class | Moving Traveller (Class 1 and Class 2) | It is assumed that the item forms part of an "average size industrial, commercial or office complex". Where it would be normal to find more than one item in such a hereditament the ERC stated has been adjusted to reflect any number / quantity, discount. These figures are NOT one off figures. | If the traveller span varies from the 15m basic cost guide standard then the following % adjustments are to be adopted. 5m span deduct 60%, 7 & 8m span deduct 50%, 10m span deduct 30%, (15m span no change), 20m span add 45%, 25m span add 90%. | Cranes: Gantry Rails & Supports Integral. Composite stanchion taking the main support beam and rail track. | - | 10071 |  | M | - | NA | NA | NA | 817.7188 | Option 2 | 1013.8111 | 23.98% | 0 | 0 | -100% | -100% | 0 | -100% | Redirected | NA | VOA_GPN_GOV_UK\7246041 | 2019-08-30 | Low | Blue | High | Risk taken from previous CG | - | - | NA | SPONS A&B | NA | (BEAMS Note 1) The ERC for this item should be added to the total of the ERC of the other P&M items on the site and the Buildings ERC (where applicable) to enable the correct contract size adjustment to be made. ERC of P&M Items + ERC of Building Component’s = Total ERC (net figure rateable items only) to which contract size adjustment should be applied The 2021 Generic Contractors Test Spreadsheet has this facility built into the programme - it is recommended you undertake all contractors test valuations using this spreadsheet. (Details on the application of contract size adjustments can be found in the RCG 2021 Guidance notes). Where RV is calculated using the comparative method (rental method) the contract size adjustment should be made as follows: Select - SCAT code box "P and M as an addition” within the 2021 Generic Contractors Test Spreadsheet facility. Or Where the spreadsheet is not used take the: Reciprocal of statutory de-capitalisation rate (i.e. 5% reciprocal = 20) multiply by rateable value of the buildings (before any overall end allowances are made and after making a notional deduction for the land value) and add to the ERC of P&M. Use resultant figure to calculate contract size adjustment. (Guidance Notes - Section 6) | Cranes: Gantry Rails & Supports Integral. Composite stanchion taking the main support beam and rail track. | - | 1 | TRUE
929 | 214B35 | 7859 | 214B35 | Cranes | Gantry Rails and Supports - Integral | Height to Underside of Rail Track | 13.72m | 25 tonnes | The crane gantry support beam supports the rail track upon which the moving traveller rests. The costs given include the extra foundations, the extra size of the support stanchion, the support beam and the rail track. Most buildings erected with structural steel stanchions are capable of also holding a gantry rail of up to 5 tonnes. In these cases an angle fillet is bolted to the upright projecting into the workshop/warehouse and the rail track support (with rail track on top) is fixed to this. As the traveller tonnage increases (over 5 tonnes) the upright stanchions, and horizontal beam, (and foundations to the stanchions) are increased in size to accommodate the extra load and thus the costs set out are in part for this ADDITIONAL cost element. This is over and above the figures used for the building framework. The additional steelwork, concrete foundation work, support beam, support flanges and rail track are regarded as Class 4 Table 3 structural supports and ERC¬s provided are all inclusive. The foundations will be larger to accommodate the extra load and the table includes an item for this element Below 5 tonnes the support beam and rail track may be substantial and the cost of this alone can be calculated by using the weight of steel appropriate. See Structural Steelwork supporting structures. Moving beam buffers These may be of various lengths and where two travellers work the same beam they prevent the two beams from coming to close together. This allows even distribution of weight down through the vertical stanchions. For max weight that rail support and stanchions can take look at SWL indication on main traveller. DO NOT add the various beam support weights together the max load that can be lifted is the heaviest beams SWL. | Location Adjustment Applicable (See Guidance Notes) - ERC = UK mean of 1.00 | (BEAMS Note 1) The ERC for this item should be added to the total of the ERC of the other P&M items on the site and the Buildings ERC (where applicable) to enable the correct contract size adjustment to be made. ERC of P&M Items + ERC of Building Component’s = Total ERC (net figure rateable items only) to which contract size adjustment should be applied The 2023 Generic Contractors Test Spreadsheet has this facility built into the programme - it is recommended you undertake all contractors test valuations using this spreadsheet. (Details on the application of contract size adjustments can be found in the RCG 2023 Guidance notes). Where RV is calculated using the comparative method (rental method) the contract size adjustment should be made as follows: Select - SCAT code box ""P and M as an addition” within the 2023 Generic Contractors Test Spreadsheet facility. Or Where the spreadsheet is not used take the: Reciprocal of statutory de-capitalisation rate (i.e. 5% reciprocal = 20) multiply by rateable value of the buildings (before any overall end allowances are made and after making a notional deduction for the land value) and add to the ERC of P&M. Use resultant figure to calculate contract size adjustment. (Guidance Notes - Section 6) | The costs are based on units with a 15m span traveller. The lifting capacity of the crane, height to underside of rail track (top of the track support beam) and the length of the gantry is all that is required to operate the scales (measured between the rails down the middle of the workshop). (Do not hook a metal tape onto the horizontal beam in order to gain the height. Most have exposed electrical cables attached). LINEAR METRE is distance-taking measurement between rail tracks of the length of the rail tracks. (Not always the length of the building) and is NOT the combined length of the two rails. The above costs do not include the moving traveller but do include foundations | Moving beam buffers These may be of various lengths and where two travellers work the same beam they prevent the two beams from coming to close together. This allows even distribution of weight down through the vertical stanchions. For max weight that rail support and stanchions can take look at SWL indication on main traveller. DO NOT add the various beam support weights together the max load that can be lifted is the heaviest beams SWL. | Class 4 Table 3 Foundations, settings, fixed gantries, supports Class 1 Table 1) List of Accessories (i) Travellers, Cranes Class 2 Table 2) | Whole is not rateable if under Class 1 or Class 2 if not used in connection with fuel for the generation of power or if not accessory to Class 1 or Class | Moving Traveller (Class 1 and Class 2) | It is assumed that the item forms part of an "average size industrial, commercial or office complex". Where it would be normal to find more than one item in such a hereditament the ERC stated has been adjusted to reflect any number / quantity, discount. These figures are NOT one off figures. | If the traveller span varies from the 15m basic cost guide standard then the following % adjustments are to be adopted. 5m span deduct 60%, 7 & 8m span deduct 50%, 10m span deduct 30%, (15m span no change), 20m span add 45%, 25m span add 90%. | Cranes: Gantry Rails & Supports Integral. Composite stanchion taking the main support beam and rail track. | - | 10071 |  | M | - | NA | NA | NA | 976.125 | Option 2 | 1210.2038 | 23.98% | 0 | 0 | -100% | -100% | 0 | -100% | Redirected | NA | VOA_GPN_GOV_UK\7246041 | 2019-08-30 | Low | Blue | High | Risk taken from previous CG | - | - | NA | SPONS A&B | NA | (BEAMS Note 1) The ERC for this item should be added to the total of the ERC of the other P&M items on the site and the Buildings ERC (where applicable) to enable the correct contract size adjustment to be made. ERC of P&M Items + ERC of Building Component’s = Total ERC (net figure rateable items only) to which contract size adjustment should be applied The 2021 Generic Contractors Test Spreadsheet has this facility built into the programme - it is recommended you undertake all contractors test valuations using this spreadsheet. (Details on the application of contract size adjustments can be found in the RCG 2021 Guidance notes). Where RV is calculated using the comparative method (rental method) the contract size adjustment should be made as follows: Select - SCAT code box "P and M as an addition” within the 2021 Generic Contractors Test Spreadsheet facility. Or Where the spreadsheet is not used take the: Reciprocal of statutory de-capitalisation rate (i.e. 5% reciprocal = 20) multiply by rateable value of the buildings (before any overall end allowances are made and after making a notional deduction for the land value) and add to the ERC of P&M. Use resultant figure to calculate contract size adjustment. (Guidance Notes - Section 6) | Cranes: Gantry Rails & Supports Integral. Composite stanchion taking the main support beam and rail track. | - | 1 | TRUE
930 | 214B36 | 7860 | 214B36 | Cranes | Gantry Rails and Supports - Integral | Height to Underside of Rail Track | 13.72m | 30 tonnes | The crane gantry support beam supports the rail track upon which the moving traveller rests. The costs given include the extra foundations, the extra size of the support stanchion, the support beam and the rail track. Most buildings erected with structural steel stanchions are capable of also holding a gantry rail of up to 5 tonnes. In these cases an angle fillet is bolted to the upright projecting into the workshop/warehouse and the rail track support (with rail track on top) is fixed to this. As the traveller tonnage increases (over 5 tonnes) the upright stanchions, and horizontal beam, (and foundations to the stanchions) are increased in size to accommodate the extra load and thus the costs set out are in part for this ADDITIONAL cost element. This is over and above the figures used for the building framework. The additional steelwork, concrete foundation work, support beam, support flanges and rail track are regarded as Class 4 Table 3 structural supports and ERC¬s provided are all inclusive. The foundations will be larger to accommodate the extra load and the table includes an item for this element Below 5 tonnes the support beam and rail track may be substantial and the cost of this alone can be calculated by using the weight of steel appropriate. See Structural Steelwork supporting structures. Moving beam buffers These may be of various lengths and where two travellers work the same beam they prevent the two beams from coming to close together. This allows even distribution of weight down through the vertical stanchions. For max weight that rail support and stanchions can take look at SWL indication on main traveller. DO NOT add the various beam support weights together the max load that can be lifted is the heaviest beams SWL. | Location Adjustment Applicable (See Guidance Notes) - ERC = UK mean of 1.00 | (BEAMS Note 1) The ERC for this item should be added to the total of the ERC of the other P&M items on the site and the Buildings ERC (where applicable) to enable the correct contract size adjustment to be made. ERC of P&M Items + ERC of Building Component’s = Total ERC (net figure rateable items only) to which contract size adjustment should be applied The 2023 Generic Contractors Test Spreadsheet has this facility built into the programme - it is recommended you undertake all contractors test valuations using this spreadsheet. (Details on the application of contract size adjustments can be found in the RCG 2023 Guidance notes). Where RV is calculated using the comparative method (rental method) the contract size adjustment should be made as follows: Select - SCAT code box ""P and M as an addition” within the 2023 Generic Contractors Test Spreadsheet facility. Or Where the spreadsheet is not used take the: Reciprocal of statutory de-capitalisation rate (i.e. 5% reciprocal = 20) multiply by rateable value of the buildings (before any overall end allowances are made and after making a notional deduction for the land value) and add to the ERC of P&M. Use resultant figure to calculate contract size adjustment. (Guidance Notes - Section 6) | The costs are based on units with a 15m span traveller. The lifting capacity of the crane, height to underside of rail track (top of the track support beam) and the length of the gantry is all that is required to operate the scales (measured between the rails down the middle of the workshop). (Do not hook a metal tape onto the horizontal beam in order to gain the height. Most have exposed electrical cables attached). LINEAR METRE is distance-taking measurement between rail tracks of the length of the rail tracks. (Not always the length of the building) and is NOT the combined length of the two rails. The above costs do not include the moving traveller but do include foundations | Moving beam buffers These may be of various lengths and where two travellers work the same beam they prevent the two beams from coming to close together. This allows even distribution of weight down through the vertical stanchions. For max weight that rail support and stanchions can take look at SWL indication on main traveller. DO NOT add the various beam support weights together the max load that can be lifted is the heaviest beams SWL. | Class 4 Table 3 Foundations, settings, fixed gantries, supports Class 1 Table 1) List of Accessories (i) Travellers, Cranes Class 2 Table 2) | Whole is not rateable if under Class 1 or Class 2 if not used in connection with fuel for the generation of power or if not accessory to Class 1 or Class | Moving Traveller (Class 1 and Class 2) | It is assumed that the item forms part of an "average size industrial, commercial or office complex". Where it would be normal to find more than one item in such a hereditament the ERC stated has been adjusted to reflect any number / quantity, discount. These figures are NOT one off figures. | If the traveller span varies from the 15m basic cost guide standard then the following % adjustments are to be adopted. 5m span deduct 60%, 7 & 8m span deduct 50%, 10m span deduct 30%, (15m span no change), 20m span add 45%, 25m span add 90%. | Cranes: Gantry Rails & Supports Integral. Composite stanchion taking the main support beam and rail track. | - | 10071 |  | M | - | NA | NA | NA | 1288.6562 | Option 2 | 1597.6813 | 23.98% | 0 | 0 | -100% | -100% | 0 | -100% | Redirected | NA | VOA_GPN_GOV_UK\7246041 | 2019-08-30 | Low | Blue | High | Risk taken from previous CG | - | - | NA | SPONS A&B | NA | (BEAMS Note 1) The ERC for this item should be added to the total of the ERC of the other P&M items on the site and the Buildings ERC (where applicable) to enable the correct contract size adjustment to be made. ERC of P&M Items + ERC of Building Component’s = Total ERC (net figure rateable items only) to which contract size adjustment should be applied The 2021 Generic Contractors Test Spreadsheet has this facility built into the programme - it is recommended you undertake all contractors test valuations using this spreadsheet. (Details on the application of contract size adjustments can be found in the RCG 2021 Guidance notes). Where RV is calculated using the comparative method (rental method) the contract size adjustment should be made as follows: Select - SCAT code box "P and M as an addition” within the 2021 Generic Contractors Test Spreadsheet facility. Or Where the spreadsheet is not used take the: Reciprocal of statutory de-capitalisation rate (i.e. 5% reciprocal = 20) multiply by rateable value of the buildings (before any overall end allowances are made and after making a notional deduction for the land value) and add to the ERC of P&M. Use resultant figure to calculate contract size adjustment. (Guidance Notes - Section 6) | Cranes: Gantry Rails & Supports Integral. Composite stanchion taking the main support beam and rail track. | - | 1 | TRUE
931 | 214B37 | 7861 | 214B37 | Cranes | Gantry Rails and Supports - Integral | Height to Underside of Rail Track | 15.24m | 5 tonnes | The crane gantry support beam supports the rail track upon which the moving traveller rests. The costs given include the extra foundations, the extra size of the support stanchion, the support beam and the rail track. Most buildings erected with structural steel stanchions are capable of also holding a gantry rail of up to 5 tonnes. In these cases an angle fillet is bolted to the upright projecting into the workshop/warehouse and the rail track support (with rail track on top) is fixed to this. As the traveller tonnage increases (over 5 tonnes) the upright stanchions, and horizontal beam, (and foundations to the stanchions) are increased in size to accommodate the extra load and thus the costs set out are in part for this ADDITIONAL cost element. This is over and above the figures used for the building framework. The additional steelwork, concrete foundation work, support beam, support flanges and rail track are regarded as Class 4 Table 3 structural supports and ERC provided are all inclusive. The foundations will be larger to accommodate the extra load and the table includes an item for this element Below 5 tonnes the support beam and rail track may be substantial and the cost of this alone can be calculated by using the weight of steel appropriate. See Structural Steelwork supporting structures. Moving beam buffers These may be of various lengths and where two travellers work the same beam they prevent the two beams from coming to close together. This allows even distribution of weight down through the vertical stanchions. For max weight that rail support and stanchions can take look at SWL indication on main traveller. DO NOT add the various beam support weights together the max load that can be lifted is the heaviest beams SWL. | Location Adjustment Applicable (See Guidance Notes) - ERC = UK mean of 1.00 | (BEAMS Note 1) The ERC for this item should be added to the total of the ERC of the other P&M items on the site and the Buildings ERC (where applicable) to enable the correct contract size adjustment to be made. ERC of P&M Items + ERC of Building Component’s = Total ERC (net figure rateable items only) to which contract size adjustment should be applied The 2023 Generic Contractors Test Spreadsheet has this facility built into the programme - it is recommended you undertake all contractors test valuations using this spreadsheet. (Details on the application of contract size adjustments can be found in the RCG 2023 Guidance notes). Where RV is calculated using the comparative method (rental method) the contract size adjustment should be made as follows: Select - SCAT code box ""P and M as an addition” within the 2023 Generic Contractors Test Spreadsheet facility. Or Where the spreadsheet is not used take the: Reciprocal of statutory de-capitalisation rate (i.e. 5% reciprocal = 20) multiply by rateable value of the buildings (before any overall end allowances are made and after making a notional deduction for the land value) and add to the ERC of P&M. Use resultant figure to calculate contract size adjustment. (Guidance Notes - Section 6) | The costs are based on units with a 15m span traveller. The lifting capacity of the crane, height to underside of rail track (top of the track support beam) and the length of the gantry is all that is required to operate the scales (measured between the rails down the middle of the workshop). (Do not hook a metal tape onto the horizontal beam in order to gain the height. Most have exposed electrical cables attached). LINEAR METRE is distance-taking measurement between rail tracks of the length of the rail tracks. (Not always the length of the building) and is NOT the combined length of the two rails. The above costs do not include the moving traveller but do include foundations | Moving beam buffers These may be of various lengths and where two travellers work the same beam they prevent the two beams from coming to close together. This allows even distribution of weight down through the vertical stanchions. For max weight that rail support and stanchions can take look at SWL indication on main traveller. DO NOT add the various beam support weights together the max load that can be lifted is the heaviest beams SWL. | Class 4 Table 3 Foundations, settings, fixed gantries, supports Class 1 Table 1) List of Accessories (i) Travellers, Cranes Class 2 Table 2) | Whole is not rateable if under Class 1 or Class 2 if not used in connection with fuel for the generation of power or if not accessory to Class 1 or Class. | Moving Traveller (Class 1 and Class 2). | It is assumed that the item forms part of an average size industrial, commercial or office complex. Where it would be normal to find more than one item in such a hereditament the ERC stated has been adjusted to reflect any number / quantity, discount. These figures are NOT one off figures. | If the traveller span varies from the 15m basic cost guide standard then the following % adjustments are to be adopted. 5m span deduct 60%, 7 & 8m span deduct 50%, 10m span deduct 30%, (15m span no change), 20m span add 45%, 25m span add 90%. | Cranes: Gantry Rails & Supports Integral. Composite stanchion taking the main support beam and rail track. | - | 10071 | 214B25 | m | - | Please Select | - | - | 255.1625 | Option 2 | 316.3515 | 23.98% | 915.9337 | 692.23 | 171.3% | 118.8% | 692.23 | 171.3% | ERC Over-ridden | Ryan Casey | VOA_GPN_GOV_UK\7233251 | 2021-07-29 | Low | Blue | High | Cost build up has no narrative to explain quantities no resemblance to SPONS rates. Needs a fresh measure next time and costs likely to decrease significantly. | - | No build up. RC continued template for Freestanding cranes, which had a build-up. ERC index RCG2021 rate. | NA | SPONS A&B | 2 | (BEAMS Note 1) P&M | Cranes: Gantry Rails & Supports Integral. Composite stanchion taking the main support beam and rail track. | - | 1 | TRUE
932 | 214B38 | 7865 | 214B38 | Cranes | Gantry Rails and Supports - Integral | Height to Underside of Rail Track | 15.24m | 10 tonnes | The crane gantry support beam supports the rail track upon which the moving traveller rests. The costs given include the extra foundations, the extra size of the support stanchion, the support beam and the rail track. Most buildings erected with structural steel stanchions are capable of also holding a gantry rail of up to 5 tonnes. In these cases an angle fillet is bolted to the upright projecting into the workshop/warehouse and the rail track support (with rail track on top) is fixed to this. As the traveller tonnage increases (over 5 tonnes) the upright stanchions, and horizontal beam, (and foundations to the stanchions) are increased in size to accommodate the extra load and thus the costs set out are in part for this ADDITIONAL cost element. This is over and above the figures used for the building framework. The additional steelwork, concrete foundation work, support beam, support flanges and rail track are regarded as Class 4 Table 3 structural supports and ERC provided are all inclusive. The foundations will be larger to accommodate the extra load and the table includes an item for this element Below 5 tonnes the support beam and rail track may be substantial and the cost of this alone can be calculated by using the weight of steel appropriate. See Structural Steelwork supporting structures. Moving beam buffers These may be of various lengths and where two travellers work the same beam they prevent the two beams from coming to close together. This allows even distribution of weight down through the vertical stanchions. For max weight that rail support and stanchions can take look at SWL indication on main traveller. DO NOT add the various beam support weights together the max load that can be lifted is the heaviest beams SWL. | Location Adjustment Applicable (See Guidance Notes) - ERC = UK mean of 1.00 | (BEAMS Note 1) The ERC for this item should be added to the total of the ERC of the other P&M items on the site and the Buildings ERC (where applicable) to enable the correct contract size adjustment to be made. ERC of P&M Items + ERC of Building Component’s = Total ERC (net figure rateable items only) to which contract size adjustment should be applied The 2023 Generic Contractors Test Spreadsheet has this facility built into the programme - it is recommended you undertake all contractors test valuations using this spreadsheet. (Details on the application of contract size adjustments can be found in the RCG 2023 Guidance notes). Where RV is calculated using the comparative method (rental method) the contract size adjustment should be made as follows: Select - SCAT code box ""P and M as an addition” within the 2023 Generic Contractors Test Spreadsheet facility. Or Where the spreadsheet is not used take the: Reciprocal of statutory de-capitalisation rate (i.e. 5% reciprocal = 20) multiply by rateable value of the buildings (before any overall end allowances are made and after making a notional deduction for the land value) and add to the ERC of P&M. Use resultant figure to calculate contract size adjustment. (Guidance Notes - Section 6) | The costs are based on units with a 15m span traveller. The lifting capacity of the crane, height to underside of rail track (top of the track support beam) and the length of the gantry is all that is required to operate the scales (measured between the rails down the middle of the workshop). (Do not hook a metal tape onto the horizontal beam in order to gain the height. Most have exposed electrical cables attached). LINEAR METRE is distance-taking measurement between rail tracks of the length of the rail tracks. (Not always the length of the building) and is NOT the combined length of the two rails. The above costs do not include the moving traveller but do include foundations | Moving beam buffers These may be of various lengths and where two travellers work the same beam they prevent the two beams from coming to close together. This allows even distribution of weight down through the vertical stanchions. For max weight that rail support and stanchions can take look at SWL indication on main traveller. DO NOT add the various beam support weights together the max load that can be lifted is the heaviest beams SWL. | Class 4 Table 3 Foundations, settings, fixed gantries, supports Class 1 Table 1) List of Accessories (i) Travellers, Cranes Class 2 Table 2) | Whole is not rateable if under Class 1 or Class 2 if not used in connection with fuel for the generation of power or if not accessory to Class 1 or Class. | Moving Traveller (Class 1 and Class 2). | It is assumed that the item forms part of an average size industrial, commercial or office complex. Where it would be normal to find more than one item in such a hereditament the ERC stated has been adjusted to reflect any number / quantity, discount. These figures are NOT one off figures. | If the traveller span varies from the 15m basic cost guide standard then the following % adjustments are to be adopted. 5m span deduct 60%, 7 & 8m span deduct 50%, 10m span deduct 30%, (15m span no change), 20m span add 45%, 25m span add 90%. | Cranes: Gantry Rails & Supports Integral. Composite stanchion taking the main support beam and rail track. | - | 10071 | 214B32, 214B26 | m | - | Please Select | - | - | 483.7812 | Option 2 | 599.794 | 23.98% | 1034.304 | 781.6901 | 61.58% | 30.33% | 781.6901 | 61.58% | ERC Over-ridden | Ryan Casey | VOA_GPN_GOV_UK\7233251 | 2021-07-29 | Low | Blue | High | Cost build up has no narrative to explain quantities no resemblance to SPONS rates. Needs a fresh measure next time and costs likely to decrease significantly. | - | No build up. RC continued template for Freestanding cranes, which had a build-up. ERC index RCG2021 rate. | NA | SPONS A&B | 2 | (BEAMS Note 1) P&M | Cranes: Gantry Rails & Supports Integral. Composite stanchion taking the main support beam and rail track. | - | 1 | TRUE
933 | 214B39 | 7866 | 214B39 | Cranes | Gantry Rails and Supports - Integral | Height to Underside of Rail Track | 15.24m | 15 tonnes | The crane gantry support beam supports the rail track upon which the moving traveller rests. The costs given include the extra foundations, the extra size of the support stanchion, the support beam and the rail track. Most buildings erected with structural steel stanchions are capable of also holding a gantry rail of up to 5 tonnes. In these cases an angle fillet is bolted to the upright projecting into the workshop/warehouse and the rail track support (with rail track on top) is fixed to this. As the traveller tonnage increases (over 5 tonnes) the upright stanchions, and horizontal beam, (and foundations to the stanchions) are increased in size to accommodate the extra load and thus the costs set out are in part for this ADDITIONAL cost element. This is over and above the figures used for the building framework. The additional steelwork, concrete foundation work, support beam, support flanges and rail track are regarded as Class 4 Table 3 structural supports and ERC provided are all inclusive. The foundations will be larger to accommodate the extra load and the table includes an item for this element Below 5 tonnes the support beam and rail track may be substantial and the cost of this alone can be calculated by using the weight of steel appropriate. See Structural Steelwork supporting structures. Moving beam buffers These may be of various lengths and where two travellers work the same beam they prevent the two beams from coming to close together. This allows even distribution of weight down through the vertical stanchions. For max weight that rail support and stanchions can take look at SWL indication on main traveller. DO NOT add the various beam support weights together the max load that can be lifted is the heaviest beams SWL. | Location Adjustment Applicable (See Guidance Notes) - ERC = UK mean of 1.00 | (BEAMS Note 1) The ERC for this item should be added to the total of the ERC of the other P&M items on the site and the Buildings ERC (where applicable) to enable the correct contract size adjustment to be made. ERC of P&M Items + ERC of Building Component’s = Total ERC (net figure rateable items only) to which contract size adjustment should be applied The 2023 Generic Contractors Test Spreadsheet has this facility built into the programme - it is recommended you undertake all contractors test valuations using this spreadsheet. (Details on the application of contract size adjustments can be found in the RCG 2023 Guidance notes). Where RV is calculated using the comparative method (rental method) the contract size adjustment should be made as follows: Select - SCAT code box ""P and M as an addition” within the 2023 Generic Contractors Test Spreadsheet facility. Or Where the spreadsheet is not used take the: Reciprocal of statutory de-capitalisation rate (i.e. 5% reciprocal = 20) multiply by rateable value of the buildings (before any overall end allowances are made and after making a notional deduction for the land value) and add to the ERC of P&M. Use resultant figure to calculate contract size adjustment. (Guidance Notes - Section 6) | The costs are based on units with a 15m span traveller. The lifting capacity of the crane, height to underside of rail track (top of the track support beam) and the length of the gantry is all that is required to operate the scales (measured between the rails down the middle of the workshop). (Do not hook a metal tape onto the horizontal beam in order to gain the height. Most have exposed electrical cables attached). LINEAR METRE is distance-taking measurement between rail tracks of the length of the rail tracks. (Not always the length of the building) and is NOT the combined length of the two rails. The above costs do not include the moving traveller but do include foundations | Moving beam buffers These may be of various lengths and where two travellers work the same beam they prevent the two beams from coming to close together. This allows even distribution of weight down through the vertical stanchions. For max weight that rail support and stanchions can take look at SWL indication on main traveller. DO NOT add the various beam support weights together the max load that can be lifted is the heaviest beams SWL. | Class 4 Table 3 Foundations, settings, fixed gantries, supports Class 1 Table 1) List of Accessories (i) Travellers, Cranes Class 2 Table 2) | Whole is not rateable if under Class 1 or Class 2 if not used in connection with fuel for the generation of power or if not accessory to Class 1 or Class. | Moving Traveller (Class 1 and Class 2). | It is assumed that the item forms part of an average size industrial, commercial or office complex. Where it would be normal to find more than one item in such a hereditament the ERC stated has been adjusted to reflect any number / quantity, discount. These figures are NOT one off figures. | If the traveller span varies from the 15m basic cost guide standard then the following % adjustments are to be adopted. 5m span deduct 60%, 7 & 8m span deduct 50%, 10m span deduct 30%, (15m span no change), 20m span add 45%, 25m span add 90%. | Cranes: Gantry Rails & Supports Integral. Composite stanchion taking the main support beam and rail track. | - | 10071 | 214B33, 214B27 | m | - | Please Select | - | - | 676.4375 | Option 2 | 838.65 | 23.98% | 1214.7326 | 918.0515 | 35.72% | 9.468% | 918.0515 | 35.72% | ERC Over-ridden | Ryan Casey | VOA_GPN_GOV_UK\7233251 | 2021-07-29 | Low | Blue | High | Cost build up has no narrative to explain quantities no resemblance to SPONS rates. Needs a fresh measure next time and costs likely to decrease significantly. | - | No build up. RC continued template for Freestanding cranes, which had a build-up. ERC index RCG2021 rate. | NA | SPONS A&B | 2 | (BEAMS Note 1) P&M | Cranes: Gantry Rails & Supports Integral. Composite stanchion taking the main support beam and rail track. | - | 1 | TRUE
934 | 214B40 | 7867 | 214B40 | Cranes | Gantry Rails and Supports - Integral | Height to Underside of Rail Track | 15.24m | 20 tonnes | The crane gantry support beam supports the rail track upon which the moving traveller rests. The costs given include the extra foundations, the extra size of the support stanchion, the support beam and the rail track. Most buildings erected with structural steel stanchions are capable of also holding a gantry rail of up to 5 tonnes. In these cases an angle fillet is bolted to the upright projecting into the workshop/warehouse and the rail track support (with rail track on top) is fixed to this. As the traveller tonnage increases (over 5 tonnes) the upright stanchions, and horizontal beam, (and foundations to the stanchions) are increased in size to accommodate the extra load and thus the costs set out are in part for this ADDITIONAL cost element. This is over and above the figures used for the building framework. The additional steelwork, concrete foundation work, support beam, support flanges and rail track are regarded as Class 4 Table 3 structural supports and ERC provided are all inclusive. The foundations will be larger to accommodate the extra load and the table includes an item for this element Below 5 tonnes the support beam and rail track may be substantial and the cost of this alone can be calculated by using the weight of steel appropriate. See Structural Steelwork supporting structures. Moving beam buffers These may be of various lengths and where two travellers work the same beam they prevent the two beams from coming to close together. This allows even distribution of weight down through the vertical stanchions. For max weight that rail support and stanchions can take look at SWL indication on main traveller. DO NOT add the various beam support weights together the max load that can be lifted is the heaviest beams SWL. | Location Adjustment Applicable (See Guidance Notes) - ERC = UK mean of 1.00 | (BEAMS Note 1) The ERC for this item should be added to the total of the ERC of the other P&M items on the site and the Buildings ERC (where applicable) to enable the correct contract size adjustment to be made. ERC of P&M Items + ERC of Building Component’s = Total ERC (net figure rateable items only) to which contract size adjustment should be applied The 2023 Generic Contractors Test Spreadsheet has this facility built into the programme - it is recommended you undertake all contractors test valuations using this spreadsheet. (Details on the application of contract size adjustments can be found in the RCG 2023 Guidance notes). Where RV is calculated using the comparative method (rental method) the contract size adjustment should be made as follows: Select - SCAT code box ""P and M as an addition” within the 2023 Generic Contractors Test Spreadsheet facility. Or Where the spreadsheet is not used take the: Reciprocal of statutory de-capitalisation rate (i.e. 5% reciprocal = 20) multiply by rateable value of the buildings (before any overall end allowances are made and after making a notional deduction for the land value) and add to the ERC of P&M. Use resultant figure to calculate contract size adjustment. (Guidance Notes - Section 6) | The costs are based on units with a 15m span traveller. The lifting capacity of the crane, height to underside of rail track (top of the track support beam) and the length of the gantry is all that is required to operate the scales (measured between the rails down the middle of the workshop). (Do not hook a metal tape onto the horizontal beam in order to gain the height. Most have exposed electrical cables attached). LINEAR METRE is distance-taking measurement between rail tracks of the length of the rail tracks. (Not always the length of the building) and is NOT the combined length of the two rails. The above costs do not include the moving traveller but do include foundations | Moving beam buffers These may be of various lengths and where two travellers work the same beam they prevent the two beams from coming to close together. This allows even distribution of weight down through the vertical stanchions. For max weight that rail support and stanchions can take look at SWL indication on main traveller. DO NOT add the various beam support weights together the max load that can be lifted is the heaviest beams SWL. | Class 4 Table 3 Foundations, settings, fixed gantries, supports Class 1 Table 1) List of Accessories (i) Travellers, Cranes Class 2 Table 2) | Whole is not rateable if under Class 1 or Class 2 if not used in connection with fuel for the generation of power or if not accessory to Class 1 or Class. | Moving Traveller (Class 1 and Class 2). | It is assumed that the item forms part of an average size industrial, commercial or office complex. Where it would be normal to find more than one item in such a hereditament the ERC stated has been adjusted to reflect any number / quantity, discount. These figures are NOT one off figures. | If the traveller span varies from the 15m basic cost guide standard then the following % adjustments are to be adopted. 5m span deduct 60%, 7 & 8m span deduct 50%, 10m span deduct 30%, (15m span no change), 20m span add 45%, 25m span add 90%. | Cranes: Gantry Rails & Supports Integral. Composite stanchion taking the main support beam and rail track. | - | 10071 | 214B34, 214B28 | m | - | Please Select | - | - | 860.5313 | Option 2 | 1066.8902 | 23.98% | 1426.1903 | 1077.8637 | 25.26% | 1.029% | 1077.8637 | 25.26% | ERC Over-ridden | Ryan Casey | VOA_GPN_GOV_UK\7233251 | 2021-07-29 | Low | Blue | High | Cost build up has no narrative to explain quantities no resemblance to SPONS rates. Needs a fresh measure next time and costs likely to decrease significantly. | - | No build up. RC continued template for Freestanding cranes, which had a build-up. ERC index RCG2021 rate. | NA | SPONS A&B | 2 | (BEAMS Note 1) P&M | Cranes: Gantry Rails & Supports Integral. Composite stanchion taking the main support beam and rail track. | - | 1 | TRUE
935 | 214B41 | 7868 | 214B41 | Cranes | Gantry Rails and Supports - Integral | Height to Underside of Rail Track | 15.24m | 25 tonnes | The crane gantry support beam supports the rail track upon which the moving traveller rests. The costs given include the extra foundations, the extra size of the support stanchion, the support beam and the rail track. Most buildings erected with structural steel stanchions are capable of also holding a gantry rail of up to 5 tonnes. In these cases an angle fillet is bolted to the upright projecting into the workshop/warehouse and the rail track support (with rail track on top) is fixed to this. As the traveller tonnage increases (over 5 tonnes) the upright stanchions, and horizontal beam, (and foundations to the stanchions) are increased in size to accommodate the extra load and thus the costs set out are in part for this ADDITIONAL cost element. This is over and above the figures used for the building framework. The additional steelwork, concrete foundation work, support beam, support flanges and rail track are regarded as Class 4 Table 3 structural supports and ERC provided are all inclusive. The foundations will be larger to accommodate the extra load and the table includes an item for this element Below 5 tonnes the support beam and rail track may be substantial and the cost of this alone can be calculated by using the weight of steel appropriate. See Structural Steelwork supporting structures. Moving beam buffers These may be of various lengths and where two travellers work the same beam they prevent the two beams from coming to close together. This allows even distribution of weight down through the vertical stanchions. For max weight that rail support and stanchions can take look at SWL indication on main traveller. DO NOT add the various beam support weights together the max load that can be lifted is the heaviest beams SWL. | Location Adjustment Applicable (See Guidance Notes) - ERC = UK mean of 1.00 | (BEAMS Note 1) The ERC for this item should be added to the total of the ERC of the other P&M items on the site and the Buildings ERC (where applicable) to enable the correct contract size adjustment to be made. ERC of P&M Items + ERC of Building Component’s = Total ERC (net figure rateable items only) to which contract size adjustment should be applied The 2023 Generic Contractors Test Spreadsheet has this facility built into the programme - it is recommended you undertake all contractors test valuations using this spreadsheet. (Details on the application of contract size adjustments can be found in the RCG 2023 Guidance notes). Where RV is calculated using the comparative method (rental method) the contract size adjustment should be made as follows: Select - SCAT code box ""P and M as an addition” within the 2023 Generic Contractors Test Spreadsheet facility. Or Where the spreadsheet is not used take the: Reciprocal of statutory de-capitalisation rate (i.e. 5% reciprocal = 20) multiply by rateable value of the buildings (before any overall end allowances are made and after making a notional deduction for the land value) and add to the ERC of P&M. Use resultant figure to calculate contract size adjustment. (Guidance Notes - Section 6) | The costs are based on units with a 15m span traveller. The lifting capacity of the crane, height to underside of rail track (top of the track support beam) and the length of the gantry is all that is required to operate the scales (measured between the rails down the middle of the workshop). (Do not hook a metal tape onto the horizontal beam in order to gain the height. Most have exposed electrical cables attached). LINEAR METRE is distance-taking measurement between rail tracks of the length of the rail tracks. (Not always the length of the building) and is NOT the combined length of the two rails. The above costs do not include the moving traveller but do include foundations | Moving beam buffers These may be of various lengths and where two travellers work the same beam they prevent the two beams from coming to close together. This allows even distribution of weight down through the vertical stanchions. For max weight that rail support and stanchions can take look at SWL indication on main traveller. DO NOT add the various beam support weights together the max load that can be lifted is the heaviest beams SWL. | Class 4 Table 3 Foundations, settings, fixed gantries, supports Class 1 Table 1) List of Accessories (i) Travellers, Cranes Class 2 Table 2) | Whole is not rateable if under Class 1 or Class 2 if not used in connection with fuel for the generation of power or if not accessory to Class 1 or Class. | Moving Traveller (Class 1 and Class 2). | It is assumed that the item forms part of an average size industrial, commercial or office complex. Where it would be normal to find more than one item in such a hereditament the ERC stated has been adjusted to reflect any number / quantity, discount. These figures are NOT one off figures. | If the traveller span varies from the 15m basic cost guide standard then the following % adjustments are to be adopted. 5m span deduct 60%, 7 & 8m span deduct 50%, 10m span deduct 30%, (15m span no change), 20m span add 45%, 25m span add 90%. | Cranes: Gantry Rails & Supports Integral. Composite stanchion taking the main support beam and rail track. | - | 10071 | 214B35, 214B29 | m | - | Please Select | - | - | 1028.3563 | Option 2 | 1274.9603 | 23.98% | 1593.9774 | 1204.6712 | 17.15% | -5.513% | 1204.6712 | 17.15% | ERC Over-ridden | Ryan Casey | VOA_GPN_GOV_UK\7233251 | 2021-07-29 | Low | Blue | High | Cost build up has no narrative to explain quantities no resemblance to SPONS rates. Needs a fresh measure next time and costs likely to decrease significantly. | - | No build up. RC continued template for Freestanding cranes, which had a build-up. ERC index RCG2021 rate. | NA | SPONS A&B | 2 | (BEAMS Note 1) P&M | Cranes: Gantry Rails & Supports Integral. Composite stanchion taking the main support beam and rail track. | - | 1 | TRUE
936 | 214B42 | 7869 | 214B42 | Cranes | Gantry Rails and Supports - Integral | Height to Underside of Rail Track | 15.24m | 30 tonnes | The crane gantry support beam supports the rail track upon which the moving traveller rests. The costs given include the extra foundations, the extra size of the support stanchion, the support beam and the rail track. Most buildings erected with structural steel stanchions are capable of also holding a gantry rail of up to 5 tonnes. In these cases an angle fillet is bolted to the upright projecting into the workshop/warehouse and the rail track support (with rail track on top) is fixed to this. As the traveller tonnage increases (over 5 tonnes) the upright stanchions, and horizontal beam, (and foundations to the stanchions) are increased in size to accommodate the extra load and thus the costs set out are in part for this ADDITIONAL cost element. This is over and above the figures used for the building framework. The additional steelwork, concrete foundation work, support beam, support flanges and rail track are regarded as Class 4 Table 3 structural supports and ERC provided are all inclusive. The foundations will be larger to accommodate the extra load and the table includes an item for this element Below 5 tonnes the support beam and rail track may be substantial and the cost of this alone can be calculated by using the weight of steel appropriate. See Structural Steelwork supporting structures. Moving beam buffers These may be of various lengths and where two travellers work the same beam they prevent the two beams from coming to close together. This allows even distribution of weight down through the vertical stanchions. For max weight that rail support and stanchions can take look at SWL indication on main traveller. DO NOT add the various beam support weights together the max load that can be lifted is the heaviest beams SWL. | Location Adjustment Applicable (See Guidance Notes) - ERC = UK mean of 1.00 | (BEAMS Note 1) The ERC for this item should be added to the total of the ERC of the other P&M items on the site and the Buildings ERC (where applicable) to enable the correct contract size adjustment to be made. ERC of P&M Items + ERC of Building Component’s = Total ERC (net figure rateable items only) to which contract size adjustment should be applied The 2023 Generic Contractors Test Spreadsheet has this facility built into the programme - it is recommended you undertake all contractors test valuations using this spreadsheet. (Details on the application of contract size adjustments can be found in the RCG 2023 Guidance notes). Where RV is calculated using the comparative method (rental method) the contract size adjustment should be made as follows: Select - SCAT code box ""P and M as an addition” within the 2023 Generic Contractors Test Spreadsheet facility. Or Where the spreadsheet is not used take the: Reciprocal of statutory de-capitalisation rate (i.e. 5% reciprocal = 20) multiply by rateable value of the buildings (before any overall end allowances are made and after making a notional deduction for the land value) and add to the ERC of P&M. Use resultant figure to calculate contract size adjustment. (Guidance Notes - Section 6) | The costs are based on units with a 15m span traveller. The lifting capacity of the crane, height to underside of rail track (top of the track support beam) and the length of the gantry is all that is required to operate the scales (measured between the rails down the middle of the workshop). (Do not hook a metal tape onto the horizontal beam in order to gain the height. Most have exposed electrical cables attached). LINEAR METRE is distance-taking measurement between rail tracks of the length of the rail tracks. (Not always the length of the building) and is NOT the combined length of the two rails. The above costs do not include the moving traveller but do include foundations | Moving beam buffers These may be of various lengths and where two travellers work the same beam they prevent the two beams from coming to close together. This allows even distribution of weight down through the vertical stanchions. For max weight that rail support and stanchions can take look at SWL indication on main traveller. DO NOT add the various beam support weights together the max load that can be lifted is the heaviest beams SWL. | Class 4 Table 3 Foundations, settings, fixed gantries, supports Class 1 Table 1) List of Accessories (i) Travellers, Cranes Class 2 Table 2) | Whole is not rateable if under Class 1 or Class 2 if not used in connection with fuel for the generation of power or if not accessory to Class 1 or Class. | Moving Traveller (Class 1 and Class 2). | It is assumed that the item forms part of an average size industrial, commercial or office complex. Where it would be normal to find more than one item in such a hereditament the ERC stated has been adjusted to reflect any number / quantity, discount. These figures are NOT one off figures. | If the traveller span varies from the 15m basic cost guide standard then the following % adjustments are to be adopted. 5m span deduct 60%, 7 & 8m span deduct 50%, 10m span deduct 30%, (15m span no change), 20m span add 45%, 25m span add 90%. | Cranes: Gantry Rails & Supports Integral. Composite stanchion taking the main support beam and rail track. | - | 10071 | 214B36, 214B30 | m | - | Please Select | - | - | 1349.45 | Option 2 | 1673.0536 | 23.98% | 1854.8519 | 1401.8308 | 3.882% | -16.21% | 1401.8308 | 3.882% | ERC Over-ridden | Ryan Casey | VOA_GPN_GOV_UK\7233251 | 2021-07-29 | Low | Blue | High | Cost build up has no narrative to explain quantities no resemblance to SPONS rates. Needs a fresh measure next time and costs likely to decrease significantly. | - | No build up. RC continued template for Freestanding cranes, which had a build-up. ERC index RCG2021 rate. | NA | SPONS A&B | 2 | (BEAMS Note 1) P&M | Cranes: Gantry Rails & Supports Integral. Composite stanchion taking the main support beam and rail track. | - | 1 | TRUE
937 | 214B43 | 7870 | 214B43 | Cranes | Gantry Rails and Supports - Integral | Height to Underside of Rail Track | 16.76m | 5 tonnes | The crane gantry support beam supports the rail track upon which the moving traveller rests. The costs given include the extra foundations, the extra size of the support stanchion, the support beam and the rail track. Most buildings erected with structural steel stanchions are capable of also holding a gantry rail of up to 5 tonnes. In these cases an angle fillet is bolted to the upright projecting into the workshop/warehouse and the rail track support (with rail track on top) is fixed to this. As the traveller tonnage increases (over 5 tonnes) the upright stanchions, and horizontal beam, (and foundations to the stanchions) are increased in size to accommodate the extra load and thus the costs set out are in part for this ADDITIONAL cost element. This is over and above the figures used for the building framework. The additional steelwork, concrete foundation work, support beam, support flanges and rail track are regarded as Class 4 Table 3 structural supports and ERC¬s provided are all inclusive. The foundations will be larger to accommodate the extra load and the table includes an item for this element Below 5 tonnes the support beam and rail track may be substantial and the cost of this alone can be calculated by using the weight of steel appropriate. See Structural Steelwork supporting structures. Moving beam buffers These may be of various lengths and where two travellers work the same beam they prevent the two beams from coming to close together. This allows even distribution of weight down through the vertical stanchions. For max weight that rail support and stanchions can take look at SWL indication on main traveller. DO NOT add the various beam support weights together the max load that can be lifted is the heaviest beams SWL. | Location Adjustment Applicable (See Guidance Notes) - ERC = UK mean of 1.00 | (BEAMS Note 1) The ERC for this item should be added to the total of the ERC of the other P&M items on the site and the Buildings ERC (where applicable) to enable the correct contract size adjustment to be made. ERC of P&M Items + ERC of Building Component’s = Total ERC (net figure rateable items only) to which contract size adjustment should be applied The 2023 Generic Contractors Test Spreadsheet has this facility built into the programme - it is recommended you undertake all contractors test valuations using this spreadsheet. (Details on the application of contract size adjustments can be found in the RCG 2023 Guidance notes). Where RV is calculated using the comparative method (rental method) the contract size adjustment should be made as follows: Select - SCAT code box ""P and M as an addition” within the 2023 Generic Contractors Test Spreadsheet facility. Or Where the spreadsheet is not used take the: Reciprocal of statutory de-capitalisation rate (i.e. 5% reciprocal = 20) multiply by rateable value of the buildings (before any overall end allowances are made and after making a notional deduction for the land value) and add to the ERC of P&M. Use resultant figure to calculate contract size adjustment. (Guidance Notes - Section 6) | The costs are based on units with a 15m span traveller. The lifting capacity of the crane, height to underside of rail track (top of the track support beam) and the length of the gantry is all that is required to operate the scales (measured between the rails down the middle of the workshop). (Do not hook a metal tape onto the horizontal beam in order to gain the height. Most have exposed electrical cables attached). LINEAR METRE is distance-taking measurement between rail tracks of the length of the rail tracks. (Not always the length of the building) and is NOT the combined length of the two rails. The above costs do not include the moving traveller but do include foundations | Moving beam buffers These may be of various lengths and where two travellers work the same beam they prevent the two beams from coming to close together. This allows even distribution of weight down through the vertical stanchions. For max weight that rail support and stanchions can take look at SWL indication on main traveller. DO NOT add the various beam support weights together the max load that can be lifted is the heaviest beams SWL. | Class 4 Table 3 Foundations, settings, fixed gantries, supports Class 1 Table 1) List of Accessories (i) Travellers, Cranes Class 2 Table 2) | Whole is not rateable if under Class 1 or Class 2 if not used in connection with fuel for the generation of power or if not accessory to Class 1 or Class | Moving Traveller (Class 1 and Class 2) | It is assumed that the item forms part of an "average size industrial, commercial or office complex". Where it would be normal to find more than one item in such a hereditament the ERC stated has been adjusted to reflect any number / quantity, discount. These figures are NOT one off figures. | If the traveller span varies from the 15m basic cost guide standard then the following % adjustments are to be adopted. 5m span deduct 60%, 7 & 8m span deduct 50%, 10m span deduct 30%, (15m span no change), 20m span add 45%, 25m span add 90%. | Cranes: Gantry Rails & Supports Integral. Composite stanchion taking the main support beam and rail track. | - | 10071 |  | M | - | NA | NA | NA | 265.4375 | Option 2 | 329.0905 | 23.98% | 0 | 0 | -100% | -100% | 0 | -100% | Redirected | NA | VOA_GPN_GOV_UK\7246041 | 2019-08-30 | Low | Blue | High | Risk taken from previous CG | - | - | NA | SPONS A&B | NA | (BEAMS Note 1) The ERC for this item should be added to the total of the ERC of the other P&M items on the site and the Buildings ERC (where applicable) to enable the correct contract size adjustment to be made. ERC of P&M Items + ERC of Building Component’s = Total ERC (net figure rateable items only) to which contract size adjustment should be applied The 2021 Generic Contractors Test Spreadsheet has this facility built into the programme - it is recommended you undertake all contractors test valuations using this spreadsheet. (Details on the application of contract size adjustments can be found in the RCG 2021 Guidance notes). Where RV is calculated using the comparative method (rental method) the contract size adjustment should be made as follows: Select - SCAT code box "P and M as an addition” within the 2021 Generic Contractors Test Spreadsheet facility. Or Where the spreadsheet is not used take the: Reciprocal of statutory de-capitalisation rate (i.e. 5% reciprocal = 20) multiply by rateable value of the buildings (before any overall end allowances are made and after making a notional deduction for the land value) and add to the ERC of P&M. Use resultant figure to calculate contract size adjustment. (Guidance Notes - Section 6) | Cranes: Gantry Rails & Supports Integral. Composite stanchion taking the main support beam and rail track. | - | 1 | TRUE
938 | 214B44 | 7871 | 214B44 | Cranes | Gantry Rails and Supports - Integral | Height to Underside of Rail Track | 16.76m | 10 tonnes | The crane gantry support beam supports the rail track upon which the moving traveller rests. The costs given include the extra foundations, the extra size of the support stanchion, the support beam and the rail track. Most buildings erected with structural steel stanchions are capable of also holding a gantry rail of up to 5 tonnes. In these cases an angle fillet is bolted to the upright projecting into the workshop/warehouse and the rail track support (with rail track on top) is fixed to this. As the traveller tonnage increases (over 5 tonnes) the upright stanchions, and horizontal beam, (and foundations to the stanchions) are increased in size to accommodate the extra load and thus the costs set out are in part for this ADDITIONAL cost element. This is over and above the figures used for the building framework. The additional steelwork, concrete foundation work, support beam, support flanges and rail track are regarded as Class 4 Table 3 structural supports and ERC¬s provided are all inclusive. The foundations will be larger to accommodate the extra load and the table includes an item for this element Below 5 tonnes the support beam and rail track may be substantial and the cost of this alone can be calculated by using the weight of steel appropriate. See Structural Steelwork supporting structures. Moving beam buffers These may be of various lengths and where two travellers work the same beam they prevent the two beams from coming to close together. This allows even distribution of weight down through the vertical stanchions. For max weight that rail support and stanchions can take look at SWL indication on main traveller. DO NOT add the various beam support weights together the max load that can be lifted is the heaviest beams SWL. | Location Adjustment Applicable (See Guidance Notes) - ERC = UK mean of 1.00 | (BEAMS Note 1) The ERC for this item should be added to the total of the ERC of the other P&M items on the site and the Buildings ERC (where applicable) to enable the correct contract size adjustment to be made. ERC of P&M Items + ERC of Building Component’s = Total ERC (net figure rateable items only) to which contract size adjustment should be applied The 2023 Generic Contractors Test Spreadsheet has this facility built into the programme - it is recommended you undertake all contractors test valuations using this spreadsheet. (Details on the application of contract size adjustments can be found in the RCG 2023 Guidance notes). Where RV is calculated using the comparative method (rental method) the contract size adjustment should be made as follows: Select - SCAT code box ""P and M as an addition” within the 2023 Generic Contractors Test Spreadsheet facility. Or Where the spreadsheet is not used take the: Reciprocal of statutory de-capitalisation rate (i.e. 5% reciprocal = 20) multiply by rateable value of the buildings (before any overall end allowances are made and after making a notional deduction for the land value) and add to the ERC of P&M. Use resultant figure to calculate contract size adjustment. (Guidance Notes - Section 6) | The costs are based on units with a 15m span traveller. The lifting capacity of the crane, height to underside of rail track (top of the track support beam) and the length of the gantry is all that is required to operate the scales (measured between the rails down the middle of the workshop). (Do not hook a metal tape onto the horizontal beam in order to gain the height. Most have exposed electrical cables attached). LINEAR METRE is distance-taking measurement between rail tracks of the length of the rail tracks. (Not always the length of the building) and is NOT the combined length of the two rails. The above costs do not include the moving traveller but do include foundations | Moving beam buffers These may be of various lengths and where two travellers work the same beam they prevent the two beams from coming to close together. This allows even distribution of weight down through the vertical stanchions. For max weight that rail support and stanchions can take look at SWL indication on main traveller. DO NOT add the various beam support weights together the max load that can be lifted is the heaviest beams SWL. | Class 4 Table 3 Foundations, settings, fixed gantries, supports Class 1 Table 1) List of Accessories (i) Travellers, Cranes Class 2 Table 2) | Whole is not rateable if under Class 1 or Class 2 if not used in connection with fuel for the generation of power or if not accessory to Class 1 or Class | Moving Traveller (Class 1 and Class 2) | It is assumed that the item forms part of an "average size industrial, commercial or office complex". Where it would be normal to find more than one item in such a hereditament the ERC stated has been adjusted to reflect any number / quantity, discount. These figures are NOT one off figures. | If the traveller span varies from the 15m basic cost guide standard then the following % adjustments are to be adopted. 5m span deduct 60%, 7 & 8m span deduct 50%, 10m span deduct 30%, (15m span no change), 20m span add 45%, 25m span add 90%. | Cranes: Gantry Rails & Supports Integral. Composite stanchion taking the main support beam and rail track. | - | 10071 |  | M | - | NA | NA | NA | 505.1875 | Option 2 | 626.3335 | 23.98% | 0 | 0 | -100% | -100% | 0 | -100% | Redirected | NA | VOA_GPN_GOV_UK\7246041 | 2019-08-30 | Low | Blue | High | Risk taken from previous CG | - | - | NA | SPONS A&B | NA | (BEAMS Note 1) The ERC for this item should be added to the total of the ERC of the other P&M items on the site and the Buildings ERC (where applicable) to enable the correct contract size adjustment to be made. ERC of P&M Items + ERC of Building Component’s = Total ERC (net figure rateable items only) to which contract size adjustment should be applied The 2021 Generic Contractors Test Spreadsheet has this facility built into the programme - it is recommended you undertake all contractors test valuations using this spreadsheet. (Details on the application of contract size adjustments can be found in the RCG 2021 Guidance notes). Where RV is calculated using the comparative method (rental method) the contract size adjustment should be made as follows: Select - SCAT code box "P and M as an addition” within the 2021 Generic Contractors Test Spreadsheet facility. Or Where the spreadsheet is not used take the: Reciprocal of statutory de-capitalisation rate (i.e. 5% reciprocal = 20) multiply by rateable value of the buildings (before any overall end allowances are made and after making a notional deduction for the land value) and add to the ERC of P&M. Use resultant figure to calculate contract size adjustment. (Guidance Notes - Section 6) | Cranes: Gantry Rails & Supports Integral. Composite stanchion taking the main support beam and rail track. | - | 1 | TRUE
939 | 214B45 | 7872 | 214B45 | Cranes | Gantry Rails and Supports - Integral | Height to Underside of Rail Track | 16.76m | 15 tonnes | The crane gantry support beam supports the rail track upon which the moving traveller rests. The costs given include the extra foundations, the extra size of the support stanchion, the support beam and the rail track. Most buildings erected with structural steel stanchions are capable of also holding a gantry rail of up to 5 tonnes. In these cases an angle fillet is bolted to the upright projecting into the workshop/warehouse and the rail track support (with rail track on top) is fixed to this. As the traveller tonnage increases (over 5 tonnes) the upright stanchions, and horizontal beam, (and foundations to the stanchions) are increased in size to accommodate the extra load and thus the costs set out are in part for this ADDITIONAL cost element. This is over and above the figures used for the building framework. The additional steelwork, concrete foundation work, support beam, support flanges and rail track are regarded as Class 4 Table 3 structural supports and ERC¬s provided are all inclusive. The foundations will be larger to accommodate the extra load and the table includes an item for this element Below 5 tonnes the support beam and rail track may be substantial and the cost of this alone can be calculated by using the weight of steel appropriate. See Structural Steelwork supporting structures. Moving beam buffers These may be of various lengths and where two travellers work the same beam they prevent the two beams from coming to close together. This allows even distribution of weight down through the vertical stanchions. For max weight that rail support and stanchions can take look at SWL indication on main traveller. DO NOT add the various beam support weights together the max load that can be lifted is the heaviest beams SWL. | Location Adjustment Applicable (See Guidance Notes) - ERC = UK mean of 1.00 | (BEAMS Note 1) The ERC for this item should be added to the total of the ERC of the other P&M items on the site and the Buildings ERC (where applicable) to enable the correct contract size adjustment to be made. ERC of P&M Items + ERC of Building Component’s = Total ERC (net figure rateable items only) to which contract size adjustment should be applied The 2023 Generic Contractors Test Spreadsheet has this facility built into the programme - it is recommended you undertake all contractors test valuations using this spreadsheet. (Details on the application of contract size adjustments can be found in the RCG 2023 Guidance notes). Where RV is calculated using the comparative method (rental method) the contract size adjustment should be made as follows: Select - SCAT code box ""P and M as an addition” within the 2023 Generic Contractors Test Spreadsheet facility. Or Where the spreadsheet is not used take the: Reciprocal of statutory de-capitalisation rate (i.e. 5% reciprocal = 20) multiply by rateable value of the buildings (before any overall end allowances are made and after making a notional deduction for the land value) and add to the ERC of P&M. Use resultant figure to calculate contract size adjustment. (Guidance Notes - Section 6) | The costs are based on units with a 15m span traveller. The lifting capacity of the crane, height to underside of rail track (top of the track support beam) and the length of the gantry is all that is required to operate the scales (measured between the rails down the middle of the workshop). (Do not hook a metal tape onto the horizontal beam in order to gain the height. Most have exposed electrical cables attached). LINEAR METRE is distance-taking measurement between rail tracks of the length of the rail tracks. (Not always the length of the building) and is NOT the combined length of the two rails. The above costs do not include the moving traveller but do include foundations | Moving beam buffers These may be of various lengths and where two travellers work the same beam they prevent the two beams from coming to close together. This allows even distribution of weight down through the vertical stanchions. For max weight that rail support and stanchions can take look at SWL indication on main traveller. DO NOT add the various beam support weights together the max load that can be lifted is the heaviest beams SWL. | Class 4 Table 3 Foundations, settings, fixed gantries, supports Class 1 Table 1) List of Accessories (i) Travellers, Cranes Class 2 Table 2) | Whole is not rateable if under Class 1 or Class 2 if not used in connection with fuel for the generation of power or if not accessory to Class 1 or Class | Moving Traveller (Class 1 and Class 2) | It is assumed that the item forms part of an "average size industrial, commercial or office complex". Where it would be normal to find more than one item in such a hereditament the ERC stated has been adjusted to reflect any number / quantity, discount. These figures are NOT one off figures. | If the traveller span varies from the 15m basic cost guide standard then the following % adjustments are to be adopted. 5m span deduct 60%, 7 & 8m span deduct 50%, 10m span deduct 30%, (15m span no change), 20m span add 45%, 25m span add 90%. | Cranes: Gantry Rails & Supports Integral. Composite stanchion taking the main support beam and rail track. | - | 10071 |  | M | - | NA | NA | NA | 707.2625 | Option 2 | 876.8669 | 23.98% | 0 | 0 | -100% | -100% | 0 | -100% | Redirected | NA | VOA_GPN_GOV_UK\7246041 | 2019-08-30 | Low | Blue | High | Risk taken from previous CG | - | - | NA | SPONS A&B | NA | (BEAMS Note 1) The ERC for this item should be added to the total of the ERC of the other P&M items on the site and the Buildings ERC (where applicable) to enable the correct contract size adjustment to be made. ERC of P&M Items + ERC of Building Component’s = Total ERC (net figure rateable items only) to which contract size adjustment should be applied The 2021 Generic Contractors Test Spreadsheet has this facility built into the programme - it is recommended you undertake all contractors test valuations using this spreadsheet. (Details on the application of contract size adjustments can be found in the RCG 2021 Guidance notes). Where RV is calculated using the comparative method (rental method) the contract size adjustment should be made as follows: Select - SCAT code box "P and M as an addition” within the 2021 Generic Contractors Test Spreadsheet facility. Or Where the spreadsheet is not used take the: Reciprocal of statutory de-capitalisation rate (i.e. 5% reciprocal = 20) multiply by rateable value of the buildings (before any overall end allowances are made and after making a notional deduction for the land value) and add to the ERC of P&M. Use resultant figure to calculate contract size adjustment. (Guidance Notes - Section 6) | Cranes: Gantry Rails & Supports Integral. Composite stanchion taking the main support beam and rail track. | - | 1 | TRUE