940 | 214B46 | 7873 | 214B46 | Cranes | Gantry Rails and Supports - Integral | Height to Underside of Rail Track | 16.76m | 20 tonnes | The crane gantry support beam supports the rail track upon which the moving traveller rests. The costs given include the extra foundations, the extra size of the support stanchion, the support beam and the rail track. Most buildings erected with structural steel stanchions are capable of also holding a gantry rail of up to 5 tonnes. In these cases an angle fillet is bolted to the upright projecting into the workshop/warehouse and the rail track support (with rail track on top) is fixed to this. As the traveller tonnage increases (over 5 tonnes) the upright stanchions, and horizontal beam, (and foundations to the stanchions) are increased in size to accommodate the extra load and thus the costs set out are in part for this ADDITIONAL cost element. This is over and above the figures used for the building framework. The additional steelwork, concrete foundation work, support beam, support flanges and rail track are regarded as Class 4 Table 3 structural supports and ERC¬s provided are all inclusive. The foundations will be larger to accommodate the extra load and the table includes an item for this element Below 5 tonnes the support beam and rail track may be substantial and the cost of this alone can be calculated by using the weight of steel appropriate. See Structural Steelwork supporting structures. Moving beam buffers These may be of various lengths and where two travellers work the same beam they prevent the two beams from coming to close together. This allows even distribution of weight down through the vertical stanchions. For max weight that rail support and stanchions can take look at SWL indication on main traveller. DO NOT add the various beam support weights together the max load that can be lifted is the heaviest beams SWL. | Location Adjustment Applicable (See Guidance Notes) - ERC = UK mean of 1.00 | (BEAMS Note 1) The ERC for this item should be added to the total of the ERC of the other P&M items on the site and the Buildings ERC (where applicable) to enable the correct contract size adjustment to be made. ERC of P&M Items + ERC of Building Component’s = Total ERC (net figure rateable items only) to which contract size adjustment should be applied The 2023 Generic Contractors Test Spreadsheet has this facility built into the programme - it is recommended you undertake all contractors test valuations using this spreadsheet. (Details on the application of contract size adjustments can be found in the RCG 2023 Guidance notes). Where RV is calculated using the comparative method (rental method) the contract size adjustment should be made as follows: Select - SCAT code box ""P and M as an addition” within the 2023 Generic Contractors Test Spreadsheet facility. Or Where the spreadsheet is not used take the: Reciprocal of statutory de-capitalisation rate (i.e. 5% reciprocal = 20) multiply by rateable value of the buildings (before any overall end allowances are made and after making a notional deduction for the land value) and add to the ERC of P&M. Use resultant figure to calculate contract size adjustment. (Guidance Notes - Section 6) | The costs are based on units with a 15m span traveller. The lifting capacity of the crane, height to underside of rail track (top of the track support beam) and the length of the gantry is all that is required to operate the scales (measured between the rails down the middle of the workshop). (Do not hook a metal tape onto the horizontal beam in order to gain the height. Most have exposed electrical cables attached). LINEAR METRE is distance-taking measurement between rail tracks of the length of the rail tracks. (Not always the length of the building) and is NOT the combined length of the two rails. The above costs do not include the moving traveller but do include foundations | Moving beam buffers These may be of various lengths and where two travellers work the same beam they prevent the two beams from coming to close together. This allows even distribution of weight down through the vertical stanchions. For max weight that rail support and stanchions can take look at SWL indication on main traveller. DO NOT add the various beam support weights together the max load that can be lifted is the heaviest beams SWL. | Class 4 Table 3 Foundations, settings, fixed gantries, supports Class 1 Table 1) List of Accessories (i) Travellers, Cranes Class 2 Table 2) | Whole is not rateable if under Class 1 or Class 2 if not used in connection with fuel for the generation of power or if not accessory to Class 1 or Class | Moving Traveller (Class 1 and Class 2) | It is assumed that the item forms part of an "average size industrial, commercial or office complex". Where it would be normal to find more than one item in such a hereditament the ERC stated has been adjusted to reflect any number / quantity, discount. These figures are NOT one off figures. | If the traveller span varies from the 15m basic cost guide standard then the following % adjustments are to be adopted. 5m span deduct 60%, 7 & 8m span deduct 50%, 10m span deduct 30%, (15m span no change), 20m span add 45%, 25m span add 90%. | Cranes: Gantry Rails & Supports Integral. Composite stanchion taking the main support beam and rail track. | - | 10071 |  | M | - | NA | NA | NA | 899.0625 | Option 2 | 1114.6614 | 23.98% | 0 | 0 | -100% | -100% | 0 | -100% | Redirected | NA | VOA_GPN_GOV_UK\7246041 | 2019-08-30 | Low | Blue | High | Risk taken from previous CG | - | - | NA | SPONS A&B | NA | (BEAMS Note 1) The ERC for this item should be added to the total of the ERC of the other P&M items on the site and the Buildings ERC (where applicable) to enable the correct contract size adjustment to be made. ERC of P&M Items + ERC of Building Component’s = Total ERC (net figure rateable items only) to which contract size adjustment should be applied The 2021 Generic Contractors Test Spreadsheet has this facility built into the programme - it is recommended you undertake all contractors test valuations using this spreadsheet. (Details on the application of contract size adjustments can be found in the RCG 2021 Guidance notes). Where RV is calculated using the comparative method (rental method) the contract size adjustment should be made as follows: Select - SCAT code box "P and M as an addition” within the 2021 Generic Contractors Test Spreadsheet facility. Or Where the spreadsheet is not used take the: Reciprocal of statutory de-capitalisation rate (i.e. 5% reciprocal = 20) multiply by rateable value of the buildings (before any overall end allowances are made and after making a notional deduction for the land value) and add to the ERC of P&M. Use resultant figure to calculate contract size adjustment. (Guidance Notes - Section 6) | Cranes: Gantry Rails & Supports Integral. Composite stanchion taking the main support beam and rail track. | - | 1 | TRUE
941 | 214B47 | 8185 | 214B47 | Cranes | Gantry Rails and Supports - Integral | Height to Underside of Rail Track | 16.76m | 25 tonnes | The crane gantry support beam supports the rail track upon which the moving traveller rests. The costs given include the extra foundations, the extra size of the support stanchion, the support beam and the rail track. Most buildings erected with structural steel stanchions are capable of also holding a gantry rail of up to 5 tonnes. In these cases an angle fillet is bolted to the upright projecting into the workshop/warehouse and the rail track support (with rail track on top) is fixed to this. As the traveller tonnage increases (over 5 tonnes) the upright stanchions, and horizontal beam, (and foundations to the stanchions) are increased in size to accommodate the extra load and thus the costs set out are in part for this ADDITIONAL cost element. This is over and above the figures used for the building framework. The additional steelwork, concrete foundation work, support beam, support flanges and rail track are regarded as Class 4 Table 3 structural supports and ERC¬s provided are all inclusive. The foundations will be larger to accommodate the extra load and the table includes an item for this element Below 5 tonnes the support beam and rail track may be substantial and the cost of this alone can be calculated by using the weight of steel appropriate. See Structural Steelwork supporting structures. Moving beam buffers These may be of various lengths and where two travellers work the same beam they prevent the two beams from coming to close together. This allows even distribution of weight down through the vertical stanchions. For max weight that rail support and stanchions can take look at SWL indication on main traveller. DO NOT add the various beam support weights together the max load that can be lifted is the heaviest beams SWL. | Location Adjustment Applicable (See Guidance Notes) - ERC = UK mean of 1.00 | (BEAMS Note 1) The ERC for this item should be added to the total of the ERC of the other P&M items on the site and the Buildings ERC (where applicable) to enable the correct contract size adjustment to be made. ERC of P&M Items + ERC of Building Component’s = Total ERC (net figure rateable items only) to which contract size adjustment should be applied The 2023 Generic Contractors Test Spreadsheet has this facility built into the programme - it is recommended you undertake all contractors test valuations using this spreadsheet. (Details on the application of contract size adjustments can be found in the RCG 2023 Guidance notes). Where RV is calculated using the comparative method (rental method) the contract size adjustment should be made as follows: Select - SCAT code box ""P and M as an addition” within the 2023 Generic Contractors Test Spreadsheet facility. Or Where the spreadsheet is not used take the: Reciprocal of statutory de-capitalisation rate (i.e. 5% reciprocal = 20) multiply by rateable value of the buildings (before any overall end allowances are made and after making a notional deduction for the land value) and add to the ERC of P&M. Use resultant figure to calculate contract size adjustment. (Guidance Notes - Section 6) | The costs are based on units with a 15m span traveller. The lifting capacity of the crane, height to underside of rail track (top of the track support beam) and the length of the gantry is all that is required to operate the scales (measured between the rails down the middle of the workshop). (Do not hook a metal tape onto the horizontal beam in order to gain the height. Most have exposed electrical cables attached). LINEAR METRE is distance-taking measurement between rail tracks of the length of the rail tracks. (Not always the length of the building) and is NOT the combined length of the two rails. The above costs do not include the moving traveller but do include foundations | Moving beam buffers These may be of various lengths and where two travellers work the same beam they prevent the two beams from coming to close together. This allows even distribution of weight down through the vertical stanchions. For max weight that rail support and stanchions can take look at SWL indication on main traveller. DO NOT add the various beam support weights together the max load that can be lifted is the heaviest beams SWL. | Class 4 Table 3 Foundations, settings, fixed gantries, supports Class 1 Table 1) List of Accessories (i) Travellers, Cranes Class 2 Table 2) | Whole is not rateable if under Class 1 or Class 2 if not used in connection with fuel for the generation of power or if not accessory to Class 1 or Class | Moving Traveller (Class 1 and Class 2) | It is assumed that the item forms part of an "average size industrial, commercial or office complex". Where it would be normal to find more than one item in such a hereditament the ERC stated has been adjusted to reflect any number / quantity, discount. These figures are NOT one off figures. | If the traveller span varies from the 15m basic cost guide standard then the following % adjustments are to be adopted. 5m span deduct 60%, 7 & 8m span deduct 50%, 10m span deduct 30%, (15m span no change), 20m span add 45%, 25m span add 90%. | Cranes: Gantry Rails & Supports Integral. Composite stanchion taking the main support beam and rail track. | - | 10071 |  | M | - | NA | NA | NA | 1070.3125 | Option 2 | 1326.9778 | 23.98% | 0 | 0 | -100% | -100% | 0 | -100% | Redirected | NA | VOA_GPN_GOV_UK\7246041 | 2019-08-30 | Low | Blue | High | Risk taken from previous CG | - | - | NA | SPONS A&B | NA | (BEAMS Note 1) The ERC for this item should be added to the total of the ERC of the other P&M items on the site and the Buildings ERC (where applicable) to enable the correct contract size adjustment to be made. ERC of P&M Items + ERC of Building Component’s = Total ERC (net figure rateable items only) to which contract size adjustment should be applied The 2021 Generic Contractors Test Spreadsheet has this facility built into the programme - it is recommended you undertake all contractors test valuations using this spreadsheet. (Details on the application of contract size adjustments can be found in the RCG 2021 Guidance notes). Where RV is calculated using the comparative method (rental method) the contract size adjustment should be made as follows: Select - SCAT code box "P and M as an addition” within the 2021 Generic Contractors Test Spreadsheet facility. Or Where the spreadsheet is not used take the: Reciprocal of statutory de-capitalisation rate (i.e. 5% reciprocal = 20) multiply by rateable value of the buildings (before any overall end allowances are made and after making a notional deduction for the land value) and add to the ERC of P&M. Use resultant figure to calculate contract size adjustment. (Guidance Notes - Section 6) | Cranes: Gantry Rails & Supports Integral. Composite stanchion taking the main support beam and rail track. | - | 1 | TRUE
942 | 214B48 | 7874 | 214B48 | Cranes | Gantry Rails and Supports - Integral | Height to Underside of Rail Track | 16.76m | 30 tonnes | The crane gantry support beam supports the rail track upon which the moving traveller rests. The costs given include the extra foundations, the extra size of the support stanchion, the support beam and the rail track. Most buildings erected with structural steel stanchions are capable of also holding a gantry rail of up to 5 tonnes. In these cases an angle fillet is bolted to the upright projecting into the workshop/warehouse and the rail track support (with rail track on top) is fixed to this. As the traveller tonnage increases (over 5 tonnes) the upright stanchions, and horizontal beam, (and foundations to the stanchions) are increased in size to accommodate the extra load and thus the costs set out are in part for this ADDITIONAL cost element. This is over and above the figures used for the building framework. The additional steelwork, concrete foundation work, support beam, support flanges and rail track are regarded as Class 4 Table 3 structural supports and ERC¬s provided are all inclusive. The foundations will be larger to accommodate the extra load and the table includes an item for this element Below 5 tonnes the support beam and rail track may be substantial and the cost of this alone can be calculated by using the weight of steel appropriate. See Structural Steelwork supporting structures. Moving beam buffers These may be of various lengths and where two travellers work the same beam they prevent the two beams from coming to close together. This allows even distribution of weight down through the vertical stanchions. For max weight that rail support and stanchions can take look at SWL indication on main traveller. DO NOT add the various beam support weights together the max load that can be lifted is the heaviest beams SWL. | Location Adjustment Applicable (See Guidance Notes) - ERC = UK mean of 1.00 | (BEAMS Note 1) The ERC for this item should be added to the total of the ERC of the other P&M items on the site and the Buildings ERC (where applicable) to enable the correct contract size adjustment to be made. ERC of P&M Items + ERC of Building Component’s = Total ERC (net figure rateable items only) to which contract size adjustment should be applied The 2023 Generic Contractors Test Spreadsheet has this facility built into the programme - it is recommended you undertake all contractors test valuations using this spreadsheet. (Details on the application of contract size adjustments can be found in the RCG 2023 Guidance notes). Where RV is calculated using the comparative method (rental method) the contract size adjustment should be made as follows: Select - SCAT code box ""P and M as an addition” within the 2023 Generic Contractors Test Spreadsheet facility. Or Where the spreadsheet is not used take the: Reciprocal of statutory de-capitalisation rate (i.e. 5% reciprocal = 20) multiply by rateable value of the buildings (before any overall end allowances are made and after making a notional deduction for the land value) and add to the ERC of P&M. Use resultant figure to calculate contract size adjustment. (Guidance Notes - Section 6) | The costs are based on units with a 15m span traveller. The lifting capacity of the crane, height to underside of rail track (top of the track support beam) and the length of the gantry is all that is required to operate the scales (measured between the rails down the middle of the workshop). (Do not hook a metal tape onto the horizontal beam in order to gain the height. Most have exposed electrical cables attached). LINEAR METRE is distance-taking measurement between rail tracks of the length of the rail tracks. (Not always the length of the building) and is NOT the combined length of the two rails. The above costs do not include the moving traveller but do include foundations | Moving beam buffers These may be of various lengths and where two travellers work the same beam they prevent the two beams from coming to close together. This allows even distribution of weight down through the vertical stanchions. For max weight that rail support and stanchions can take look at SWL indication on main traveller. DO NOT add the various beam support weights together the max load that can be lifted is the heaviest beams SWL. | Class 4 Table 3 Foundations, settings, fixed gantries, supports Class 1 Table 1) List of Accessories (i) Travellers, Cranes Class 2 Table 2) | Whole is not rateable if under Class 1 or Class 2 if not used in connection with fuel for the generation of power or if not accessory to Class 1 or Class | Moving Traveller (Class 1 and Class 2) | It is assumed that the item forms part of an "average size industrial, commercial or office complex". Where it would be normal to find more than one item in such a hereditament the ERC stated has been adjusted to reflect any number / quantity, discount. These figures are NOT one off figures. | If the traveller span varies from the 15m basic cost guide standard then the following % adjustments are to be adopted. 5m span deduct 60%, 7 & 8m span deduct 50%, 10m span deduct 30%, (15m span no change), 20m span add 45%, 25m span add 90%. | Cranes: Gantry Rails & Supports Integral. Composite stanchion taking the main support beam and rail track. | - | 10071 |  | M | - | NA | NA | NA | 1409.3875 | Option 2 | 1747.3644 | 23.98% | 0 | 0 | -100% | -100% | 0 | -100% | Redirected | NA | VOA_GPN_GOV_UK\7246041 | 2019-08-30 | Low | Blue | High | Risk taken from previous CG | - | - | NA | SPONS A&B | NA | (BEAMS Note 1) The ERC for this item should be added to the total of the ERC of the other P&M items on the site and the Buildings ERC (where applicable) to enable the correct contract size adjustment to be made. ERC of P&M Items + ERC of Building Component’s = Total ERC (net figure rateable items only) to which contract size adjustment should be applied The 2021 Generic Contractors Test Spreadsheet has this facility built into the programme - it is recommended you undertake all contractors test valuations using this spreadsheet. (Details on the application of contract size adjustments can be found in the RCG 2021 Guidance notes). Where RV is calculated using the comparative method (rental method) the contract size adjustment should be made as follows: Select - SCAT code box "P and M as an addition” within the 2021 Generic Contractors Test Spreadsheet facility. Or Where the spreadsheet is not used take the: Reciprocal of statutory de-capitalisation rate (i.e. 5% reciprocal = 20) multiply by rateable value of the buildings (before any overall end allowances are made and after making a notional deduction for the land value) and add to the ERC of P&M. Use resultant figure to calculate contract size adjustment. (Guidance Notes - Section 6) | Cranes: Gantry Rails & Supports Integral. Composite stanchion taking the main support beam and rail track. | - | 1 | TRUE
943 | 214B49 | 7875 | 214B49 | Cranes | Gantry Rails and Supports - Integral | Height to Underside of Rail Track | 18.29m | 5 tonnes | The crane gantry support beam supports the rail track upon which the moving traveller rests. The costs given include the extra foundations, the extra size of the support stanchion, the support beam and the rail track. Most buildings erected with structural steel stanchions are capable of also holding a gantry rail of up to 5 tonnes. In these cases an angle fillet is bolted to the upright projecting into the workshop/warehouse and the rail track support (with rail track on top) is fixed to this. As the traveller tonnage increases (over 5 tonnes) the upright stanchions, and horizontal beam, (and foundations to the stanchions) are increased in size to accommodate the extra load and thus the costs set out are in part for this ADDITIONAL cost element. This is over and above the figures used for the building framework. The additional steelwork, concrete foundation work, support beam, support flanges and rail track are regarded as Class 4 Table 3 structural supports and ERC¬s provided are all inclusive. The foundations will be larger to accommodate the extra load and the table includes an item for this element Below 5 tonnes the support beam and rail track may be substantial and the cost of this alone can be calculated by using the weight of steel appropriate. See Structural Steelwork supporting structures. Moving beam buffers These may be of various lengths and where two travellers work the same beam they prevent the two beams from coming to close together. This allows even distribution of weight down through the vertical stanchions. For max weight that rail support and stanchions can take look at SWL indication on main traveller. DO NOT add the various beam support weights together the max load that can be lifted is the heaviest beams SWL. | Location Adjustment Applicable (See Guidance Notes) - ERC = UK mean of 1.00 | (BEAMS Note 1) The ERC for this item should be added to the total of the ERC of the other P&M items on the site and the Buildings ERC (where applicable) to enable the correct contract size adjustment to be made. ERC of P&M Items + ERC of Building Component’s = Total ERC (net figure rateable items only) to which contract size adjustment should be applied The 2023 Generic Contractors Test Spreadsheet has this facility built into the programme - it is recommended you undertake all contractors test valuations using this spreadsheet. (Details on the application of contract size adjustments can be found in the RCG 2023 Guidance notes). Where RV is calculated using the comparative method (rental method) the contract size adjustment should be made as follows: Select - SCAT code box ""P and M as an addition” within the 2023 Generic Contractors Test Spreadsheet facility. Or Where the spreadsheet is not used take the: Reciprocal of statutory de-capitalisation rate (i.e. 5% reciprocal = 20) multiply by rateable value of the buildings (before any overall end allowances are made and after making a notional deduction for the land value) and add to the ERC of P&M. Use resultant figure to calculate contract size adjustment. (Guidance Notes - Section 6) | The costs are based on units with a 15m span traveller. The lifting capacity of the crane, height to underside of rail track (top of the track support beam) and the length of the gantry is all that is required to operate the scales (measured between the rails down the middle of the workshop). (Do not hook a metal tape onto the horizontal beam in order to gain the height. Most have exposed electrical cables attached). LINEAR METRE is distance-taking measurement between rail tracks of the length of the rail tracks. (Not always the length of the building) and is NOT the combined length of the two rails. The above costs do not include the moving traveller but do include foundations | Moving beam buffers These may be of various lengths and where two travellers work the same beam they prevent the two beams from coming to close together. This allows even distribution of weight down through the vertical stanchions. For max weight that rail support and stanchions can take look at SWL indication on main traveller. DO NOT add the various beam support weights together the max load that can be lifted is the heaviest beams SWL. | Class 4 Table 3 Foundations, settings, fixed gantries, supports Class 1 Table 1) List of Accessories (i) Travellers, Cranes Class 2 Table 2) | Whole is not rateable if under Class 1 or Class 2 if not used in connection with fuel for the generation of power or if not accessory to Class 1 or Class | Moving Traveller (Class 1 and Class 2) | It is assumed that the item forms part of an "average size industrial, commercial or office complex". Where it would be normal to find more than one item in such a hereditament the ERC stated has been adjusted to reflect any number / quantity, discount. These figures are NOT one off figures. | If the traveller span varies from the 15m basic cost guide standard then the following % adjustments are to be adopted. 5m span deduct 60%, 7 & 8m span deduct 50%, 10m span deduct 30%, (15m span no change), 20m span add 45%, 25m span add 90%. | Cranes: Gantry Rails & Supports Integral. Composite stanchion taking the main support beam and rail track. | - | 10071 |  | M | - | NA | NA | NA | 278.2812 | Option 2 | 345.0142 | 23.98% | 0 | 0 | -100% | -100% | 0 | -100% | Redirected | NA | VOA_GPN_GOV_UK\7246041 | 2019-08-30 | Low | Blue | High | Risk taken from previous CG | - | - | NA | SPONS A&B | NA | (BEAMS Note 1) The ERC for this item should be added to the total of the ERC of the other P&M items on the site and the Buildings ERC (where applicable) to enable the correct contract size adjustment to be made. ERC of P&M Items + ERC of Building Component’s = Total ERC (net figure rateable items only) to which contract size adjustment should be applied The 2021 Generic Contractors Test Spreadsheet has this facility built into the programme - it is recommended you undertake all contractors test valuations using this spreadsheet. (Details on the application of contract size adjustments can be found in the RCG 2021 Guidance notes). Where RV is calculated using the comparative method (rental method) the contract size adjustment should be made as follows: Select - SCAT code box "P and M as an addition” within the 2021 Generic Contractors Test Spreadsheet facility. Or Where the spreadsheet is not used take the: Reciprocal of statutory de-capitalisation rate (i.e. 5% reciprocal = 20) multiply by rateable value of the buildings (before any overall end allowances are made and after making a notional deduction for the land value) and add to the ERC of P&M. Use resultant figure to calculate contract size adjustment. (Guidance Notes - Section 6) | Cranes: Gantry Rails & Supports Integral. Composite stanchion taking the main support beam and rail track. | - | 1 | TRUE
944 | 214B50 | 7876 | 214B50 | Cranes | Gantry Rails and Supports - Integral | Height to Underside of Rail Track | 18.29m | 10 tonnes | The crane gantry support beam supports the rail track upon which the moving traveller rests. The costs given include the extra foundations, the extra size of the support stanchion, the support beam and the rail track. Most buildings erected with structural steel stanchions are capable of also holding a gantry rail of up to 5 tonnes. In these cases an angle fillet is bolted to the upright projecting into the workshop/warehouse and the rail track support (with rail track on top) is fixed to this. As the traveller tonnage increases (over 5 tonnes) the upright stanchions, and horizontal beam, (and foundations to the stanchions) are increased in size to accommodate the extra load and thus the costs set out are in part for this ADDITIONAL cost element. This is over and above the figures used for the building framework. The additional steelwork, concrete foundation work, support beam, support flanges and rail track are regarded as Class 4 Table 3 structural supports and ERC¬s provided are all inclusive. The foundations will be larger to accommodate the extra load and the table includes an item for this element Below 5 tonnes the support beam and rail track may be substantial and the cost of this alone can be calculated by using the weight of steel appropriate. See Structural Steelwork supporting structures. Moving beam buffers These may be of various lengths and where two travellers work the same beam they prevent the two beams from coming to close together. This allows even distribution of weight down through the vertical stanchions. For max weight that rail support and stanchions can take look at SWL indication on main traveller. DO NOT add the various beam support weights together the max load that can be lifted is the heaviest beams SWL. | Location Adjustment Applicable (See Guidance Notes) - ERC = UK mean of 1.00 | (BEAMS Note 1) The ERC for this item should be added to the total of the ERC of the other P&M items on the site and the Buildings ERC (where applicable) to enable the correct contract size adjustment to be made. ERC of P&M Items + ERC of Building Component’s = Total ERC (net figure rateable items only) to which contract size adjustment should be applied The 2023 Generic Contractors Test Spreadsheet has this facility built into the programme - it is recommended you undertake all contractors test valuations using this spreadsheet. (Details on the application of contract size adjustments can be found in the RCG 2023 Guidance notes). Where RV is calculated using the comparative method (rental method) the contract size adjustment should be made as follows: Select - SCAT code box ""P and M as an addition” within the 2023 Generic Contractors Test Spreadsheet facility. Or Where the spreadsheet is not used take the: Reciprocal of statutory de-capitalisation rate (i.e. 5% reciprocal = 20) multiply by rateable value of the buildings (before any overall end allowances are made and after making a notional deduction for the land value) and add to the ERC of P&M. Use resultant figure to calculate contract size adjustment. (Guidance Notes - Section 6) | The costs are based on units with a 15m span traveller. The lifting capacity of the crane, height to underside of rail track (top of the track support beam) and the length of the gantry is all that is required to operate the scales (measured between the rails down the middle of the workshop). (Do not hook a metal tape onto the horizontal beam in order to gain the height. Most have exposed electrical cables attached). LINEAR METRE is distance-taking measurement between rail tracks of the length of the rail tracks. (Not always the length of the building) and is NOT the combined length of the two rails. The above costs do not include the moving traveller but do include foundations | Moving beam buffers These may be of various lengths and where two travellers work the same beam they prevent the two beams from coming to close together. This allows even distribution of weight down through the vertical stanchions. For max weight that rail support and stanchions can take look at SWL indication on main traveller. DO NOT add the various beam support weights together the max load that can be lifted is the heaviest beams SWL. | Class 4 Table 3 Foundations, settings, fixed gantries, supports Class 1 Table 1) List of Accessories (i) Travellers, Cranes Class 2 Table 2) | Whole is not rateable if under Class 1 or Class 2 if not used in connection with fuel for the generation of power or if not accessory to Class 1 or Class | Moving Traveller (Class 1 and Class 2) | It is assumed that the item forms part of an "average size industrial, commercial or office complex". Where it would be normal to find more than one item in such a hereditament the ERC stated has been adjusted to reflect any number / quantity, discount. These figures are NOT one off figures. | If the traveller span varies from the 15m basic cost guide standard then the following % adjustments are to be adopted. 5m span deduct 60%, 7 & 8m span deduct 50%, 10m span deduct 30%, (15m span no change), 20m span add 45%, 25m span add 90%. | Cranes: Gantry Rails & Supports Integral. Composite stanchion taking the main support beam and rail track. | - | 10071 |  | M | - | NA | NA | NA | 526.5938 | Option 2 | 652.8731 | 23.98% | 0 | 0 | -100% | -100% | 0 | -100% | Redirected | NA | VOA_GPN_GOV_UK\7246041 | 2019-08-30 | Low | Blue | High | Risk taken from previous CG | - | - | NA | SPONS A&B | NA | (BEAMS Note 1) The ERC for this item should be added to the total of the ERC of the other P&M items on the site and the Buildings ERC (where applicable) to enable the correct contract size adjustment to be made. ERC of P&M Items + ERC of Building Component’s = Total ERC (net figure rateable items only) to which contract size adjustment should be applied The 2021 Generic Contractors Test Spreadsheet has this facility built into the programme - it is recommended you undertake all contractors test valuations using this spreadsheet. (Details on the application of contract size adjustments can be found in the RCG 2021 Guidance notes). Where RV is calculated using the comparative method (rental method) the contract size adjustment should be made as follows: Select - SCAT code box "P and M as an addition” within the 2021 Generic Contractors Test Spreadsheet facility. Or Where the spreadsheet is not used take the: Reciprocal of statutory de-capitalisation rate (i.e. 5% reciprocal = 20) multiply by rateable value of the buildings (before any overall end allowances are made and after making a notional deduction for the land value) and add to the ERC of P&M. Use resultant figure to calculate contract size adjustment. (Guidance Notes - Section 6) | Cranes: Gantry Rails & Supports Integral. Composite stanchion taking the main support beam and rail track. | - | 1 | TRUE
945 | 214B51 | 7877 | 214B51 | Cranes | Gantry Rails and Supports - Integral | Height to Underside of Rail Track | 18.29m | 15 tonnes | The crane gantry support beam supports the rail track upon which the moving traveller rests. The costs given include the extra foundations, the extra size of the support stanchion, the support beam and the rail track. Most buildings erected with structural steel stanchions are capable of also holding a gantry rail of up to 5 tonnes. In these cases an angle fillet is bolted to the upright projecting into the workshop/warehouse and the rail track support (with rail track on top) is fixed to this. As the traveller tonnage increases (over 5 tonnes) the upright stanchions, and horizontal beam, (and foundations to the stanchions) are increased in size to accommodate the extra load and thus the costs set out are in part for this ADDITIONAL cost element. This is over and above the figures used for the building framework. The additional steelwork, concrete foundation work, support beam, support flanges and rail track are regarded as Class 4 Table 3 structural supports and ERC¬s provided are all inclusive. The foundations will be larger to accommodate the extra load and the table includes an item for this element Below 5 tonnes the support beam and rail track may be substantial and the cost of this alone can be calculated by using the weight of steel appropriate. See Structural Steelwork supporting structures. Moving beam buffers These may be of various lengths and where two travellers work the same beam they prevent the two beams from coming to close together. This allows even distribution of weight down through the vertical stanchions. For max weight that rail support and stanchions can take look at SWL indication on main traveller. DO NOT add the various beam support weights together the max load that can be lifted is the heaviest beams SWL. | Location Adjustment Applicable (See Guidance Notes) - ERC = UK mean of 1.00 | (BEAMS Note 1) The ERC for this item should be added to the total of the ERC of the other P&M items on the site and the Buildings ERC (where applicable) to enable the correct contract size adjustment to be made. ERC of P&M Items + ERC of Building Component’s = Total ERC (net figure rateable items only) to which contract size adjustment should be applied The 2023 Generic Contractors Test Spreadsheet has this facility built into the programme - it is recommended you undertake all contractors test valuations using this spreadsheet. (Details on the application of contract size adjustments can be found in the RCG 2023 Guidance notes). Where RV is calculated using the comparative method (rental method) the contract size adjustment should be made as follows: Select - SCAT code box ""P and M as an addition” within the 2023 Generic Contractors Test Spreadsheet facility. Or Where the spreadsheet is not used take the: Reciprocal of statutory de-capitalisation rate (i.e. 5% reciprocal = 20) multiply by rateable value of the buildings (before any overall end allowances are made and after making a notional deduction for the land value) and add to the ERC of P&M. Use resultant figure to calculate contract size adjustment. (Guidance Notes - Section 6) | The costs are based on units with a 15m span traveller. The lifting capacity of the crane, height to underside of rail track (top of the track support beam) and the length of the gantry is all that is required to operate the scales (measured between the rails down the middle of the workshop). (Do not hook a metal tape onto the horizontal beam in order to gain the height. Most have exposed electrical cables attached). LINEAR METRE is distance-taking measurement between rail tracks of the length of the rail tracks. (Not always the length of the building) and is NOT the combined length of the two rails. The above costs do not include the moving traveller but do include foundations | Moving beam buffers These may be of various lengths and where two travellers work the same beam they prevent the two beams from coming to close together. This allows even distribution of weight down through the vertical stanchions. For max weight that rail support and stanchions can take look at SWL indication on main traveller. DO NOT add the various beam support weights together the max load that can be lifted is the heaviest beams SWL. | Class 4 Table 3 Foundations, settings, fixed gantries, supports Class 1 Table 1) List of Accessories (i) Travellers, Cranes Class 2 Table 2) | Whole is not rateable if under Class 1 or Class 2 if not used in connection with fuel for the generation of power or if not accessory to Class 1 or Class | Moving Traveller (Class 1 and Class 2) | It is assumed that the item forms part of an "average size industrial, commercial or office complex". Where it would be normal to find more than one item in such a hereditament the ERC stated has been adjusted to reflect any number / quantity, discount. These figures are NOT one off figures. | If the traveller span varies from the 15m basic cost guide standard then the following % adjustments are to be adopted. 5m span deduct 60%, 7 & 8m span deduct 50%, 10m span deduct 30%, (15m span no change), 20m span add 45%, 25m span add 90%. | Cranes: Gantry Rails & Supports Integral. Composite stanchion taking the main support beam and rail track. | - | 10071 |  | M | - | NA | NA | NA | 741.5125 | Option 2 | 919.3302 | 23.98% | 0 | 0 | -100% | -100% | 0 | -100% | Redirected | NA | VOA_GPN_GOV_UK\7246041 | 2019-08-30 | Low | Blue | High | Risk taken from previous CG | - | - | NA | SPONS A&B | NA | (BEAMS Note 1) The ERC for this item should be added to the total of the ERC of the other P&M items on the site and the Buildings ERC (where applicable) to enable the correct contract size adjustment to be made. ERC of P&M Items + ERC of Building Component’s = Total ERC (net figure rateable items only) to which contract size adjustment should be applied The 2021 Generic Contractors Test Spreadsheet has this facility built into the programme - it is recommended you undertake all contractors test valuations using this spreadsheet. (Details on the application of contract size adjustments can be found in the RCG 2021 Guidance notes). Where RV is calculated using the comparative method (rental method) the contract size adjustment should be made as follows: Select - SCAT code box "P and M as an addition” within the 2021 Generic Contractors Test Spreadsheet facility. Or Where the spreadsheet is not used take the: Reciprocal of statutory de-capitalisation rate (i.e. 5% reciprocal = 20) multiply by rateable value of the buildings (before any overall end allowances are made and after making a notional deduction for the land value) and add to the ERC of P&M. Use resultant figure to calculate contract size adjustment. (Guidance Notes - Section 6) | Cranes: Gantry Rails & Supports Integral. Composite stanchion taking the main support beam and rail track. | - | 1 | TRUE
946 | 214B52 | 7878 | 214B52 | Cranes | Gantry Rails and Supports - Integral | Height to Underside of Rail Track | 18.29m | 20 tonnes | The crane gantry support beam supports the rail track upon which the moving traveller rests. The costs given include the extra foundations, the extra size of the support stanchion, the support beam and the rail track. Most buildings erected with structural steel stanchions are capable of also holding a gantry rail of up to 5 tonnes. In these cases an angle fillet is bolted to the upright projecting into the workshop/warehouse and the rail track support (with rail track on top) is fixed to this. As the traveller tonnage increases (over 5 tonnes) the upright stanchions, and horizontal beam, (and foundations to the stanchions) are increased in size to accommodate the extra load and thus the costs set out are in part for this ADDITIONAL cost element. This is over and above the figures used for the building framework. The additional steelwork, concrete foundation work, support beam, support flanges and rail track are regarded as Class 4 Table 3 structural supports and ERC¬s provided are all inclusive. The foundations will be larger to accommodate the extra load and the table includes an item for this element Below 5 tonnes the support beam and rail track may be substantial and the cost of this alone can be calculated by using the weight of steel appropriate. See Structural Steelwork supporting structures. Moving beam buffers These may be of various lengths and where two travellers work the same beam they prevent the two beams from coming to close together. This allows even distribution of weight down through the vertical stanchions. For max weight that rail support and stanchions can take look at SWL indication on main traveller. DO NOT add the various beam support weights together the max load that can be lifted is the heaviest beams SWL. | Location Adjustment Applicable (See Guidance Notes) - ERC = UK mean of 1.00 | (BEAMS Note 1) The ERC for this item should be added to the total of the ERC of the other P&M items on the site and the Buildings ERC (where applicable) to enable the correct contract size adjustment to be made. ERC of P&M Items + ERC of Building Component’s = Total ERC (net figure rateable items only) to which contract size adjustment should be applied The 2023 Generic Contractors Test Spreadsheet has this facility built into the programme - it is recommended you undertake all contractors test valuations using this spreadsheet. (Details on the application of contract size adjustments can be found in the RCG 2023 Guidance notes). Where RV is calculated using the comparative method (rental method) the contract size adjustment should be made as follows: Select - SCAT code box ""P and M as an addition” within the 2023 Generic Contractors Test Spreadsheet facility. Or Where the spreadsheet is not used take the: Reciprocal of statutory de-capitalisation rate (i.e. 5% reciprocal = 20) multiply by rateable value of the buildings (before any overall end allowances are made and after making a notional deduction for the land value) and add to the ERC of P&M. Use resultant figure to calculate contract size adjustment. (Guidance Notes - Section 6) | The costs are based on units with a 15m span traveller. The lifting capacity of the crane, height to underside of rail track (top of the track support beam) and the length of the gantry is all that is required to operate the scales (measured between the rails down the middle of the workshop). (Do not hook a metal tape onto the horizontal beam in order to gain the height. Most have exposed electrical cables attached). LINEAR METRE is distance-taking measurement between rail tracks of the length of the rail tracks. (Not always the length of the building) and is NOT the combined length of the two rails. The above costs do not include the moving traveller but do include foundations | Moving beam buffers These may be of various lengths and where two travellers work the same beam they prevent the two beams from coming to close together. This allows even distribution of weight down through the vertical stanchions. For max weight that rail support and stanchions can take look at SWL indication on main traveller. DO NOT add the various beam support weights together the max load that can be lifted is the heaviest beams SWL. | Class 4 Table 3 Foundations, settings, fixed gantries, supports Class 1 Table 1) List of Accessories (i) Travellers, Cranes Class 2 Table 2) | Whole is not rateable if under Class 1 or Class 2 if not used in connection with fuel for the generation of power or if not accessory to Class 1 or Class | Moving Traveller (Class 1 and Class 2) | It is assumed that the item forms part of an "average size industrial, commercial or office complex". Where it would be normal to find more than one item in such a hereditament the ERC stated has been adjusted to reflect any number / quantity, discount. These figures are NOT one off figures. | If the traveller span varies from the 15m basic cost guide standard then the following % adjustments are to be adopted. 5m span deduct 60%, 7 & 8m span deduct 50%, 10m span deduct 30%, (15m span no change), 20m span add 45%, 25m span add 90%. | Cranes: Gantry Rails & Supports Integral. Composite stanchion taking the main support beam and rail track. | - | 10071 |  | M | - | NA | NA | NA | 937.5938 | Option 2 | 1162.4326 | 23.98% | 0 | 0 | -100% | -100% | 0 | -100% | Redirected | NA | VOA_GPN_GOV_UK\7246041 | 2019-08-30 | Low | Blue | High | Risk taken from previous CG | - | - | NA | SPONS A&B | NA | (BEAMS Note 1) The ERC for this item should be added to the total of the ERC of the other P&M items on the site and the Buildings ERC (where applicable) to enable the correct contract size adjustment to be made. ERC of P&M Items + ERC of Building Component’s = Total ERC (net figure rateable items only) to which contract size adjustment should be applied The 2021 Generic Contractors Test Spreadsheet has this facility built into the programme - it is recommended you undertake all contractors test valuations using this spreadsheet. (Details on the application of contract size adjustments can be found in the RCG 2021 Guidance notes). Where RV is calculated using the comparative method (rental method) the contract size adjustment should be made as follows: Select - SCAT code box "P and M as an addition” within the 2021 Generic Contractors Test Spreadsheet facility. Or Where the spreadsheet is not used take the: Reciprocal of statutory de-capitalisation rate (i.e. 5% reciprocal = 20) multiply by rateable value of the buildings (before any overall end allowances are made and after making a notional deduction for the land value) and add to the ERC of P&M. Use resultant figure to calculate contract size adjustment. (Guidance Notes - Section 6) | Cranes: Gantry Rails & Supports Integral. Composite stanchion taking the main support beam and rail track. | - | 1 | TRUE
947 | 214B53 | 7879 | 214B53 | Cranes | Gantry Rails and Supports - Integral | Height to Underside of Rail Track | 18.29m | 25 tonnes | The crane gantry support beam supports the rail track upon which the moving traveller rests. The costs given include the extra foundations, the extra size of the support stanchion, the support beam and the rail track. Most buildings erected with structural steel stanchions are capable of also holding a gantry rail of up to 5 tonnes. In these cases an angle fillet is bolted to the upright projecting into the workshop/warehouse and the rail track support (with rail track on top) is fixed to this. As the traveller tonnage increases (over 5 tonnes) the upright stanchions, and horizontal beam, (and foundations to the stanchions) are increased in size to accommodate the extra load and thus the costs set out are in part for this ADDITIONAL cost element. This is over and above the figures used for the building framework. The additional steelwork, concrete foundation work, support beam, support flanges and rail track are regarded as Class 4 Table 3 structural supports and ERC¬s provided are all inclusive. The foundations will be larger to accommodate the extra load and the table includes an item for this element Below 5 tonnes the support beam and rail track may be substantial and the cost of this alone can be calculated by using the weight of steel appropriate. See Structural Steelwork supporting structures. Moving beam buffers These may be of various lengths and where two travellers work the same beam they prevent the two beams from coming to close together. This allows even distribution of weight down through the vertical stanchions. For max weight that rail support and stanchions can take look at SWL indication on main traveller. DO NOT add the various beam support weights together the max load that can be lifted is the heaviest beams SWL. | Location Adjustment Applicable (See Guidance Notes) - ERC = UK mean of 1.00 | (BEAMS Note 1) The ERC for this item should be added to the total of the ERC of the other P&M items on the site and the Buildings ERC (where applicable) to enable the correct contract size adjustment to be made. ERC of P&M Items + ERC of Building Component’s = Total ERC (net figure rateable items only) to which contract size adjustment should be applied The 2023 Generic Contractors Test Spreadsheet has this facility built into the programme - it is recommended you undertake all contractors test valuations using this spreadsheet. (Details on the application of contract size adjustments can be found in the RCG 2023 Guidance notes). Where RV is calculated using the comparative method (rental method) the contract size adjustment should be made as follows: Select - SCAT code box ""P and M as an addition” within the 2023 Generic Contractors Test Spreadsheet facility. Or Where the spreadsheet is not used take the: Reciprocal of statutory de-capitalisation rate (i.e. 5% reciprocal = 20) multiply by rateable value of the buildings (before any overall end allowances are made and after making a notional deduction for the land value) and add to the ERC of P&M. Use resultant figure to calculate contract size adjustment. (Guidance Notes - Section 6) | The costs are based on units with a 15m span traveller. The lifting capacity of the crane, height to underside of rail track (top of the track support beam) and the length of the gantry is all that is required to operate the scales (measured between the rails down the middle of the workshop). (Do not hook a metal tape onto the horizontal beam in order to gain the height. Most have exposed electrical cables attached). LINEAR METRE is distance-taking measurement between rail tracks of the length of the rail tracks. (Not always the length of the building) and is NOT the combined length of the two rails. The above costs do not include the moving traveller but do include foundations | Moving beam buffers These may be of various lengths and where two travellers work the same beam they prevent the two beams from coming to close together. This allows even distribution of weight down through the vertical stanchions. For max weight that rail support and stanchions can take look at SWL indication on main traveller. DO NOT add the various beam support weights together the max load that can be lifted is the heaviest beams SWL. | Class 4 Table 3 Foundations, settings, fixed gantries, supports Class 1 Table 1) List of Accessories (i) Travellers, Cranes Class 2 Table 2) | Whole is not rateable if under Class 1 or Class 2 if not used in connection with fuel for the generation of power or if not accessory to Class 1 or Class | Moving Traveller (Class 1 and Class 2) | It is assumed that the item forms part of an "average size industrial, commercial or office complex". Where it would be normal to find more than one item in such a hereditament the ERC stated has been adjusted to reflect any number / quantity, discount. These figures are NOT one off figures. | If the traveller span varies from the 15m basic cost guide standard then the following % adjustments are to be adopted. 5m span deduct 60%, 7 & 8m span deduct 50%, 10m span deduct 30%, (15m span no change), 20m span add 45%, 25m span add 90%. | Cranes: Gantry Rails & Supports Integral. Composite stanchion taking the main support beam and rail track. | - | 10071 |  | M | - | NA | NA | NA | 1117.4062 | Option 2 | 1385.3649 | 23.98% | 0 | 0 | -100% | -100% | 0 | -100% | Redirected | NA | VOA_GPN_GOV_UK\7246041 | 2019-08-30 | Low | Blue | High | Risk taken from previous CG | - | - | NA | SPONS A&B | NA | (BEAMS Note 1) The ERC for this item should be added to the total of the ERC of the other P&M items on the site and the Buildings ERC (where applicable) to enable the correct contract size adjustment to be made. ERC of P&M Items + ERC of Building Component’s = Total ERC (net figure rateable items only) to which contract size adjustment should be applied The 2021 Generic Contractors Test Spreadsheet has this facility built into the programme - it is recommended you undertake all contractors test valuations using this spreadsheet. (Details on the application of contract size adjustments can be found in the RCG 2021 Guidance notes). Where RV is calculated using the comparative method (rental method) the contract size adjustment should be made as follows: Select - SCAT code box "P and M as an addition” within the 2021 Generic Contractors Test Spreadsheet facility. Or Where the spreadsheet is not used take the: Reciprocal of statutory de-capitalisation rate (i.e. 5% reciprocal = 20) multiply by rateable value of the buildings (before any overall end allowances are made and after making a notional deduction for the land value) and add to the ERC of P&M. Use resultant figure to calculate contract size adjustment. (Guidance Notes - Section 6) | Cranes: Gantry Rails & Supports Integral. Composite stanchion taking the main support beam and rail track. | - | 1 | TRUE
948 | 214B54 | 7880 | 214B54 | Cranes | Gantry Rails and Supports - Integral | Height to Underside of Rail Track | 18.29m | 30 tonnes | The crane gantry support beam supports the rail track upon which the moving traveller rests. The costs given include the extra foundations, the extra size of the support stanchion, the support beam and the rail track. Most buildings erected with structural steel stanchions are capable of also holding a gantry rail of up to 5 tonnes. In these cases an angle fillet is bolted to the upright projecting into the workshop/warehouse and the rail track support (with rail track on top) is fixed to this. As the traveller tonnage increases (over 5 tonnes) the upright stanchions, and horizontal beam, (and foundations to the stanchions) are increased in size to accommodate the extra load and thus the costs set out are in part for this ADDITIONAL cost element. This is over and above the figures used for the building framework. The additional steelwork, concrete foundation work, support beam, support flanges and rail track are regarded as Class 4 Table 3 structural supports and ERC¬s provided are all inclusive. The foundations will be larger to accommodate the extra load and the table includes an item for this element Below 5 tonnes the support beam and rail track may be substantial and the cost of this alone can be calculated by using the weight of steel appropriate. See Structural Steelwork supporting structures. Moving beam buffers These may be of various lengths and where two travellers work the same beam they prevent the two beams from coming to close together. This allows even distribution of weight down through the vertical stanchions. For max weight that rail support and stanchions can take look at SWL indication on main traveller. DO NOT add the various beam support weights together the max load that can be lifted is the heaviest beams SWL. | Location Adjustment Applicable (See Guidance Notes) - ERC = UK mean of 1.00 | (BEAMS Note 1) The ERC for this item should be added to the total of the ERC of the other P&M items on the site and the Buildings ERC (where applicable) to enable the correct contract size adjustment to be made. ERC of P&M Items + ERC of Building Component’s = Total ERC (net figure rateable items only) to which contract size adjustment should be applied The 2023 Generic Contractors Test Spreadsheet has this facility built into the programme - it is recommended you undertake all contractors test valuations using this spreadsheet. (Details on the application of contract size adjustments can be found in the RCG 2023 Guidance notes). Where RV is calculated using the comparative method (rental method) the contract size adjustment should be made as follows: Select - SCAT code box ""P and M as an addition” within the 2023 Generic Contractors Test Spreadsheet facility. Or Where the spreadsheet is not used take the: Reciprocal of statutory de-capitalisation rate (i.e. 5% reciprocal = 20) multiply by rateable value of the buildings (before any overall end allowances are made and after making a notional deduction for the land value) and add to the ERC of P&M. Use resultant figure to calculate contract size adjustment. (Guidance Notes - Section 6) | The costs are based on units with a 15m span traveller. The lifting capacity of the crane, height to underside of rail track (top of the track support beam) and the length of the gantry is all that is required to operate the scales (measured between the rails down the middle of the workshop). (Do not hook a metal tape onto the horizontal beam in order to gain the height. Most have exposed electrical cables attached). LINEAR METRE is distance-taking measurement between rail tracks of the length of the rail tracks. (Not always the length of the building) and is NOT the combined length of the two rails. The above costs do not include the moving traveller but do include foundations | Moving beam buffers These may be of various lengths and where two travellers work the same beam they prevent the two beams from coming to close together. This allows even distribution of weight down through the vertical stanchions. For max weight that rail support and stanchions can take look at SWL indication on main traveller. DO NOT add the various beam support weights together the max load that can be lifted is the heaviest beams SWL. | Class 4 Table 3 Foundations, settings, fixed gantries, supports Class 1 Table 1) List of Accessories (i) Travellers, Cranes Class 2 Table 2) | Whole is not rateable if under Class 1 or Class 2 if not used in connection with fuel for the generation of power or if not accessory to Class 1 or Class | Moving Traveller (Class 1 and Class 2) | It is assumed that the item forms part of an "average size industrial, commercial or office complex". Where it would be normal to find more than one item in such a hereditament the ERC stated has been adjusted to reflect any number / quantity, discount. These figures are NOT one off figures. | If the traveller span varies from the 15m basic cost guide standard then the following % adjustments are to be adopted. 5m span deduct 60%, 7 & 8m span deduct 50%, 10m span deduct 30%, (15m span no change), 20m span add 45%, 25m span add 90%. | Cranes: Gantry Rails & Supports Integral. Composite stanchion taking the main support beam and rail track. | - | 10071 |  | M | - | NA | NA | NA | 1472.75 | Option 2 | 1825.9215 | 23.98% | 0 | 0 | -100% | -100% | 0 | -100% | Redirected | NA | VOA_GPN_GOV_UK\7246041 | 2019-08-30 | Low | Blue | High | Risk taken from previous CG | - | - | NA | SPONS A&B | NA | (BEAMS Note 1) The ERC for this item should be added to the total of the ERC of the other P&M items on the site and the Buildings ERC (where applicable) to enable the correct contract size adjustment to be made. ERC of P&M Items + ERC of Building Component’s = Total ERC (net figure rateable items only) to which contract size adjustment should be applied The 2021 Generic Contractors Test Spreadsheet has this facility built into the programme - it is recommended you undertake all contractors test valuations using this spreadsheet. (Details on the application of contract size adjustments can be found in the RCG 2021 Guidance notes). Where RV is calculated using the comparative method (rental method) the contract size adjustment should be made as follows: Select - SCAT code box "P and M as an addition” within the 2021 Generic Contractors Test Spreadsheet facility. Or Where the spreadsheet is not used take the: Reciprocal of statutory de-capitalisation rate (i.e. 5% reciprocal = 20) multiply by rateable value of the buildings (before any overall end allowances are made and after making a notional deduction for the land value) and add to the ERC of P&M. Use resultant figure to calculate contract size adjustment. (Guidance Notes - Section 6) | Cranes: Gantry Rails & Supports Integral. Composite stanchion taking the main support beam and rail track. | - | 1 | TRUE
949 | 214B55 | 7884 | 214B55 | Cranes | Gantry Rails and Supports - Integral | Height to Underside of Rail Track | 19.81m | 5 tonnes | The crane gantry support beam supports the rail track upon which the moving traveller rests. The costs given include the extra foundations, the extra size of the support stanchion, the support beam and the rail track. Most buildings erected with structural steel stanchions are capable of also holding a gantry rail of up to 5 tonnes. In these cases an angle fillet is bolted to the upright projecting into the workshop/warehouse and the rail track support (with rail track on top) is fixed to this. As the traveller tonnage increases (over 5 tonnes) the upright stanchions, and horizontal beam, (and foundations to the stanchions) are increased in size to accommodate the extra load and thus the costs set out are in part for this ADDITIONAL cost element. This is over and above the figures used for the building framework. The additional steelwork, concrete foundation work, support beam, support flanges and rail track are regarded as Class 4 Table 3 structural supports and ERC provided are all inclusive. The foundations will be larger to accommodate the extra load and the table includes an item for this element Below 5 tonnes the support beam and rail track may be substantial and the cost of this alone can be calculated by using the weight of steel appropriate. See Structural Steelwork supporting structures. Moving beam buffers These may be of various lengths and where two travellers work the same beam they prevent the two beams from coming to close together. This allows even distribution of weight down through the vertical stanchions. For max weight that rail support and stanchions can take look at SWL indication on main traveller. DO NOT add the various beam support weights together the max load that can be lifted is the heaviest beams SWL. | Location Adjustment Applicable (See Guidance Notes) - ERC = UK mean of 1.00 | (BEAMS Note 1) The ERC for this item should be added to the total of the ERC of the other P&M items on the site and the Buildings ERC (where applicable) to enable the correct contract size adjustment to be made. ERC of P&M Items + ERC of Building Component’s = Total ERC (net figure rateable items only) to which contract size adjustment should be applied The 2023 Generic Contractors Test Spreadsheet has this facility built into the programme - it is recommended you undertake all contractors test valuations using this spreadsheet. (Details on the application of contract size adjustments can be found in the RCG 2023 Guidance notes). Where RV is calculated using the comparative method (rental method) the contract size adjustment should be made as follows: Select - SCAT code box ""P and M as an addition” within the 2023 Generic Contractors Test Spreadsheet facility. Or Where the spreadsheet is not used take the: Reciprocal of statutory de-capitalisation rate (i.e. 5% reciprocal = 20) multiply by rateable value of the buildings (before any overall end allowances are made and after making a notional deduction for the land value) and add to the ERC of P&M. Use resultant figure to calculate contract size adjustment. (Guidance Notes - Section 6) | The costs are based on units with a 15m span traveller. The lifting capacity of the crane, height to underside of rail track (top of the track support beam) and the length of the gantry is all that is required to operate the scales (measured between the rails down the middle of the workshop). (Do not hook a metal tape onto the horizontal beam in order to gain the height. Most have exposed electrical cables attached). LINEAR METRE is distance-taking measurement between rail tracks of the length of the rail tracks. (Not always the length of the building) and is NOT the combined length of the two rails. The above costs do not include the moving traveller but do include foundations | Moving beam buffers These may be of various lengths and where two travellers work the same beam they prevent the two beams from coming to close together. This allows even distribution of weight down through the vertical stanchions. For max weight that rail support and stanchions can take look at SWL indication on main traveller. DO NOT add the various beam support weights together the max load that can be lifted is the heaviest beams SWL. | Class 4 Table 3 Foundations, settings, fixed gantries, supports Class 1 Table 1) List of Accessories (i) Travellers, Cranes Class 2 Table 2) | Whole is not rateable if under Class 1 or Class 2 if not used in connection with fuel for the generation of power or if not accessory to Class 1 or Class. | Moving Traveller (Class 1 and Class 2). | It is assumed that the item forms part of an average size industrial, commercial or office complex. Where it would be normal to find more than one item in such a hereditament the ERC stated has been adjusted to reflect any number / quantity, discount. These figures are NOT one off figures. | If the traveller span varies from the 15m basic cost guide standard then the following % adjustments are to be adopted. 5m span deduct 60%, 7 & 8m span deduct 50%, 10m span deduct 30%, (15m span no change), 20m span add 45%, 25m span add 90%. | Cranes: Gantry Rails & Supports Integral. Composite stanchion taking the main support beam and rail track. | - | 10071 | 214B49, 214B43 | m | - | Please Select | - | - | 286.8438 | Option 2 | 355.6301 | 23.98% | 1072.2285 | 810.352 | 182.5% | 127.9% | 810.352 | 182.5% | ERC Over-ridden | Ryan Casey | VOA_GPN_GOV_UK\7233251 | 2021-07-29 | Low | Blue | High | Cost build up has no narrative to explain quantities no resemblance to SPONS rates. Needs a fresh measure next time and costs likely to decrease significantly. | - | No build up. RC continued template for Freestanding cranes, which had a build-up. ERC index RCG2021 rate. | NA | SPONS A&B | 2 | (BEAMS Note 1) P&M | Cranes: Gantry Rails & Supports Integral. Composite stanchion taking the main support beam and rail track. | - | 1 | TRUE
950 | 214B56 | 7885 | 214B56 | Cranes | Gantry Rails and Supports - Integral | Height to Underside of Rail Track | 19.81m | 10 tonnes | The crane gantry support beam supports the rail track upon which the moving traveller rests. The costs given include the extra foundations, the extra size of the support stanchion, the support beam and the rail track. Most buildings erected with structural steel stanchions are capable of also holding a gantry rail of up to 5 tonnes. In these cases an angle fillet is bolted to the upright projecting into the workshop/warehouse and the rail track support (with rail track on top) is fixed to this. As the traveller tonnage increases (over 5 tonnes) the upright stanchions, and horizontal beam, (and foundations to the stanchions) are increased in size to accommodate the extra load and thus the costs set out are in part for this ADDITIONAL cost element. This is over and above the figures used for the building framework. The additional steelwork, concrete foundation work, support beam, support flanges and rail track are regarded as Class 4 Table 3 structural supports and ERC provided are all inclusive. The foundations will be larger to accommodate the extra load and the table includes an item for this element Below 5 tonnes the support beam and rail track may be substantial and the cost of this alone can be calculated by using the weight of steel appropriate. See Structural Steelwork supporting structures. Moving beam buffers These may be of various lengths and where two travellers work the same beam they prevent the two beams from coming to close together. This allows even distribution of weight down through the vertical stanchions. For max weight that rail support and stanchions can take look at SWL indication on main traveller. DO NOT add the various beam support weights together the max load that can be lifted is the heaviest beams SWL. | Location Adjustment Applicable (See Guidance Notes) - ERC = UK mean of 1.00 | (BEAMS Note 1) The ERC for this item should be added to the total of the ERC of the other P&M items on the site and the Buildings ERC (where applicable) to enable the correct contract size adjustment to be made. ERC of P&M Items + ERC of Building Component’s = Total ERC (net figure rateable items only) to which contract size adjustment should be applied The 2023 Generic Contractors Test Spreadsheet has this facility built into the programme - it is recommended you undertake all contractors test valuations using this spreadsheet. (Details on the application of contract size adjustments can be found in the RCG 2023 Guidance notes). Where RV is calculated using the comparative method (rental method) the contract size adjustment should be made as follows: Select - SCAT code box ""P and M as an addition” within the 2023 Generic Contractors Test Spreadsheet facility. Or Where the spreadsheet is not used take the: Reciprocal of statutory de-capitalisation rate (i.e. 5% reciprocal = 20) multiply by rateable value of the buildings (before any overall end allowances are made and after making a notional deduction for the land value) and add to the ERC of P&M. Use resultant figure to calculate contract size adjustment. (Guidance Notes - Section 6) | The costs are based on units with a 15m span traveller. The lifting capacity of the crane, height to underside of rail track (top of the track support beam) and the length of the gantry is all that is required to operate the scales (measured between the rails down the middle of the workshop). (Do not hook a metal tape onto the horizontal beam in order to gain the height. Most have exposed electrical cables attached). LINEAR METRE is distance-taking measurement between rail tracks of the length of the rail tracks. (Not always the length of the building) and is NOT the combined length of the two rails. The above costs do not include the moving traveller but do include foundations | Moving beam buffers These may be of various lengths and where two travellers work the same beam they prevent the two beams from coming to close together. This allows even distribution of weight down through the vertical stanchions. For max weight that rail support and stanchions can take look at SWL indication on main traveller. DO NOT add the various beam support weights together the max load that can be lifted is the heaviest beams SWL. | Class 4 Table 3 Foundations, settings, fixed gantries, supports Class 1 Table 1) List of Accessories (i) Travellers, Cranes Class 2 Table 2) | Whole is not rateable if under Class 1 or Class 2 if not used in connection with fuel for the generation of power or if not accessory to Class 1 or Class. | Moving Traveller (Class 1 and Class 2). | It is assumed that the item forms part of an average size industrial, commercial or office complex. Where it would be normal to find more than one item in such a hereditament the ERC stated has been adjusted to reflect any number / quantity, discount. These figures are NOT one off figures. | If the traveller span varies from the 15m basic cost guide standard then the following % adjustments are to be adopted. 5m span deduct 60%, 7 & 8m span deduct 50%, 10m span deduct 30%, (15m span no change), 20m span add 45%, 25m span add 90%. | Cranes: Gantry Rails & Supports Integral. Composite stanchion taking the main support beam and rail track. | - | 10071 | 214B50, 214B44 | m | - | Please Select | - | - | 548 | Option 2 | 679.4126 | 23.98% | 1190.5988 | 899.8121 | 64.2% | 32.44% | 899.8121 | 64.2% | ERC Over-ridden | Ryan Casey | VOA_GPN_GOV_UK\7233251 | 2021-07-29 | Low | Blue | High | Cost build up has no narrative to explain quantities no resemblance to SPONS rates. Needs a fresh measure next time and costs likely to decrease significantly. | - | No build up. RC continued template for Freestanding cranes, which had a build-up. ERC index RCG2021 rate. | NA | SPONS A&B | 2 | (BEAMS Note 1) P&M | Cranes: Gantry Rails & Supports Integral. Composite stanchion taking the main support beam and rail track. | - | 1 | TRUE
951 | 214B57 | 7886 | 214B57 | Cranes | Gantry Rails and Supports - Integral | Height to Underside of Rail Track | 19.81m | 15 tonnes | The crane gantry support beam supports the rail track upon which the moving traveller rests. The costs given include the extra foundations, the extra size of the support stanchion, the support beam and the rail track. Most buildings erected with structural steel stanchions are capable of also holding a gantry rail of up to 5 tonnes. In these cases an angle fillet is bolted to the upright projecting into the workshop/warehouse and the rail track support (with rail track on top) is fixed to this. As the traveller tonnage increases (over 5 tonnes) the upright stanchions, and horizontal beam, (and foundations to the stanchions) are increased in size to accommodate the extra load and thus the costs set out are in part for this ADDITIONAL cost element. This is over and above the figures used for the building framework. The additional steelwork, concrete foundation work, support beam, support flanges and rail track are regarded as Class 4 Table 3 structural supports and ERC provided are all inclusive. The foundations will be larger to accommodate the extra load and the table includes an item for this element Below 5 tonnes the support beam and rail track may be substantial and the cost of this alone can be calculated by using the weight of steel appropriate. See Structural Steelwork supporting structures. Moving beam buffers These may be of various lengths and where two travellers work the same beam they prevent the two beams from coming to close together. This allows even distribution of weight down through the vertical stanchions. For max weight that rail support and stanchions can take look at SWL indication on main traveller. DO NOT add the various beam support weights together the max load that can be lifted is the heaviest beams SWL. | Location Adjustment Applicable (See Guidance Notes) - ERC = UK mean of 1.00 | (BEAMS Note 1) The ERC for this item should be added to the total of the ERC of the other P&M items on the site and the Buildings ERC (where applicable) to enable the correct contract size adjustment to be made. ERC of P&M Items + ERC of Building Component’s = Total ERC (net figure rateable items only) to which contract size adjustment should be applied The 2023 Generic Contractors Test Spreadsheet has this facility built into the programme - it is recommended you undertake all contractors test valuations using this spreadsheet. (Details on the application of contract size adjustments can be found in the RCG 2023 Guidance notes). Where RV is calculated using the comparative method (rental method) the contract size adjustment should be made as follows: Select - SCAT code box ""P and M as an addition” within the 2023 Generic Contractors Test Spreadsheet facility. Or Where the spreadsheet is not used take the: Reciprocal of statutory de-capitalisation rate (i.e. 5% reciprocal = 20) multiply by rateable value of the buildings (before any overall end allowances are made and after making a notional deduction for the land value) and add to the ERC of P&M. Use resultant figure to calculate contract size adjustment. (Guidance Notes - Section 6) | The costs are based on units with a 15m span traveller. The lifting capacity of the crane, height to underside of rail track (top of the track support beam) and the length of the gantry is all that is required to operate the scales (measured between the rails down the middle of the workshop). (Do not hook a metal tape onto the horizontal beam in order to gain the height. Most have exposed electrical cables attached). LINEAR METRE is distance-taking measurement between rail tracks of the length of the rail tracks. (Not always the length of the building) and is NOT the combined length of the two rails. The above costs do not include the moving traveller but do include foundations | Moving beam buffers These may be of various lengths and where two travellers work the same beam they prevent the two beams from coming to close together. This allows even distribution of weight down through the vertical stanchions. For max weight that rail support and stanchions can take look at SWL indication on main traveller. DO NOT add the various beam support weights together the max load that can be lifted is the heaviest beams SWL. | Class 4 Table 3 Foundations, settings, fixed gantries, supports Class 1 Table 1) List of Accessories (i) Travellers, Cranes Class 2 Table 2) | Whole is not rateable if under Class 1 or Class 2 if not used in connection with fuel for the generation of power or if not accessory to Class 1 or Class. | Moving Traveller (Class 1 and Class 2). | It is assumed that the item forms part of an average size industrial, commercial or office complex. Where it would be normal to find more than one item in such a hereditament the ERC stated has been adjusted to reflect any number / quantity, discount. These figures are NOT one off figures. | If the traveller span varies from the 15m basic cost guide standard then the following % adjustments are to be adopted. 5m span deduct 60%, 7 & 8m span deduct 50%, 10m span deduct 30%, (15m span no change), 20m span add 45%, 25m span add 90%. | Cranes: Gantry Rails & Supports Integral. Composite stanchion taking the main support beam and rail track. | - | 10071 | 214B51, 214B45 | m | - | Please Select | - | - | 766.3438 | Option 2 | 950.1161 | 23.98% | 1371.0274 | 1036.1736 | 35.21% | 9.058% | 1036.1736 | 35.21% | ERC Over-ridden | Ryan Casey | VOA_GPN_GOV_UK\7233251 | 2021-07-29 | Low | Blue | High | Cost build up has no narrative to explain quantities no resemblance to SPONS rates. Needs a fresh measure next time and costs likely to decrease significantly. | - | No build up. RC continued template for Freestanding cranes, which had a build-up. ERC index RCG2021 rate. | NA | SPONS A&B | 2 | (BEAMS Note 1) P&M | Cranes: Gantry Rails & Supports Integral. Composite stanchion taking the main support beam and rail track. | - | 1 | TRUE
952 | 214B58 | 7887 | 214B58 | Cranes | Gantry Rails and Supports - Integral | Height to Underside of Rail Track | 19.81m | 20 tonnes | The crane gantry support beam supports the rail track upon which the moving traveller rests. The costs given include the extra foundations, the extra size of the support stanchion, the support beam and the rail track. Most buildings erected with structural steel stanchions are capable of also holding a gantry rail of up to 5 tonnes. In these cases an angle fillet is bolted to the upright projecting into the workshop/warehouse and the rail track support (with rail track on top) is fixed to this. As the traveller tonnage increases (over 5 tonnes) the upright stanchions, and horizontal beam, (and foundations to the stanchions) are increased in size to accommodate the extra load and thus the costs set out are in part for this ADDITIONAL cost element. This is over and above the figures used for the building framework. The additional steelwork, concrete foundation work, support beam, support flanges and rail track are regarded as Class 4 Table 3 structural supports and ERC provided are all inclusive. The foundations will be larger to accommodate the extra load and the table includes an item for this element Below 5 tonnes the support beam and rail track may be substantial and the cost of this alone can be calculated by using the weight of steel appropriate. See Structural Steelwork supporting structures. Moving beam buffers These may be of various lengths and where two travellers work the same beam they prevent the two beams from coming to close together. This allows even distribution of weight down through the vertical stanchions. For max weight that rail support and stanchions can take look at SWL indication on main traveller. DO NOT add the various beam support weights together the max load that can be lifted is the heaviest beams SWL. | Location Adjustment Applicable (See Guidance Notes) - ERC = UK mean of 1.00 | (BEAMS Note 1) The ERC for this item should be added to the total of the ERC of the other P&M items on the site and the Buildings ERC (where applicable) to enable the correct contract size adjustment to be made. ERC of P&M Items + ERC of Building Component’s = Total ERC (net figure rateable items only) to which contract size adjustment should be applied The 2023 Generic Contractors Test Spreadsheet has this facility built into the programme - it is recommended you undertake all contractors test valuations using this spreadsheet. (Details on the application of contract size adjustments can be found in the RCG 2023 Guidance notes). Where RV is calculated using the comparative method (rental method) the contract size adjustment should be made as follows: Select - SCAT code box ""P and M as an addition” within the 2023 Generic Contractors Test Spreadsheet facility. Or Where the spreadsheet is not used take the: Reciprocal of statutory de-capitalisation rate (i.e. 5% reciprocal = 20) multiply by rateable value of the buildings (before any overall end allowances are made and after making a notional deduction for the land value) and add to the ERC of P&M. Use resultant figure to calculate contract size adjustment. (Guidance Notes - Section 6) | The costs are based on units with a 15m span traveller. The lifting capacity of the crane, height to underside of rail track (top of the track support beam) and the length of the gantry is all that is required to operate the scales (measured between the rails down the middle of the workshop). (Do not hook a metal tape onto the horizontal beam in order to gain the height. Most have exposed electrical cables attached). LINEAR METRE is distance-taking measurement between rail tracks of the length of the rail tracks. (Not always the length of the building) and is NOT the combined length of the two rails. The above costs do not include the moving traveller but do include foundations | Moving beam buffers These may be of various lengths and where two travellers work the same beam they prevent the two beams from coming to close together. This allows even distribution of weight down through the vertical stanchions. For max weight that rail support and stanchions can take look at SWL indication on main traveller. DO NOT add the various beam support weights together the max load that can be lifted is the heaviest beams SWL. | Class 4 Table 3 Foundations, settings, fixed gantries, supports Class 1 Table 1) List of Accessories (i) Travellers, Cranes Class 2 Table 2) | Whole is not rateable if under Class 1 or Class 2 if not used in connection with fuel for the generation of power or if not accessory to Class 1 or Class. | Moving Traveller (Class 1 and Class 2). | It is assumed that the item forms part of an average size industrial, commercial or office complex. Where it would be normal to find more than one item in such a hereditament the ERC stated has been adjusted to reflect any number / quantity, discount. These figures are NOT one off figures. | If the traveller span varies from the 15m basic cost guide standard then the following % adjustments are to be adopted. 5m span deduct 60%, 7 & 8m span deduct 50%, 10m span deduct 30%, (15m span no change), 20m span add 45%, 25m span add 90%. | Cranes: Gantry Rails & Supports Integral. Composite stanchion taking the main support beam and rail track. | - | 10071 | 214B52, 214B46 | m | - | Please Select | - | - | 976.125 | Option 2 | 1210.2038 | 23.98% | 1611.2158 | 1217.6994 | 24.75% | 0.6194% | 1217.6994 | 24.75% | ERC Over-ridden | Ryan Casey | VOA_GPN_GOV_UK\7233251 | 2021-07-29 | Low | Blue | High | Cost build up has no narrative to explain quantities no resemblance to SPONS rates. Needs a fresh measure next time and costs likely to decrease significantly. | - | No build up. RC continued template for Freestanding cranes, which had a build-up. ERC index RCG2021 rate. | NA | SPONS A&B | 2 | (BEAMS Note 1) P&M | Cranes: Gantry Rails & Supports Integral. Composite stanchion taking the main support beam and rail track. | - | 1 | TRUE
953 | 214B59 | 7888 | 214B59 | Cranes | Gantry Rails and Supports - Integral | Height to Underside of Rail Track | 19.81m | 25 tonnes | The crane gantry support beam supports the rail track upon which the moving traveller rests. The costs given include the extra foundations, the extra size of the support stanchion, the support beam and the rail track. Most buildings erected with structural steel stanchions are capable of also holding a gantry rail of up to 5 tonnes. In these cases an angle fillet is bolted to the upright projecting into the workshop/warehouse and the rail track support (with rail track on top) is fixed to this. As the traveller tonnage increases (over 5 tonnes) the upright stanchions, and horizontal beam, (and foundations to the stanchions) are increased in size to accommodate the extra load and thus the costs set out are in part for this ADDITIONAL cost element. This is over and above the figures used for the building framework. The additional steelwork, concrete foundation work, support beam, support flanges and rail track are regarded as Class 4 Table 3 structural supports and ERC provided are all inclusive. The foundations will be larger to accommodate the extra load and the table includes an item for this element Below 5 tonnes the support beam and rail track may be substantial and the cost of this alone can be calculated by using the weight of steel appropriate. See Structural Steelwork supporting structures. Moving beam buffers These may be of various lengths and where two travellers work the same beam they prevent the two beams from coming to close together. This allows even distribution of weight down through the vertical stanchions. For max weight that rail support and stanchions can take look at SWL indication on main traveller. DO NOT add the various beam support weights together the max load that can be lifted is the heaviest beams SWL. | Location Adjustment Applicable (See Guidance Notes) - ERC = UK mean of 1.00 | (BEAMS Note 1) The ERC for this item should be added to the total of the ERC of the other P&M items on the site and the Buildings ERC (where applicable) to enable the correct contract size adjustment to be made. ERC of P&M Items + ERC of Building Component’s = Total ERC (net figure rateable items only) to which contract size adjustment should be applied The 2023 Generic Contractors Test Spreadsheet has this facility built into the programme - it is recommended you undertake all contractors test valuations using this spreadsheet. (Details on the application of contract size adjustments can be found in the RCG 2023 Guidance notes). Where RV is calculated using the comparative method (rental method) the contract size adjustment should be made as follows: Select - SCAT code box ""P and M as an addition” within the 2023 Generic Contractors Test Spreadsheet facility. Or Where the spreadsheet is not used take the: Reciprocal of statutory de-capitalisation rate (i.e. 5% reciprocal = 20) multiply by rateable value of the buildings (before any overall end allowances are made and after making a notional deduction for the land value) and add to the ERC of P&M. Use resultant figure to calculate contract size adjustment. (Guidance Notes - Section 6) | The costs are based on units with a 15m span traveller. The lifting capacity of the crane, height to underside of rail track (top of the track support beam) and the length of the gantry is all that is required to operate the scales (measured between the rails down the middle of the workshop). (Do not hook a metal tape onto the horizontal beam in order to gain the height. Most have exposed electrical cables attached). LINEAR METRE is distance-taking measurement between rail tracks of the length of the rail tracks. (Not always the length of the building) and is NOT the combined length of the two rails. The above costs do not include the moving traveller but do include foundations | Moving beam buffers These may be of various lengths and where two travellers work the same beam they prevent the two beams from coming to close together. This allows even distribution of weight down through the vertical stanchions. For max weight that rail support and stanchions can take look at SWL indication on main traveller. DO NOT add the various beam support weights together the max load that can be lifted is the heaviest beams SWL. | Class 4 Table 3 Foundations, settings, fixed gantries, supports Class 1 Table 1) List of Accessories (i) Travellers, Cranes Class 2 Table 2) | Whole is not rateable if under Class 1 or Class 2 if not used in connection with fuel for the generation of power or if not accessory to Class 1 or Class. | Moving Traveller (Class 1 and Class 2). | It is assumed that the item forms part of an average size industrial, commercial or office complex. Where it would be normal to find more than one item in such a hereditament the ERC stated has been adjusted to reflect any number / quantity, discount. These figures are NOT one off figures. | If the traveller span varies from the 15m basic cost guide standard then the following % adjustments are to be adopted. 5m span deduct 60%, 7 & 8m span deduct 50%, 10m span deduct 30%, (15m span no change), 20m span add 45%, 25m span add 90%. | Cranes: Gantry Rails & Supports Integral. Composite stanchion taking the main support beam and rail track. | - | 10071 | 214B53, 214B41 | m | - | Please Select | - | - | 1164.5 | Option 2 | 1443.7519 | 23.98% | 1780.1521 | 1345.3754 | 15.53% | -6.814% | 1345.3754 | 15.53% | ERC Over-ridden | Ryan Casey | VOA_GPN_GOV_UK\7233251 | 2021-07-29 | Low | Blue | High | Cost build up has no narrative to explain quantities no resemblance to SPONS rates. Needs a fresh measure next time and costs likely to decrease significantly. | - | No build up. RC continued template for Freestanding cranes, which had a build-up. ERC index RCG2021 rate. | NA | SPONS A&B | 2 | (BEAMS Note 1) P&M | Cranes: Gantry Rails & Supports Integral. Composite stanchion taking the main support beam and rail track. | - | 1 | TRUE
954 | 214B60 | 7889 | 214B60 | Cranes | Gantry Rails and Supports - Integral | Height to Underside of Rail Track | 19.81m | 30 tonnes | The crane gantry support beam supports the rail track upon which the moving traveller rests. The costs given include the extra foundations, the extra size of the support stanchion, the support beam and the rail track. Most buildings erected with structural steel stanchions are capable of also holding a gantry rail of up to 5 tonnes. In these cases an angle fillet is bolted to the upright projecting into the workshop/warehouse and the rail track support (with rail track on top) is fixed to this. As the traveller tonnage increases (over 5 tonnes) the upright stanchions, and horizontal beam, (and foundations to the stanchions) are increased in size to accommodate the extra load and thus the costs set out are in part for this ADDITIONAL cost element. This is over and above the figures used for the building framework. The additional steelwork, concrete foundation work, support beam, support flanges and rail track are regarded as Class 4 Table 3 structural supports and ERC provided are all inclusive. The foundations will be larger to accommodate the extra load and the table includes an item for this element Below 5 tonnes the support beam and rail track may be substantial and the cost of this alone can be calculated by using the weight of steel appropriate. See Structural Steelwork supporting structures. Moving beam buffers These may be of various lengths and where two travellers work the same beam they prevent the two beams from coming to close together. This allows even distribution of weight down through the vertical stanchions. For max weight that rail support and stanchions can take look at SWL indication on main traveller. DO NOT add the various beam support weights together the max load that can be lifted is the heaviest beams SWL. | Location Adjustment Applicable (See Guidance Notes) - ERC = UK mean of 1.00 | (BEAMS Note 1) The ERC for this item should be added to the total of the ERC of the other P&M items on the site and the Buildings ERC (where applicable) to enable the correct contract size adjustment to be made. ERC of P&M Items + ERC of Building Component’s = Total ERC (net figure rateable items only) to which contract size adjustment should be applied The 2023 Generic Contractors Test Spreadsheet has this facility built into the programme - it is recommended you undertake all contractors test valuations using this spreadsheet. (Details on the application of contract size adjustments can be found in the RCG 2023 Guidance notes). Where RV is calculated using the comparative method (rental method) the contract size adjustment should be made as follows: Select - SCAT code box ""P and M as an addition” within the 2023 Generic Contractors Test Spreadsheet facility. Or Where the spreadsheet is not used take the: Reciprocal of statutory de-capitalisation rate (i.e. 5% reciprocal = 20) multiply by rateable value of the buildings (before any overall end allowances are made and after making a notional deduction for the land value) and add to the ERC of P&M. Use resultant figure to calculate contract size adjustment. (Guidance Notes - Section 6) | The costs are based on units with a 15m span traveller. The lifting capacity of the crane, height to underside of rail track (top of the track support beam) and the length of the gantry is all that is required to operate the scales (measured between the rails down the middle of the workshop). (Do not hook a metal tape onto the horizontal beam in order to gain the height. Most have exposed electrical cables attached). LINEAR METRE is distance-taking measurement between rail tracks of the length of the rail tracks. (Not always the length of the building) and is NOT the combined length of the two rails. The above costs do not include the moving traveller but do include foundations | Moving beam buffers These may be of various lengths and where two travellers work the same beam they prevent the two beams from coming to close together. This allows even distribution of weight down through the vertical stanchions. For max weight that rail support and stanchions can take look at SWL indication on main traveller. DO NOT add the various beam support weights together the max load that can be lifted is the heaviest beams SWL. | Class 4 Table 3 Foundations, settings, fixed gantries, supports Class 1 Table 1) List of Accessories (i) Travellers, Cranes Class 2 Table 2) | Whole is not rateable if under Class 1 or Class 2 if not used in connection with fuel for the generation of power or if not accessory to Class 1 or Class. | Moving Traveller (Class 1 and Class 2). | It is assumed that the item forms part of an average size industrial, commercial or office complex. Where it would be normal to find more than one item in such a hereditament the ERC stated has been adjusted to reflect any number / quantity, discount. These figures are NOT one off figures. | If the traveller span varies from the 15m basic cost guide standard then the following % adjustments are to be adopted. 5m span deduct 60%, 7 & 8m span deduct 50%, 10m span deduct 30%, (15m span no change), 20m span add 45%, 25m span add 90%. | Cranes: Gantry Rails & Supports Integral. Composite stanchion taking the main support beam and rail track. | - | 10071 | 214B54, 214B48 | m | - | Please Select | - | - | 1533.5438 | Option 2 | 1901.2938 | 23.98% | 2039.8774 | 1541.6665 | 0.5297% | -18.91% | 1541.6665 | 0.5297% | ERC Over-ridden | Ryan Casey | VOA_GPN_GOV_UK\7233251 | 2021-07-29 | Low | Blue | High | Cost build up has no narrative to explain quantities no resemblance to SPONS rates. Needs a fresh measure next time and costs likely to decrease significantly. | - | No build up. RC continued template for Freestanding cranes, which had a build-up. ERC index RCG2021 rate. | NA | SPONS A&B | 2 | (BEAMS Note 1) P&M | Cranes: Gantry Rails & Supports Integral. Composite stanchion taking the main support beam and rail track. | - | 1 | TRUE
955 | 214B61 | 7890 | 214B61 | Cranes | Gantry Rails and Supports - Integral | Height to Underside of Rail Track | 21.34m | 5 tonnes | The crane gantry support beam supports the rail track upon which the moving traveller rests. The costs given include the extra foundations, the extra size of the support stanchion, the support beam and the rail track. Most buildings erected with structural steel stanchions are capable of also holding a gantry rail of up to 5 tonnes. In these cases an angle fillet is bolted to the upright projecting into the workshop/warehouse and the rail track support (with rail track on top) is fixed to this. As the traveller tonnage increases (over 5 tonnes) the upright stanchions, and horizontal beam, (and foundations to the stanchions) are increased in size to accommodate the extra load and thus the costs set out are in part for this ADDITIONAL cost element. This is over and above the figures used for the building framework. The additional steelwork, concrete foundation work, support beam, support flanges and rail track are regarded as Class 4 Table 3 structural supports and ERC¬s provided are all inclusive. The foundations will be larger to accommodate the extra load and the table includes an item for this element Below 5 tonnes the support beam and rail track may be substantial and the cost of this alone can be calculated by using the weight of steel appropriate. See Structural Steelwork supporting structures. Moving beam buffers These may be of various lengths and where two travellers work the same beam they prevent the two beams from coming to close together. This allows even distribution of weight down through the vertical stanchions. For max weight that rail support and stanchions can take look at SWL indication on main traveller. DO NOT add the various beam support weights together the max load that can be lifted is the heaviest beams SWL. | Location Adjustment Applicable (See Guidance Notes) - ERC = UK mean of 1.00 | (BEAMS Note 1) The ERC for this item should be added to the total of the ERC of the other P&M items on the site and the Buildings ERC (where applicable) to enable the correct contract size adjustment to be made. ERC of P&M Items + ERC of Building Component’s = Total ERC (net figure rateable items only) to which contract size adjustment should be applied The 2023 Generic Contractors Test Spreadsheet has this facility built into the programme - it is recommended you undertake all contractors test valuations using this spreadsheet. (Details on the application of contract size adjustments can be found in the RCG 2023 Guidance notes). Where RV is calculated using the comparative method (rental method) the contract size adjustment should be made as follows: Select - SCAT code box ""P and M as an addition” within the 2023 Generic Contractors Test Spreadsheet facility. Or Where the spreadsheet is not used take the: Reciprocal of statutory de-capitalisation rate (i.e. 5% reciprocal = 20) multiply by rateable value of the buildings (before any overall end allowances are made and after making a notional deduction for the land value) and add to the ERC of P&M. Use resultant figure to calculate contract size adjustment. (Guidance Notes - Section 6) | The costs are based on units with a 15m span traveller. The lifting capacity of the crane, height to underside of rail track (top of the track support beam) and the length of the gantry is all that is required to operate the scales (measured between the rails down the middle of the workshop). (Do not hook a metal tape onto the horizontal beam in order to gain the height. Most have exposed electrical cables attached). LINEAR METRE is distance-taking measurement between rail tracks of the length of the rail tracks. (Not always the length of the building) and is NOT the combined length of the two rails. The above costs do not include the moving traveller but do include foundations | Moving beam buffers These may be of various lengths and where two travellers work the same beam they prevent the two beams from coming to close together. This allows even distribution of weight down through the vertical stanchions. For max weight that rail support and stanchions can take look at SWL indication on main traveller. DO NOT add the various beam support weights together the max load that can be lifted is the heaviest beams SWL. | Class 4 Table 3 Foundations, settings, fixed gantries, supports Class 1 Table 1) List of Accessories (i) Travellers, Cranes Class 2 Table 2) | Whole is not rateable if under Class 1 or Class 2 if not used in connection with fuel for the generation of power or if not accessory to Class 1 or Class | Moving Traveller (Class 1 and Class 2) | It is assumed that the item forms part of an "average size industrial, commercial or office complex". Where it would be normal to find more than one item in such a hereditament the ERC stated has been adjusted to reflect any number / quantity, discount. These figures are NOT one off figures. | If the traveller span varies from the 15m basic cost guide standard then the following % adjustments are to be adopted. 5m span deduct 60%, 7 & 8m span deduct 50%, 10m span deduct 30%, (15m span no change), 20m span add 45%, 25m span add 90%. | Cranes: Gantry Rails & Supports Integral. Composite stanchion taking the main support beam and rail track. | - | 10071 |  | M | - | NA | NA | NA | 299.6875 | Option 2 | 371.5538 | 23.98% | 0 | 0 | -100% | -100% | 0 | -100% | Redirected | NA | VOA_GPN_GOV_UK\7246041 | 2019-08-30 | Low | Blue | High | Risk taken from previous CG | - | - | NA | SPONS A&B | NA | (BEAMS Note 1) The ERC for this item should be added to the total of the ERC of the other P&M items on the site and the Buildings ERC (where applicable) to enable the correct contract size adjustment to be made. ERC of P&M Items + ERC of Building Component’s = Total ERC (net figure rateable items only) to which contract size adjustment should be applied The 2021 Generic Contractors Test Spreadsheet has this facility built into the programme - it is recommended you undertake all contractors test valuations using this spreadsheet. (Details on the application of contract size adjustments can be found in the RCG 2021 Guidance notes). Where RV is calculated using the comparative method (rental method) the contract size adjustment should be made as follows: Select - SCAT code box "P and M as an addition” within the 2021 Generic Contractors Test Spreadsheet facility. Or Where the spreadsheet is not used take the: Reciprocal of statutory de-capitalisation rate (i.e. 5% reciprocal = 20) multiply by rateable value of the buildings (before any overall end allowances are made and after making a notional deduction for the land value) and add to the ERC of P&M. Use resultant figure to calculate contract size adjustment. (Guidance Notes - Section 6) | Cranes: Gantry Rails & Supports Integral. Composite stanchion taking the main support beam and rail track. | - | 1 | TRUE
956 | 214B62 | 7891 | 214B62 | Cranes | Gantry Rails and Supports - Integral | Height to Underside of Rail Track | 21.34m | 10 tonnes | The crane gantry support beam supports the rail track upon which the moving traveller rests. The costs given include the extra foundations, the extra size of the support stanchion, the support beam and the rail track. Most buildings erected with structural steel stanchions are capable of also holding a gantry rail of up to 5 tonnes. In these cases an angle fillet is bolted to the upright projecting into the workshop/warehouse and the rail track support (with rail track on top) is fixed to this. As the traveller tonnage increases (over 5 tonnes) the upright stanchions, and horizontal beam, (and foundations to the stanchions) are increased in size to accommodate the extra load and thus the costs set out are in part for this ADDITIONAL cost element. This is over and above the figures used for the building framework. The additional steelwork, concrete foundation work, support beam, support flanges and rail track are regarded as Class 4 Table 3 structural supports and ERC¬s provided are all inclusive. The foundations will be larger to accommodate the extra load and the table includes an item for this element Below 5 tonnes the support beam and rail track may be substantial and the cost of this alone can be calculated by using the weight of steel appropriate. See Structural Steelwork supporting structures. Moving beam buffers These may be of various lengths and where two travellers work the same beam they prevent the two beams from coming to close together. This allows even distribution of weight down through the vertical stanchions. For max weight that rail support and stanchions can take look at SWL indication on main traveller. DO NOT add the various beam support weights together the max load that can be lifted is the heaviest beams SWL. | Location Adjustment Applicable (See Guidance Notes) - ERC = UK mean of 1.00 | (BEAMS Note 1) The ERC for this item should be added to the total of the ERC of the other P&M items on the site and the Buildings ERC (where applicable) to enable the correct contract size adjustment to be made. ERC of P&M Items + ERC of Building Component’s = Total ERC (net figure rateable items only) to which contract size adjustment should be applied The 2023 Generic Contractors Test Spreadsheet has this facility built into the programme - it is recommended you undertake all contractors test valuations using this spreadsheet. (Details on the application of contract size adjustments can be found in the RCG 2023 Guidance notes). Where RV is calculated using the comparative method (rental method) the contract size adjustment should be made as follows: Select - SCAT code box ""P and M as an addition” within the 2023 Generic Contractors Test Spreadsheet facility. Or Where the spreadsheet is not used take the: Reciprocal of statutory de-capitalisation rate (i.e. 5% reciprocal = 20) multiply by rateable value of the buildings (before any overall end allowances are made and after making a notional deduction for the land value) and add to the ERC of P&M. Use resultant figure to calculate contract size adjustment. (Guidance Notes - Section 6) | The costs are based on units with a 15m span traveller. The lifting capacity of the crane, height to underside of rail track (top of the track support beam) and the length of the gantry is all that is required to operate the scales (measured between the rails down the middle of the workshop). (Do not hook a metal tape onto the horizontal beam in order to gain the height. Most have exposed electrical cables attached). LINEAR METRE is distance-taking measurement between rail tracks of the length of the rail tracks. (Not always the length of the building) and is NOT the combined length of the two rails. The above costs do not include the moving traveller but do include foundations | Moving beam buffers These may be of various lengths and where two travellers work the same beam they prevent the two beams from coming to close together. This allows even distribution of weight down through the vertical stanchions. For max weight that rail support and stanchions can take look at SWL indication on main traveller. DO NOT add the various beam support weights together the max load that can be lifted is the heaviest beams SWL. | Class 4 Table 3 Foundations, settings, fixed gantries, supports Class 1 Table 1) List of Accessories (i) Travellers, Cranes Class 2 Table 2) | Whole is not rateable if under Class 1 or Class 2 if not used in connection with fuel for the generation of power or if not accessory to Class 1 or Class | Moving Traveller (Class 1 and Class 2) | It is assumed that the item forms part of an "average size industrial, commercial or office complex". Where it would be normal to find more than one item in such a hereditament the ERC stated has been adjusted to reflect any number / quantity, discount. These figures are NOT one off figures. | If the traveller span varies from the 15m basic cost guide standard then the following % adjustments are to be adopted. 5m span deduct 60%, 7 & 8m span deduct 50%, 10m span deduct 30%, (15m span no change), 20m span add 45%, 25m span add 90%. | Cranes: Gantry Rails & Supports Integral. Composite stanchion taking the main support beam and rail track. | - | 10071 |  | M | - | NA | NA | NA | 573.6875 | Option 2 | 711.2601 | 23.98% | 0 | 0 | -100% | -100% | 0 | -100% | Redirected | NA | VOA_GPN_GOV_UK\7246041 | 2019-08-30 | Low | Blue | High | Risk taken from previous CG | - | - | NA | SPONS A&B | NA | (BEAMS Note 1) The ERC for this item should be added to the total of the ERC of the other P&M items on the site and the Buildings ERC (where applicable) to enable the correct contract size adjustment to be made. ERC of P&M Items + ERC of Building Component’s = Total ERC (net figure rateable items only) to which contract size adjustment should be applied The 2021 Generic Contractors Test Spreadsheet has this facility built into the programme - it is recommended you undertake all contractors test valuations using this spreadsheet. (Details on the application of contract size adjustments can be found in the RCG 2021 Guidance notes). Where RV is calculated using the comparative method (rental method) the contract size adjustment should be made as follows: Select - SCAT code box "P and M as an addition” within the 2021 Generic Contractors Test Spreadsheet facility. Or Where the spreadsheet is not used take the: Reciprocal of statutory de-capitalisation rate (i.e. 5% reciprocal = 20) multiply by rateable value of the buildings (before any overall end allowances are made and after making a notional deduction for the land value) and add to the ERC of P&M. Use resultant figure to calculate contract size adjustment. (Guidance Notes - Section 6) | Cranes: Gantry Rails & Supports Integral. Composite stanchion taking the main support beam and rail track. | - | 1 | TRUE
957 | 214B63 | 7892 | 214B63 | Cranes | Gantry Rails and Supports - Integral | Height to Underside of Rail Track | 21.34m | 15 tonnes | The crane gantry support beam supports the rail track upon which the moving traveller rests. The costs given include the extra foundations, the extra size of the support stanchion, the support beam and the rail track. Most buildings erected with structural steel stanchions are capable of also holding a gantry rail of up to 5 tonnes. In these cases an angle fillet is bolted to the upright projecting into the workshop/warehouse and the rail track support (with rail track on top) is fixed to this. As the traveller tonnage increases (over 5 tonnes) the upright stanchions, and horizontal beam, (and foundations to the stanchions) are increased in size to accommodate the extra load and thus the costs set out are in part for this ADDITIONAL cost element. This is over and above the figures used for the building framework. The additional steelwork, concrete foundation work, support beam, support flanges and rail track are regarded as Class 4 Table 3 structural supports and ERC¬s provided are all inclusive. The foundations will be larger to accommodate the extra load and the table includes an item for this element Below 5 tonnes the support beam and rail track may be substantial and the cost of this alone can be calculated by using the weight of steel appropriate. See Structural Steelwork supporting structures. Moving beam buffers These may be of various lengths and where two travellers work the same beam they prevent the two beams from coming to close together. This allows even distribution of weight down through the vertical stanchions. For max weight that rail support and stanchions can take look at SWL indication on main traveller. DO NOT add the various beam support weights together the max load that can be lifted is the heaviest beams SWL. | Location Adjustment Applicable (See Guidance Notes) - ERC = UK mean of 1.00 | (BEAMS Note 1) The ERC for this item should be added to the total of the ERC of the other P&M items on the site and the Buildings ERC (where applicable) to enable the correct contract size adjustment to be made. ERC of P&M Items + ERC of Building Component’s = Total ERC (net figure rateable items only) to which contract size adjustment should be applied The 2023 Generic Contractors Test Spreadsheet has this facility built into the programme - it is recommended you undertake all contractors test valuations using this spreadsheet. (Details on the application of contract size adjustments can be found in the RCG 2023 Guidance notes). Where RV is calculated using the comparative method (rental method) the contract size adjustment should be made as follows: Select - SCAT code box ""P and M as an addition” within the 2023 Generic Contractors Test Spreadsheet facility. Or Where the spreadsheet is not used take the: Reciprocal of statutory de-capitalisation rate (i.e. 5% reciprocal = 20) multiply by rateable value of the buildings (before any overall end allowances are made and after making a notional deduction for the land value) and add to the ERC of P&M. Use resultant figure to calculate contract size adjustment. (Guidance Notes - Section 6) | The costs are based on units with a 15m span traveller. The lifting capacity of the crane, height to underside of rail track (top of the track support beam) and the length of the gantry is all that is required to operate the scales (measured between the rails down the middle of the workshop). (Do not hook a metal tape onto the horizontal beam in order to gain the height. Most have exposed electrical cables attached). LINEAR METRE is distance-taking measurement between rail tracks of the length of the rail tracks. (Not always the length of the building) and is NOT the combined length of the two rails. The above costs do not include the moving traveller but do include foundations | Moving beam buffers These may be of various lengths and where two travellers work the same beam they prevent the two beams from coming to close together. This allows even distribution of weight down through the vertical stanchions. For max weight that rail support and stanchions can take look at SWL indication on main traveller. DO NOT add the various beam support weights together the max load that can be lifted is the heaviest beams SWL. | Class 4 Table 3 Foundations, settings, fixed gantries, supports Class 1 Table 1) List of Accessories (i) Travellers, Cranes Class 2 Table 2) | Whole is not rateable if under Class 1 or Class 2 if not used in connection with fuel for the generation of power or if not accessory to Class 1 or Class | Moving Traveller (Class 1 and Class 2) | It is assumed that the item forms part of an "average size industrial, commercial or office complex". Where it would be normal to find more than one item in such a hereditament the ERC stated has been adjusted to reflect any number / quantity, discount. These figures are NOT one off figures. | If the traveller span varies from the 15m basic cost guide standard then the following % adjustments are to be adopted. 5m span deduct 60%, 7 & 8m span deduct 50%, 10m span deduct 30%, (15m span no change), 20m span add 45%, 25m span add 90%. | Cranes: Gantry Rails & Supports Integral. Composite stanchion taking the main support beam and rail track. | - | 10071 |  | M | - | NA | NA | NA | 796.3125 | Option 2 | 987.2715 | 23.98% | 0 | 0 | -100% | -100% | 0 | -100% | Redirected | NA | VOA_GPN_GOV_UK\7246041 | 2019-08-30 | Low | Blue | High | Risk taken from previous CG | - | - | NA | SPONS A&B | NA | (BEAMS Note 1) The ERC for this item should be added to the total of the ERC of the other P&M items on the site and the Buildings ERC (where applicable) to enable the correct contract size adjustment to be made. ERC of P&M Items + ERC of Building Component’s = Total ERC (net figure rateable items only) to which contract size adjustment should be applied The 2021 Generic Contractors Test Spreadsheet has this facility built into the programme - it is recommended you undertake all contractors test valuations using this spreadsheet. (Details on the application of contract size adjustments can be found in the RCG 2021 Guidance notes). Where RV is calculated using the comparative method (rental method) the contract size adjustment should be made as follows: Select - SCAT code box "P and M as an addition” within the 2021 Generic Contractors Test Spreadsheet facility. Or Where the spreadsheet is not used take the: Reciprocal of statutory de-capitalisation rate (i.e. 5% reciprocal = 20) multiply by rateable value of the buildings (before any overall end allowances are made and after making a notional deduction for the land value) and add to the ERC of P&M. Use resultant figure to calculate contract size adjustment. (Guidance Notes - Section 6) | Cranes: Gantry Rails & Supports Integral. Composite stanchion taking the main support beam and rail track. | - | 1 | TRUE
958 | 214B64 | 7893 | 214B64 | Cranes | Gantry Rails and Supports - Integral | Height to Underside of Rail Track | 21.34m | 20 tonnes | The crane gantry support beam supports the rail track upon which the moving traveller rests. The costs given include the extra foundations, the extra size of the support stanchion, the support beam and the rail track. Most buildings erected with structural steel stanchions are capable of also holding a gantry rail of up to 5 tonnes. In these cases an angle fillet is bolted to the upright projecting into the workshop/warehouse and the rail track support (with rail track on top) is fixed to this. As the traveller tonnage increases (over 5 tonnes) the upright stanchions, and horizontal beam, (and foundations to the stanchions) are increased in size to accommodate the extra load and thus the costs set out are in part for this ADDITIONAL cost element. This is over and above the figures used for the building framework. The additional steelwork, concrete foundation work, support beam, support flanges and rail track are regarded as Class 4 Table 3 structural supports and ERC¬s provided are all inclusive. The foundations will be larger to accommodate the extra load and the table includes an item for this element Below 5 tonnes the support beam and rail track may be substantial and the cost of this alone can be calculated by using the weight of steel appropriate. See Structural Steelwork supporting structures. Moving beam buffers These may be of various lengths and where two travellers work the same beam they prevent the two beams from coming to close together. This allows even distribution of weight down through the vertical stanchions. For max weight that rail support and stanchions can take look at SWL indication on main traveller. DO NOT add the various beam support weights together the max load that can be lifted is the heaviest beams SWL. | Location Adjustment Applicable (See Guidance Notes) - ERC = UK mean of 1.00 | (BEAMS Note 1) The ERC for this item should be added to the total of the ERC of the other P&M items on the site and the Buildings ERC (where applicable) to enable the correct contract size adjustment to be made. ERC of P&M Items + ERC of Building Component’s = Total ERC (net figure rateable items only) to which contract size adjustment should be applied The 2023 Generic Contractors Test Spreadsheet has this facility built into the programme - it is recommended you undertake all contractors test valuations using this spreadsheet. (Details on the application of contract size adjustments can be found in the RCG 2023 Guidance notes). Where RV is calculated using the comparative method (rental method) the contract size adjustment should be made as follows: Select - SCAT code box ""P and M as an addition” within the 2023 Generic Contractors Test Spreadsheet facility. Or Where the spreadsheet is not used take the: Reciprocal of statutory de-capitalisation rate (i.e. 5% reciprocal = 20) multiply by rateable value of the buildings (before any overall end allowances are made and after making a notional deduction for the land value) and add to the ERC of P&M. Use resultant figure to calculate contract size adjustment. (Guidance Notes - Section 6) | The costs are based on units with a 15m span traveller. The lifting capacity of the crane, height to underside of rail track (top of the track support beam) and the length of the gantry is all that is required to operate the scales (measured between the rails down the middle of the workshop). (Do not hook a metal tape onto the horizontal beam in order to gain the height. Most have exposed electrical cables attached). LINEAR METRE is distance-taking measurement between rail tracks of the length of the rail tracks. (Not always the length of the building) and is NOT the combined length of the two rails. The above costs do not include the moving traveller but do include foundations | Moving beam buffers These may be of various lengths and where two travellers work the same beam they prevent the two beams from coming to close together. This allows even distribution of weight down through the vertical stanchions. For max weight that rail support and stanchions can take look at SWL indication on main traveller. DO NOT add the various beam support weights together the max load that can be lifted is the heaviest beams SWL. | Class 4 Table 3 Foundations, settings, fixed gantries, supports Class 1 Table 1) List of Accessories (i) Travellers, Cranes Class 2 Table 2) | Whole is not rateable if under Class 1 or Class 2 if not used in connection with fuel for the generation of power or if not accessory to Class 1 or Class | Moving Traveller (Class 1 and Class 2) | It is assumed that the item forms part of an "average size industrial, commercial or office complex". Where it would be normal to find more than one item in such a hereditament the ERC stated has been adjusted to reflect any number / quantity, discount. These figures are NOT one off figures. | If the traveller span varies from the 15m basic cost guide standard then the following % adjustments are to be adopted. 5m span deduct 60%, 7 & 8m span deduct 50%, 10m span deduct 30%, (15m span no change), 20m span add 45%, 25m span add 90%. | Cranes: Gantry Rails & Supports Integral. Composite stanchion taking the main support beam and rail track. | - | 10071 |  | M | - | NA | NA | NA | 1014.6562 | Option 2 | 1257.975 | 23.98% | 0 | 0 | -100% | -100% | 0 | -100% | Redirected | NA | VOA_GPN_GOV_UK\7246041 | 2019-08-30 | Low | Blue | High | Risk taken from previous CG | - | - | NA | SPONS A&B | NA | (BEAMS Note 1) The ERC for this item should be added to the total of the ERC of the other P&M items on the site and the Buildings ERC (where applicable) to enable the correct contract size adjustment to be made. ERC of P&M Items + ERC of Building Component’s = Total ERC (net figure rateable items only) to which contract size adjustment should be applied The 2021 Generic Contractors Test Spreadsheet has this facility built into the programme - it is recommended you undertake all contractors test valuations using this spreadsheet. (Details on the application of contract size adjustments can be found in the RCG 2021 Guidance notes). Where RV is calculated using the comparative method (rental method) the contract size adjustment should be made as follows: Select - SCAT code box "P and M as an addition” within the 2021 Generic Contractors Test Spreadsheet facility. Or Where the spreadsheet is not used take the: Reciprocal of statutory de-capitalisation rate (i.e. 5% reciprocal = 20) multiply by rateable value of the buildings (before any overall end allowances are made and after making a notional deduction for the land value) and add to the ERC of P&M. Use resultant figure to calculate contract size adjustment. (Guidance Notes - Section 6) | Cranes: Gantry Rails & Supports Integral. Composite stanchion taking the main support beam and rail track. | - | 1 | TRUE
959 | 214B65 | 7894 | 214B65 | Cranes | Gantry Rails and Supports - Integral | Height to Underside of Rail Track | 21.34m | 25 tonnes | The crane gantry support beam supports the rail track upon which the moving traveller rests. The costs given include the extra foundations, the extra size of the support stanchion, the support beam and the rail track. Most buildings erected with structural steel stanchions are capable of also holding a gantry rail of up to 5 tonnes. In these cases an angle fillet is bolted to the upright projecting into the workshop/warehouse and the rail track support (with rail track on top) is fixed to this. As the traveller tonnage increases (over 5 tonnes) the upright stanchions, and horizontal beam, (and foundations to the stanchions) are increased in size to accommodate the extra load and thus the costs set out are in part for this \b ADDITIONAL cost element. This is over and above the figures used for the building framework. The additional steelwork, concrete foundation work, support beam, support flanges and rail track are regarded as Class 4 Table 3 structural supports and ERC¬s provided are all inclusive. The foundations will be larger to accommodate the extra load and the table includes an item for this element Below 5 tonnes the support beam and rail track may be substantial and the cost of this alone can be calculated by using the weight of steel appropriate. See Structural Steelwork supporting structures. \b Moving beam buffers These may be of various lengths and where two travellers work the same beam they prevent the two beams from coming to close together. This allows even distribution of weight down through the vertical stanchions. For max weight that rail support and stanchions can take look at SWL indication on main traveller. DO NOT add the various beam support weights together the max load that can be lifted is the heaviest beams SWL. | Location Adjustment Applicable (See Guidance Notes) - ERC = UK mean of 1.00 | (BEAMS Note 1) The ERC for this item should be added to the total of the ERC of the other P&M items on the site and the Buildings ERC (where applicable) to enable the correct contract size adjustment to be made. ERC of P&M Items + ERC of Building Component’s = Total ERC (net figure rateable items only) to which contract size adjustment should be applied The 2023 Generic Contractors Test Spreadsheet has this facility built into the programme - it is recommended you undertake all contractors test valuations using this spreadsheet. (Details on the application of contract size adjustments can be found in the RCG 2023 Guidance notes). Where RV is calculated using the comparative method (rental method) the contract size adjustment should be made as follows: Select - SCAT code box ""P and M as an addition” within the 2023 Generic Contractors Test Spreadsheet facility. Or Where the spreadsheet is not used take the: Reciprocal of statutory de-capitalisation rate (i.e. 5% reciprocal = 20) multiply by rateable value of the buildings (before any overall end allowances are made and after making a notional deduction for the land value) and add to the ERC of P&M. Use resultant figure to calculate contract size adjustment. (Guidance Notes - Section 6) | The costs are based on units with a 15m span traveller. The lifting capacity of the crane, height to underside of rail track (top of the track support beam) and the length of the gantry is all that is required to operate the scales (measured between the rails down the middle of the workshop). (Do not hook a metal tape onto the horizontal beam in order to gain the height. Most have exposed electrical cables attached). LINEAR METRE is distance-taking measurement between rail tracks of the length of the rail tracks. (Not always the length of the building) and is NOT the combined length of the two rails. The above costs do not include the moving traveller but do include foundations | Moving beam buffers These may be of various lengths and where two travellers work the same beam they prevent the two beams from coming to close together. This allows even distribution of weight down through the vertical stanchions. For max weight that rail support and stanchions can take look at SWL indication on main traveller. DO NOT add the various beam support weights together the max load that can be lifted is the heaviest beams SWL. | Class 4 Table 3 Foundations, settings, fixed gantries, supports Class 1 Table 1) List of Accessories (i) Travellers, Cranes Class 2 Table 2) | Whole is not rateable if under Class 1 or Class 2 if not used in connection with fuel for the generation of power or if not accessory to Class 1 or Class | Moving Traveller (Class 1 and Class 2) | It is assumed that the item forms part of an "average size industrial, commercial or office complex". Where it would be normal to find more than one item in such a hereditament the ERC stated has been adjusted to reflect any number / quantity, discount. These figures are NOT one off figures. | If the traveller span varies from the 15m basic cost guide standard then the following % adjustments are to be adopted. 5m span deduct 60%, 7 & 8m span deduct 50%, 10m span deduct 30%, (15m span no change), 20m span add 45%, 25m span add 90%. | Cranes: Gantry Rails & Supports Integral. Composite stanchion taking the main support beam and rail track. | - | 10071 |  | M | - | NA | NA | NA | 1212.45 | Option 2 | 1503.2005 | 23.98% | 0 | 0 | -100% | -100% | 0 | -100% | Redirected | NA | VOA_GPN_GOV_UK\7246041 | 2019-08-30 | Low | Blue | High | Risk taken from previous CG | - | - | NA | SPONS A&B | NA | (BEAMS Note 1) The ERC for this item should be added to the total of the ERC of the other P&M items on the site and the Buildings ERC (where applicable) to enable the correct contract size adjustment to be made. ERC of P&M Items + ERC of Building Component’s = Total ERC (net figure rateable items only) to which contract size adjustment should be applied The 2021 Generic Contractors Test Spreadsheet has this facility built into the programme - it is recommended you undertake all contractors test valuations using this spreadsheet. (Details on the application of contract size adjustments can be found in the RCG 2021 Guidance notes). Where RV is calculated using the comparative method (rental method) the contract size adjustment should be made as follows: Select - SCAT code box "P and M as an addition” within the 2021 Generic Contractors Test Spreadsheet facility. Or Where the spreadsheet is not used take the: Reciprocal of statutory de-capitalisation rate (i.e. 5% reciprocal = 20) multiply by rateable value of the buildings (before any overall end allowances are made and after making a notional deduction for the land value) and add to the ERC of P&M. Use resultant figure to calculate contract size adjustment. (Guidance Notes - Section 6) | Cranes: Gantry Rails & Supports Integral. Composite stanchion taking the main support beam and rail track. | - | 1 | TRUE
960 | 214B66 | 7895 | 214B66 | Cranes | Gantry Rails and Supports - Integral | Height to Underside of Rail Track | 21.34m | 30 tonnes | The crane gantry support beam supports the rail track upon which the moving traveller rests. The costs given include the extra foundations, the extra size of the support stanchion, the support beam and the rail track. Most buildings erected with structural steel stanchions are capable of also holding a gantry rail of up to 5 tonnes. In these cases an angle fillet is bolted to the upright projecting into the workshop/warehouse and the rail track support (with rail track on top) is fixed to this. As the traveller tonnage increases (over 5 tonnes) the upright stanchions, and horizontal beam, (and foundations to the stanchions) are increased in size to accommodate the extra load and thus the costs set out are in part for this ADDITIONAL cost element. This is over and above the figures used for the building framework. The additional steelwork, concrete foundation work, support beam, support flanges and rail track are regarded as Class 4 Table 3 structural supports and ERC¬s provided are all inclusive. The foundations will be larger to accommodate the extra load and the table includes an item for this element Below 5 tonnes the support beam and rail track may be substantial and the cost of this alone can be calculated by using the weight of steel appropriate. See Structural Steelwork supporting structures. Moving beam buffers These may be of various lengths and where two travellers work the same beam they prevent the two beams from coming to close together. This allows even distribution of weight down through the vertical stanchions. For max weight that rail support and stanchions can take look at SWL indication on main traveller. DO NOT add the various beam support weights together the max load that can be lifted is the heaviest beams SWL. | Location Adjustment Applicable (See Guidance Notes) - ERC = UK mean of 1.00 | (BEAMS Note 1) The ERC for this item should be added to the total of the ERC of the other P&M items on the site and the Buildings ERC (where applicable) to enable the correct contract size adjustment to be made. ERC of P&M Items + ERC of Building Component’s = Total ERC (net figure rateable items only) to which contract size adjustment should be applied The 2023 Generic Contractors Test Spreadsheet has this facility built into the programme - it is recommended you undertake all contractors test valuations using this spreadsheet. (Details on the application of contract size adjustments can be found in the RCG 2023 Guidance notes). Where RV is calculated using the comparative method (rental method) the contract size adjustment should be made as follows: Select - SCAT code box ""P and M as an addition” within the 2023 Generic Contractors Test Spreadsheet facility. Or Where the spreadsheet is not used take the: Reciprocal of statutory de-capitalisation rate (i.e. 5% reciprocal = 20) multiply by rateable value of the buildings (before any overall end allowances are made and after making a notional deduction for the land value) and add to the ERC of P&M. Use resultant figure to calculate contract size adjustment. (Guidance Notes - Section 6) | The costs are based on units with a 15m span traveller. The lifting capacity of the crane, height to underside of rail track (top of the track support beam) and the length of the gantry is all that is required to operate the scales (measured between the rails down the middle of the workshop). (Do not hook a metal tape onto the horizontal beam in order to gain the height. Most have exposed electrical cables attached). LINEAR METRE is distance-taking measurement between rail tracks of the length of the rail tracks. (Not always the length of the building) and is NOT the combined length of the two rails. The above costs do not include the moving traveller but do include foundations | Moving beam buffers These may be of various lengths and where two travellers work the same beam they prevent the two beams from coming to close together. This allows even distribution of weight down through the vertical stanchions. For max weight that rail support and stanchions can take look at SWL indication on main traveller. DO NOT add the various beam support weights together the max load that can be lifted is the heaviest beams SWL. | Class 4 Table 3 Foundations, settings, fixed gantries, supports Class 1 Table 1) List of Accessories (i) Travellers, Cranes Class 2 Table 2) | Whole is not rateable if under Class 1 or Class 2 if not used in connection with fuel for the generation of power or if not accessory to Class 1 or Class | Moving Traveller (Class 1 and Class 2) | It is assumed that the item forms part of an "average size industrial, commercial or office complex". Where it would be normal to find more than one item in such a hereditament the ERC stated has been adjusted to reflect any number / quantity, discount. These figures are NOT one off figures. | If the traveller span varies from the 15m basic cost guide standard then the following % adjustments are to be adopted. 5m span deduct 60%, 7 & 8m span deduct 50%, 10m span deduct 30%, (15m span no change), 20m span add 45%, 25m span add 90%. | Cranes: Gantry Rails & Supports Integral. Composite stanchion taking the main support beam and rail track. | - | 10071 |  | M | - | NA | NA | NA | 1588.3438 | Option 2 | 1969.2351 | 23.98% | 0 | 0 | -100% | -100% | 0 | -100% | Redirected | NA | VOA_GPN_GOV_UK\7246041 | 2019-08-30 | Low | Blue | High | Risk taken from previous CG | - | - | NA | SPONS A&B | NA | (BEAMS Note 1) The ERC for this item should be added to the total of the ERC of the other P&M items on the site and the Buildings ERC (where applicable) to enable the correct contract size adjustment to be made. ERC of P&M Items + ERC of Building Component’s = Total ERC (net figure rateable items only) to which contract size adjustment should be applied The 2021 Generic Contractors Test Spreadsheet has this facility built into the programme - it is recommended you undertake all contractors test valuations using this spreadsheet. (Details on the application of contract size adjustments can be found in the RCG 2021 Guidance notes). Where RV is calculated using the comparative method (rental method) the contract size adjustment should be made as follows: Select - SCAT code box "P and M as an addition” within the 2021 Generic Contractors Test Spreadsheet facility. Or Where the spreadsheet is not used take the: Reciprocal of statutory de-capitalisation rate (i.e. 5% reciprocal = 20) multiply by rateable value of the buildings (before any overall end allowances are made and after making a notional deduction for the land value) and add to the ERC of P&M. Use resultant figure to calculate contract size adjustment. (Guidance Notes - Section 6) | Cranes: Gantry Rails & Supports Integral. Composite stanchion taking the main support beam and rail track. | - | 1 | TRUE
961 | 214B67 | 7896 | 214B67 | Cranes | Gantry Rails and Supports - Integral | Height to Underside of Rail Track | 22.85m | 5 tonnes | The crane gantry support beam supports the rail track upon which the moving traveller rests. The costs given include the extra foundations, the extra size of the support stanchion, the support beam and the rail track. Most buildings erected with structural steel stanchions are capable of also holding a gantry rail of up to 5 tonnes. In these cases an angle fillet is bolted to the upright projecting into the workshop/warehouse and the rail track support (with rail track on top) is fixed to this. As the traveller tonnage increases (over 5 tonnes) the upright stanchions, and horizontal beam, (and foundations to the stanchions) are increased in size to accommodate the extra load and thus the costs set out are in part for this ADDITIONAL cost element. This is over and above the figures used for the building framework. The additional steelwork, concrete foundation work, support beam, support flanges and rail track are regarded as Class 4 Table 3 structural supports and ERC¬s provided are all inclusive. The foundations will be larger to accommodate the extra load and the table includes an item for this element Below 5 tonnes the support beam and rail track may be substantial and the cost of this alone can be calculated by using the weight of steel appropriate. See Structural Steelwork supporting structures. Moving beam buffers These may be of various lengths and where two travellers work the same beam they prevent the two beams from coming to close together. This allows even distribution of weight down through the vertical stanchions. For max weight that rail support and stanchions can take look at SWL indication on main traveller. DO NOT add the various beam support weights together the max load that can be lifted is the heaviest beams SWL. | Location Adjustment Applicable (See Guidance Notes) - ERC = UK mean of 1.00 | (BEAMS Note 1) The ERC for this item should be added to the total of the ERC of the other P&M items on the site and the Buildings ERC (where applicable) to enable the correct contract size adjustment to be made. ERC of P&M Items + ERC of Building Component’s = Total ERC (net figure rateable items only) to which contract size adjustment should be applied The 2023 Generic Contractors Test Spreadsheet has this facility built into the programme - it is recommended you undertake all contractors test valuations using this spreadsheet. (Details on the application of contract size adjustments can be found in the RCG 2023 Guidance notes). Where RV is calculated using the comparative method (rental method) the contract size adjustment should be made as follows: Select - SCAT code box ""P and M as an addition” within the 2023 Generic Contractors Test Spreadsheet facility. Or Where the spreadsheet is not used take the: Reciprocal of statutory de-capitalisation rate (i.e. 5% reciprocal = 20) multiply by rateable value of the buildings (before any overall end allowances are made and after making a notional deduction for the land value) and add to the ERC of P&M. Use resultant figure to calculate contract size adjustment. (Guidance Notes - Section 6) | The costs are based on units with a 15m span traveller. The lifting capacity of the crane, height to underside of rail track (top of the track support beam) and the length of the gantry is all that is required to operate the scales (measured between the rails down the middle of the workshop). (Do not hook a metal tape onto the horizontal beam in order to gain the height. Most have exposed electrical cables attached). LINEAR METRE is distance-taking measurement between rail tracks of the length of the rail tracks. (Not always the length of the building) and is NOT the combined length of the two rails. The above costs do not include the moving traveller but do include foundations | Moving beam buffers These may be of various lengths and where two travellers work the same beam they prevent the two beams from coming to close together. This allows even distribution of weight down through the vertical stanchions. For max weight that rail support and stanchions can take look at SWL indication on main traveller. DO NOT add the various beam support weights together the max load that can be lifted is the heaviest beams SWL. | Class 4 Table 3 Foundations, settings, fixed gantries, supports Class 1 Table 1) List of Accessories (i) Travellers, Cranes Class 2 Table 2) | Whole is not rateable if under Class 1 or Class 2 if not used in connection with fuel for the generation of power or if not accessory to Class 1 or Class | Moving Traveller (Class 1 and Class 2) | It is assumed that the item forms part of an "average size industrial, commercial or office complex". Where it would be normal to find more than one item in such a hereditament the ERC stated has been adjusted to reflect any number / quantity, discount. These figures are NOT one off figures. | If the traveller span varies from the 15m basic cost guide standard then the following % adjustments are to be adopted. 5m span deduct 60%, 7 & 8m span deduct 50%, 10m span deduct 30%, (15m span no change), 20m span add 45%, 25m span add 90%. | Cranes: Gantry Rails & Supports Integral. Composite stanchion taking the main support beam and rail track. | - | 10071 |  | M | - | NA | NA | NA | 312.5312 | Option 2 | 387.4775 | 23.98% | 0 | 0 | -100% | -100% | 0 | -100% | Redirected | NA | VOA_GPN_GOV_UK\7246041 | 2019-08-30 | Low | Blue | High | Risk taken from previous CG | - | - | NA | SPONS A&B | NA | (BEAMS Note 1) The ERC for this item should be added to the total of the ERC of the other P&M items on the site and the Buildings ERC (where applicable) to enable the correct contract size adjustment to be made. ERC of P&M Items + ERC of Building Component’s = Total ERC (net figure rateable items only) to which contract size adjustment should be applied The 2021 Generic Contractors Test Spreadsheet has this facility built into the programme - it is recommended you undertake all contractors test valuations using this spreadsheet. (Details on the application of contract size adjustments can be found in the RCG 2021 Guidance notes). Where RV is calculated using the comparative method (rental method) the contract size adjustment should be made as follows: Select - SCAT code box "P and M as an addition” within the 2021 Generic Contractors Test Spreadsheet facility. Or Where the spreadsheet is not used take the: Reciprocal of statutory de-capitalisation rate (i.e. 5% reciprocal = 20) multiply by rateable value of the buildings (before any overall end allowances are made and after making a notional deduction for the land value) and add to the ERC of P&M. Use resultant figure to calculate contract size adjustment. (Guidance Notes - Section 6) | Cranes: Gantry Rails & Supports Integral. Composite stanchion taking the main support beam and rail track. | - | 1 | TRUE
962 | 214B68 | 7897 | 214B68 | Cranes | Gantry Rails and Supports - Integral | Height to Underside of Rail Track | 22.85m | 10 tonnes | The crane gantry support beam supports the rail track upon which the moving traveller rests. The costs given include the extra foundations, the extra size of the support stanchion, the support beam and the rail track. Most buildings erected with structural steel stanchions are capable of also holding a gantry rail of up to 5 tonnes. In these cases an angle fillet is bolted to the upright projecting into the workshop/warehouse and the rail track support (with rail track on top) is fixed to this. As the traveller tonnage increases (over 5 tonnes) the upright stanchions, and horizontal beam, (and foundations to the stanchions) are increased in size to accommodate the extra load and thus the costs set out are in part for this ADDITIONAL cost element. This is over and above the figures used for the building framework. The additional steelwork, concrete foundation work, support beam, support flanges and rail track are regarded as Class 4 Table 3 structural supports and ERC¬s provided are all inclusive. The foundations will be larger to accommodate the extra load and the table includes an item for this element Below 5 tonnes the support beam and rail track may be substantial and the cost of this alone can be calculated by using the weight of steel appropriate. See Structural Steelwork supporting structures. Moving beam buffers These may be of various lengths and where two travellers work the same beam they prevent the two beams from coming to close together. This allows even distribution of weight down through the vertical stanchions. For max weight that rail support and stanchions can take look at SWL indication on main traveller. DO NOT add the various beam support weights together the max load that can be lifted is the heaviest beams SWL. | Location Adjustment Applicable (See Guidance Notes) - ERC = UK mean of 1.00 | (BEAMS Note 1) The ERC for this item should be added to the total of the ERC of the other P&M items on the site and the Buildings ERC (where applicable) to enable the correct contract size adjustment to be made. ERC of P&M Items + ERC of Building Component’s = Total ERC (net figure rateable items only) to which contract size adjustment should be applied The 2023 Generic Contractors Test Spreadsheet has this facility built into the programme - it is recommended you undertake all contractors test valuations using this spreadsheet. (Details on the application of contract size adjustments can be found in the RCG 2023 Guidance notes). Where RV is calculated using the comparative method (rental method) the contract size adjustment should be made as follows: Select - SCAT code box ""P and M as an addition” within the 2023 Generic Contractors Test Spreadsheet facility. Or Where the spreadsheet is not used take the: Reciprocal of statutory de-capitalisation rate (i.e. 5% reciprocal = 20) multiply by rateable value of the buildings (before any overall end allowances are made and after making a notional deduction for the land value) and add to the ERC of P&M. Use resultant figure to calculate contract size adjustment. (Guidance Notes - Section 6) | The costs are based on units with a 15m span traveller. The lifting capacity of the crane, height to underside of rail track (top of the track support beam) and the length of the gantry is all that is required to operate the scales (measured between the rails down the middle of the workshop). (Do not hook a metal tape onto the horizontal beam in order to gain the height. Most have exposed electrical cables attached). LINEAR METRE is distance-taking measurement between rail tracks of the length of the rail tracks. (Not always the length of the building) and is NOT the combined length of the two rails. The above costs do not include the moving traveller but do include foundations | Moving beam buffers These may be of various lengths and where two travellers work the same beam they prevent the two beams from coming to close together. This allows even distribution of weight down through the vertical stanchions. For max weight that rail support and stanchions can take look at SWL indication on main traveller. DO NOT add the various beam support weights together the max load that can be lifted is the heaviest beams SWL. | Class 4 Table 3 Foundations, settings, fixed gantries, supports Class 1 Table 1) List of Accessories (i) Travellers, Cranes Class 2 Table 2) | Whole is not rateable if under Class 1 or Class 2 if not used in connection with fuel for the generation of power or if not accessory to Class 1 or Class | Moving Traveller (Class 1 and Class 2) | It is assumed that the item forms part of an "average size industrial, commercial or office complex". Where it would be normal to find more than one item in such a hereditament the ERC stated has been adjusted to reflect any number / quantity, discount. These figures are NOT one off figures. | If the traveller span varies from the 15m basic cost guide standard then the following % adjustments are to be adopted. 5m span deduct 60%, 7 & 8m span deduct 50%, 10m span deduct 30%, (15m span no change), 20m span add 45%, 25m span add 90%. | Cranes: Gantry Rails & Supports Integral. Composite stanchion taking the main support beam and rail track. | - | 10071 |  | M | - | NA | NA | NA | 595.0938 | Option 2 | 737.7997 | 23.98% | 0 | 0 | -100% | -100% | 0 | -100% | Redirected | NA | VOA_GPN_GOV_UK\7246041 | 2019-08-30 | Low | Blue | High | Risk taken from previous CG | - | - | NA | SPONS A&B | NA | (BEAMS Note 1) The ERC for this item should be added to the total of the ERC of the other P&M items on the site and the Buildings ERC (where applicable) to enable the correct contract size adjustment to be made. ERC of P&M Items + ERC of Building Component’s = Total ERC (net figure rateable items only) to which contract size adjustment should be applied The 2021 Generic Contractors Test Spreadsheet has this facility built into the programme - it is recommended you undertake all contractors test valuations using this spreadsheet. (Details on the application of contract size adjustments can be found in the RCG 2021 Guidance notes). Where RV is calculated using the comparative method (rental method) the contract size adjustment should be made as follows: Select - SCAT code box "P and M as an addition” within the 2021 Generic Contractors Test Spreadsheet facility. Or Where the spreadsheet is not used take the: Reciprocal of statutory de-capitalisation rate (i.e. 5% reciprocal = 20) multiply by rateable value of the buildings (before any overall end allowances are made and after making a notional deduction for the land value) and add to the ERC of P&M. Use resultant figure to calculate contract size adjustment. (Guidance Notes - Section 6) | Cranes: Gantry Rails & Supports Integral. Composite stanchion taking the main support beam and rail track. | - | 1 | TRUE
963 | 214B69 | 7908 | 214B69 | Cranes | Gantry Rails and Supports - Integral | Height to Underside of Rail Track | 22.85m | 15 tonnes | The crane gantry support beam supports the rail track upon which the moving traveller rests. The costs given include the extra foundations, the extra size of the support stanchion, the support beam and the rail track. Most buildings erected with structural steel stanchions are capable of also holding a gantry rail of up to 5 tonnes. In these cases an angle fillet is bolted to the upright projecting into the workshop/warehouse and the rail track support (with rail track on top) is fixed to this. As the traveller tonnage increases (over 5 tonnes) the upright stanchions, and horizontal beam, (and foundations to the stanchions) are increased in size to accommodate the extra load and thus the costs set out are in part for this ADDITIONAL cost element. This is over and above the figures used for the building framework. The additional steelwork, concrete foundation work, support beam, support flanges and rail track are regarded as Class 4 Table 3 structural supports and ERC¬s provided are all inclusive. The foundations will be larger to accommodate the extra load and the table includes an item for this element Below 5 tonnes the support beam and rail track may be substantial and the cost of this alone can be calculated by using the weight of steel appropriate. See Structural Steelwork supporting structures. Moving beam buffers These may be of various lengths and where two travellers work the same beam they prevent the two beams from coming to close together. This allows even distribution of weight down through the vertical stanchions. For max weight that rail support and stanchions can take look at SWL indication on main traveller. DO NOT add the various beam support weights together the max load that can be lifted is the heaviest beams SWL. | Location Adjustment Applicable (See Guidance Notes) - ERC = UK mean of 1.00 | (BEAMS Note 1) The ERC for this item should be added to the total of the ERC of the other P&M items on the site and the Buildings ERC (where applicable) to enable the correct contract size adjustment to be made. ERC of P&M Items + ERC of Building Component’s = Total ERC (net figure rateable items only) to which contract size adjustment should be applied The 2023 Generic Contractors Test Spreadsheet has this facility built into the programme - it is recommended you undertake all contractors test valuations using this spreadsheet. (Details on the application of contract size adjustments can be found in the RCG 2023 Guidance notes). Where RV is calculated using the comparative method (rental method) the contract size adjustment should be made as follows: Select - SCAT code box ""P and M as an addition” within the 2023 Generic Contractors Test Spreadsheet facility. Or Where the spreadsheet is not used take the: Reciprocal of statutory de-capitalisation rate (i.e. 5% reciprocal = 20) multiply by rateable value of the buildings (before any overall end allowances are made and after making a notional deduction for the land value) and add to the ERC of P&M. Use resultant figure to calculate contract size adjustment. (Guidance Notes - Section 6) | The costs are based on units with a 15m span traveller. The lifting capacity of the crane, height to underside of rail track (top of the track support beam) and the length of the gantry is all that is required to operate the scales (measured between the rails down the middle of the workshop). (Do not hook a metal tape onto the horizontal beam in order to gain the height. Most have exposed electrical cables attached). LINEAR METRE is distance-taking measurement between rail tracks of the length of the rail tracks. (Not always the length of the building) and is NOT the combined length of the two rails. The above costs do not include the moving traveller but do include foundations | Moving beam buffers These may be of various lengths and where two travellers work the same beam they prevent the two beams from coming to close together. This allows even distribution of weight down through the vertical stanchions. For max weight that rail support and stanchions can take look at SWL indication on main traveller. DO NOT add the various beam support weights together the max load that can be lifted is the heaviest beams SWL. | Class 4 Table 3 Foundations, settings, fixed gantries, supports Class 1 Table 1) List of Accessories (i) Travellers, Cranes Class 2 Table 2) | Whole is not rateable if under Class 1 or Class 2 if not used in connection with fuel for the generation of power or if not accessory to Class 1 or Class | Moving Traveller (Class 1 and Class 2) | It is assumed that the item forms part of an "average size industrial, commercial or office complex". Where it would be normal to find more than one item in such a hereditament the ERC stated has been adjusted to reflect any number / quantity, discount. These figures are NOT one off figures. | If the traveller span varies from the 15m basic cost guide standard then the following % adjustments are to be adopted. 5m span deduct 60%, 7 & 8m span deduct 50%, 10m span deduct 30%, (15m span no change), 20m span add 45%, 25m span add 90%. | Cranes: Gantry Rails & Supports Integral. Composite stanchion taking the main support beam and rail track. | - | 10071 |  | M | - | NA | NA | NA | 830.5625 | Option 2 | 1029.7348 | 23.98% | 0 | 0 | -100% | -100% | 0 | -100% | Redirected | NA | VOA_GPN_GOV_UK\7246041 | 2019-08-30 | Low | Blue | High | Risk taken from previous CG | - | - | NA | SPONS A&B | NA | (BEAMS Note 1) The ERC for this item should be added to the total of the ERC of the other P&M items on the site and the Buildings ERC (where applicable) to enable the correct contract size adjustment to be made. ERC of P&M Items + ERC of Building Component’s = Total ERC (net figure rateable items only) to which contract size adjustment should be applied The 2021 Generic Contractors Test Spreadsheet has this facility built into the programme - it is recommended you undertake all contractors test valuations using this spreadsheet. (Details on the application of contract size adjustments can be found in the RCG 2021 Guidance notes). Where RV is calculated using the comparative method (rental method) the contract size adjustment should be made as follows: Select - SCAT code box "P and M as an addition” within the 2021 Generic Contractors Test Spreadsheet facility. Or Where the spreadsheet is not used take the: Reciprocal of statutory de-capitalisation rate (i.e. 5% reciprocal = 20) multiply by rateable value of the buildings (before any overall end allowances are made and after making a notional deduction for the land value) and add to the ERC of P&M. Use resultant figure to calculate contract size adjustment. (Guidance Notes - Section 6) | Cranes: Gantry Rails & Supports Integral. Composite stanchion taking the main support beam and rail track. | - | 1 | TRUE
964 | 214B70 | 7909 | 214B70 | Cranes | Gantry Rails and Supports - Integral | Height to Underside of Rail Track | 22.85m | 20 tonnes | The crane gantry support beam supports the rail track upon which the moving traveller rests. The costs given include the extra foundations, the extra size of the support stanchion, the support beam and the rail track. Most buildings erected with structural steel stanchions are capable of also holding a gantry rail of up to 5 tonnes. In these cases an angle fillet is bolted to the upright projecting into the workshop/warehouse and the rail track support (with rail track on top) is fixed to this. As the traveller tonnage increases (over 5 tonnes) the upright stanchions, and horizontal beam, (and foundations to the stanchions) are increased in size to accommodate the extra load and thus the costs set out are in part for this ADDITIONAL cost element. This is over and above the figures used for the building framework. The additional steelwork, concrete foundation work, support beam, support flanges and rail track are regarded as Class 4 Table 3 structural supports and ERC¬s provided are all inclusive. The foundations will be larger to accommodate the extra load and the table includes an item for this element Below 5 tonnes the support beam and rail track may be substantial and the cost of this alone can be calculated by using the weight of steel appropriate. See Structural Steelwork supporting structures. Moving beam buffers These may be of various lengths and where two travellers work the same beam they prevent the two beams from coming to close together. This allows even distribution of weight down through the vertical stanchions. For max weight that rail support and stanchions can take look at SWL indication on main traveller. DO NOT add the various beam support weights together the max load that can be lifted is the heaviest beams SWL. | Location Adjustment Applicable (See Guidance Notes) - ERC = UK mean of 1.00 | (BEAMS Note 1) The ERC for this item should be added to the total of the ERC of the other P&M items on the site and the Buildings ERC (where applicable) to enable the correct contract size adjustment to be made. ERC of P&M Items + ERC of Building Component’s = Total ERC (net figure rateable items only) to which contract size adjustment should be applied The 2023 Generic Contractors Test Spreadsheet has this facility built into the programme - it is recommended you undertake all contractors test valuations using this spreadsheet. (Details on the application of contract size adjustments can be found in the RCG 2023 Guidance notes). Where RV is calculated using the comparative method (rental method) the contract size adjustment should be made as follows: Select - SCAT code box ""P and M as an addition” within the 2023 Generic Contractors Test Spreadsheet facility. Or Where the spreadsheet is not used take the: Reciprocal of statutory de-capitalisation rate (i.e. 5% reciprocal = 20) multiply by rateable value of the buildings (before any overall end allowances are made and after making a notional deduction for the land value) and add to the ERC of P&M. Use resultant figure to calculate contract size adjustment. (Guidance Notes - Section 6) | The costs are based on units with a 15m span traveller. The lifting capacity of the crane, height to underside of rail track (top of the track support beam) and the length of the gantry is all that is required to operate the scales (measured between the rails down the middle of the workshop). (Do not hook a metal tape onto the horizontal beam in order to gain the height. Most have exposed electrical cables attached). LINEAR METRE is distance-taking measurement between rail tracks of the length of the rail tracks. (Not always the length of the building) and is NOT the combined length of the two rails. The above costs do not include the moving traveller but do include foundations | Moving beam buffers These may be of various lengths and where two travellers work the same beam they prevent the two beams from coming to close together. This allows even distribution of weight down through the vertical stanchions. For max weight that rail support and stanchions can take look at SWL indication on main traveller. DO NOT add the various beam support weights together the max load that can be lifted is the heaviest beams SWL. | Class 4 Table 3 Foundations, settings, fixed gantries, supports Class 1 Table 1) List of Accessories (i) Travellers, Cranes Class 2 Table 2) | Whole is not rateable if under Class 1 or Class 2 if not used in connection with fuel for the generation of power or if not accessory to Class 1 or Class | Moving Traveller (Class 1 and Class 2) | It is assumed that the item forms part of an "average size industrial, commercial or office complex". Where it would be normal to find more than one item in such a hereditament the ERC stated has been adjusted to reflect any number / quantity, discount. These figures are NOT one off figures. | If the traveller span varies from the 15m basic cost guide standard then the following % adjustments are to be adopted. 5m span deduct 60%, 7 & 8m span deduct 50%, 10m span deduct 30%, (15m span no change), 20m span add 45%, 25m span add 90%. | Cranes: Gantry Rails & Supports Integral. Composite stanchion taking the main support beam and rail track. | - | 10071 |  | M | - | NA | NA | NA | 1057.4688 | Option 2 | 1311.0541 | 23.98% | 0 | 0 | -100% | -100% | 0 | -100% | Redirected | NA | VOA_GPN_GOV_UK\7246041 | 2019-08-30 | Low | Blue | High | Risk taken from previous CG | - | - | NA | SPONS A&B | NA | (BEAMS Note 1) The ERC for this item should be added to the total of the ERC of the other P&M items on the site and the Buildings ERC (where applicable) to enable the correct contract size adjustment to be made. ERC of P&M Items + ERC of Building Component’s = Total ERC (net figure rateable items only) to which contract size adjustment should be applied The 2021 Generic Contractors Test Spreadsheet has this facility built into the programme - it is recommended you undertake all contractors test valuations using this spreadsheet. (Details on the application of contract size adjustments can be found in the RCG 2021 Guidance notes). Where RV is calculated using the comparative method (rental method) the contract size adjustment should be made as follows: Select - SCAT code box "P and M as an addition” within the 2021 Generic Contractors Test Spreadsheet facility. Or Where the spreadsheet is not used take the: Reciprocal of statutory de-capitalisation rate (i.e. 5% reciprocal = 20) multiply by rateable value of the buildings (before any overall end allowances are made and after making a notional deduction for the land value) and add to the ERC of P&M. Use resultant figure to calculate contract size adjustment. (Guidance Notes - Section 6) | Cranes: Gantry Rails & Supports Integral. Composite stanchion taking the main support beam and rail track. | - | 1 | TRUE
965 | 214B71 | 7910 | 214B71 | Cranes | Gantry Rails and Supports - Integral | Height to Underside of Rail Track | 22.85m | 25 tonnes | The crane gantry support beam supports the rail track upon which the moving traveller rests. The costs given include the extra foundations, the extra size of the support stanchion, the support beam and the rail track. Most buildings erected with structural steel stanchions are capable of also holding a gantry rail of up to 5 tonnes. In these cases an angle fillet is bolted to the upright projecting into the workshop/warehouse and the rail track support (with rail track on top) is fixed to this. As the traveller tonnage increases (over 5 tonnes) the upright stanchions, and horizontal beam, (and foundations to the stanchions) are increased in size to accommodate the extra load and thus the costs set out are in part for this ADDITIONAL cost element. This is over and above the figures used for the building framework. The additional steelwork, concrete foundation work, support beam, support flanges and rail track are regarded as Class 4 Table 3 structural supports and ERC¬s provided are all inclusive. The foundations will be larger to accommodate the extra load and the table includes an item for this element Below 5 tonnes the support beam and rail track may be substantial and the cost of this alone can be calculated by using the weight of steel appropriate. See Structural Steelwork supporting structures. Moving beam buffers These may be of various lengths and where two travellers work the same beam they prevent the two beams from coming to close together. This allows even distribution of weight down through the vertical stanchions. For max weight that rail support and stanchions can take look at SWL indication on main traveller. DO NOT add the various beam support weights together the max load that can be lifted is the heaviest beams SWL. | Location Adjustment Applicable (See Guidance Notes) - ERC = UK mean of 1.00 | (BEAMS Note 1) The ERC for this item should be added to the total of the ERC of the other P&M items on the site and the Buildings ERC (where applicable) to enable the correct contract size adjustment to be made. ERC of P&M Items + ERC of Building Component’s = Total ERC (net figure rateable items only) to which contract size adjustment should be applied The 2023 Generic Contractors Test Spreadsheet has this facility built into the programme - it is recommended you undertake all contractors test valuations using this spreadsheet. (Details on the application of contract size adjustments can be found in the RCG 2023 Guidance notes). Where RV is calculated using the comparative method (rental method) the contract size adjustment should be made as follows: Select - SCAT code box ""P and M as an addition” within the 2023 Generic Contractors Test Spreadsheet facility. Or Where the spreadsheet is not used take the: Reciprocal of statutory de-capitalisation rate (i.e. 5% reciprocal = 20) multiply by rateable value of the buildings (before any overall end allowances are made and after making a notional deduction for the land value) and add to the ERC of P&M. Use resultant figure to calculate contract size adjustment. (Guidance Notes - Section 6) | The costs are based on units with a 15m span traveller. The lifting capacity of the crane, height to underside of rail track (top of the track support beam) and the length of the gantry is all that is required to operate the scales (measured between the rails down the middle of the workshop). (Do not hook a metal tape onto the horizontal beam in order to gain the height. Most have exposed electrical cables attached). LINEAR METRE is distance-taking measurement between rail tracks of the length of the rail tracks. (Not always the length of the building) and is NOT the combined length of the two rails. The above costs do not include the moving traveller but do include foundations | Moving beam buffers These may be of various lengths and where two travellers work the same beam they prevent the two beams from coming to close together. This allows even distribution of weight down through the vertical stanchions. For max weight that rail support and stanchions can take look at SWL indication on main traveller. DO NOT add the various beam support weights together the max load that can be lifted is the heaviest beams SWL. | Class 4 Table 3 Foundations, settings, fixed gantries, supports Class 1 Table 1) List of Accessories (i) Travellers, Cranes Class 2 Table 2) | Whole is not rateable if under Class 1 or Class 2 if not used in connection with fuel for the generation of power or if not accessory to Class 1 or Class | Moving Traveller (Class 1 and Class 2) | It is assumed that the item forms part of an "average size industrial, commercial or office complex". Where it would be normal to find more than one item in such a hereditament the ERC stated has been adjusted to reflect any number / quantity, discount. These figures are NOT one off figures. | If the traveller span varies from the 15m basic cost guide standard then the following % adjustments are to be adopted. 5m span deduct 60%, 7 & 8m span deduct 50%, 10m span deduct 30%, (15m span no change), 20m span add 45%, 25m span add 90%. | Cranes: Gantry Rails & Supports, Integral Composite stanchion taking the main support beam and rail track. This has been added to stanchion taking weight of external sheeting and roof. Note: The foundation to this extra stanchion steelwork will be extended accordingly. The moving beam (traveller) and lifting gear is not rateable when found in a normal workshop situation, and is not a Class 3 hoist. | - | 10071 |  | M | - | NA | NA | NA | 1258.6875 | Option 2 | 1560.5259 | 23.98% | 0 | 0 | -100% | -100% | 0 | -100% | Redirected | NA | VOA_GPN_GOV_UK\7246041 | 2019-08-30 | Low | Blue | High | Risk taken from previous CG | - | - | NA | SPONS A&B | NA | (BEAMS Note 1) The ERC for this item should be added to the total of the ERC of the other P&M items on the site and the Buildings ERC (where applicable) to enable the correct contract size adjustment to be made. ERC of P&M Items + ERC of Building Component’s = Total ERC (net figure rateable items only) to which contract size adjustment should be applied The 2021 Generic Contractors Test Spreadsheet has this facility built into the programme - it is recommended you undertake all contractors test valuations using this spreadsheet. (Details on the application of contract size adjustments can be found in the RCG 2021 Guidance notes). Where RV is calculated using the comparative method (rental method) the contract size adjustment should be made as follows: Select - SCAT code box "P and M as an addition” within the 2021 Generic Contractors Test Spreadsheet facility. Or Where the spreadsheet is not used take the: Reciprocal of statutory de-capitalisation rate (i.e. 5% reciprocal = 20) multiply by rateable value of the buildings (before any overall end allowances are made and after making a notional deduction for the land value) and add to the ERC of P&M. Use resultant figure to calculate contract size adjustment. (Guidance Notes - Section 6) | Cranes: Gantry Rails & Supports, Integral Composite stanchion taking the main support beam and rail track. This has been added to stanchion taking weight of external sheeting and roof. Note: The foundation to this extra stanchion steelwork will be extended accordingly. The moving beam (traveller) and lifting gear is not rateable when found in a normal workshop situation, and is not a Class 3 hoist. | - | 1 | TRUE
966 | 214B72 | 7911 | 214B72 | Cranes | Gantry Rails and Supports - Integral | Height to Underside of Rail Track | 22.85m | 30 tonnes | The crane gantry support beam supports the rail track upon which the moving traveller rests. The costs given include the extra foundations, the extra size of the support stanchion, the support beam and the rail track. Most buildings erected with structural steel stanchions are capable of also holding a gantry rail of up to 5 tonnes. In these cases an angle fillet is bolted to the upright projecting into the workshop/warehouse and the rail track support (with rail track on top) is fixed to this. As the traveller tonnage increases (over 5 tonnes) the upright stanchions, and horizontal beam, (and foundations to the stanchions) are increased in size to accommodate the extra load and thus the costs set out are in part for this ADDITIONAL cost element. This is over and above the figures used for the building framework. The additional steelwork, concrete foundation work, support beam, support flanges and rail track are regarded as Class 4 Table 3 structural supports and ERC¬s provided are all inclusive. The foundations will be larger to accommodate the extra load and the table includes an item for this element Below 5 tonnes the support beam and rail track may be substantial and the cost of this alone can be calculated by using the weight of steel appropriate. See Structural Steelwork supporting structures. Moving beam buffers These may be of various lengths and where two travellers work the same beam they prevent the two beams from coming to close together. This allows even distribution of weight down through the vertical stanchions. For max weight that rail support and stanchions can take look at SWL indication on main traveller. DO NOT add the various beam support weights together the max load that can be lifted is the heaviest beams SWL. | Location Adjustment Applicable (See Guidance Notes) - ERC = UK mean of 1.00 | (BEAMS Note 1) The ERC for this item should be added to the total of the ERC of the other P&M items on the site and the Buildings ERC (where applicable) to enable the correct contract size adjustment to be made. ERC of P&M Items + ERC of Building Component’s = Total ERC (net figure rateable items only) to which contract size adjustment should be applied The 2023 Generic Contractors Test Spreadsheet has this facility built into the programme - it is recommended you undertake all contractors test valuations using this spreadsheet. (Details on the application of contract size adjustments can be found in the RCG 2023 Guidance notes). Where RV is calculated using the comparative method (rental method) the contract size adjustment should be made as follows: Select - SCAT code box ""P and M as an addition” within the 2023 Generic Contractors Test Spreadsheet facility. Or Where the spreadsheet is not used take the: Reciprocal of statutory de-capitalisation rate (i.e. 5% reciprocal = 20) multiply by rateable value of the buildings (before any overall end allowances are made and after making a notional deduction for the land value) and add to the ERC of P&M. Use resultant figure to calculate contract size adjustment. (Guidance Notes - Section 6) | The costs are based on units with a 15m span traveller. The lifting capacity of the crane, height to underside of rail track (top of the track support beam) and the length of the gantry is all that is required to operate the scales (measured between the rails down the middle of the workshop). (Do not hook a metal tape onto the horizontal beam in order to gain the height. Most have exposed electrical cables attached). LINEAR METRE is distance-taking measurement between rail tracks of the length of the rail tracks. (Not always the length of the building) and is NOT the combined length of the two rails. The above costs do not include the moving traveller but do include foundations | Moving beam buffers These may be of various lengths and where two travellers work the same beam they prevent the two beams from coming to close together. This allows even distribution of weight down through the vertical stanchions. For max weight that rail support and stanchions can take look at SWL indication on main traveller. DO NOT add the various beam support weights together the max load that can be lifted is the heaviest beams SWL. | Class 4 Table 3 Foundations, settings, fixed gantries, supports Class 1 Table 1) List of Accessories (i) Travellers, Cranes Class 2 Table 2) | Whole is not rateable if under Class 1 or Class 2 if not used in connection with fuel for the generation of power or if not accessory to Class 1 or Class | Moving Traveller (Class 1 and Class 2) | It is assumed that the item forms part of an "average size industrial, commercial or office complex". Where it would be normal to find more than one item in such a hereditament the ERC stated has been adjusted to reflect any number / quantity, discount. These figures are NOT one off figures. | If the traveller span varies from the 15m basic cost guide standard then the following % adjustments are to be adopted. 5m span deduct 60%, 7 & 8m span deduct 50%, 10m span deduct 30%, (15m span no change), 20m span add 45%, 25m span add 90%. | Cranes: Gantry Rails & Supports Integral. Composite stanchion taking the main support beam and rail track. | - | 10071 |  | M | - | NA | NA | NA | 1652.5625 | Option 2 | 2048.8538 | 23.98% | 0 | 0 | -100% | -100% | 0 | -100% | Redirected | NA | VOA_GPN_GOV_UK\7246041 | 2019-08-30 | Low | Blue | High | Risk taken from previous CG | - | - | NA | SPONS A&B | NA | (BEAMS Note 1) The ERC for this item should be added to the total of the ERC of the other P&M items on the site and the Buildings ERC (where applicable) to enable the correct contract size adjustment to be made. ERC of P&M Items + ERC of Building Component’s = Total ERC (net figure rateable items only) to which contract size adjustment should be applied The 2021 Generic Contractors Test Spreadsheet has this facility built into the programme - it is recommended you undertake all contractors test valuations using this spreadsheet. (Details on the application of contract size adjustments can be found in the RCG 2021 Guidance notes). Where RV is calculated using the comparative method (rental method) the contract size adjustment should be made as follows: Select - SCAT code box "P and M as an addition” within the 2021 Generic Contractors Test Spreadsheet facility. Or Where the spreadsheet is not used take the: Reciprocal of statutory de-capitalisation rate (i.e. 5% reciprocal = 20) multiply by rateable value of the buildings (before any overall end allowances are made and after making a notional deduction for the land value) and add to the ERC of P&M. Use resultant figure to calculate contract size adjustment. (Guidance Notes - Section 6) | Cranes: Gantry Rails & Supports Integral. Composite stanchion taking the main support beam and rail track. | - | 1 | TRUE
967 | 214B73 | 7912 | 214B73 | Cranes | Gantry Rails and Supports - Integral | Height to Underside of Rail Track | 24.38m | 5 tonnes | The crane gantry support beam supports the rail track upon which the moving traveller rests. The costs given include the extra foundations, the extra size of the support stanchion, the support beam and the rail track. Most buildings erected with structural steel stanchions are capable of also holding a gantry rail of up to 5 tonnes. In these cases an angle fillet is bolted to the upright projecting into the workshop/warehouse and the rail track support (with rail track on top) is fixed to this. As the traveller tonnage increases (over 5 tonnes) the upright stanchions, and horizontal beam, (and foundations to the stanchions) are increased in size to accommodate the extra load and thus the costs set out are in part for this ADDITIONAL cost element. This is over and above the figures used for the building framework. The additional steelwork, concrete foundation work, support beam, support flanges and rail track are regarded as Class 4 Table 3 structural supports and ERC provided are all inclusive. The foundations will be larger to accommodate the extra load and the table includes an item for this element Below 5 tonnes the support beam and rail track may be substantial and the cost of this alone can be calculated by using the weight of steel appropriate. See Structural Steelwork supporting structures. Moving beam buffers These may be of various lengths and where two travellers work the same beam they prevent the two beams from coming to close together. This allows even distribution of weight down through the vertical stanchions. For max weight that rail support and stanchions can take look at SWL indication on main traveller. DO NOT add the various beam support weights together the max load that can be lifted is the heaviest beams SWL. | Location Adjustment Applicable (See Guidance Notes) - ERC = UK mean of 1.00 | (BEAMS Note 1) The ERC for this item should be added to the total of the ERC of the other P&M items on the site and the Buildings ERC (where applicable) to enable the correct contract size adjustment to be made. ERC of P&M Items + ERC of Building Component’s = Total ERC (net figure rateable items only) to which contract size adjustment should be applied The 2023 Generic Contractors Test Spreadsheet has this facility built into the programme - it is recommended you undertake all contractors test valuations using this spreadsheet. (Details on the application of contract size adjustments can be found in the RCG 2023 Guidance notes). Where RV is calculated using the comparative method (rental method) the contract size adjustment should be made as follows: Select - SCAT code box ""P and M as an addition” within the 2023 Generic Contractors Test Spreadsheet facility. Or Where the spreadsheet is not used take the: Reciprocal of statutory de-capitalisation rate (i.e. 5% reciprocal = 20) multiply by rateable value of the buildings (before any overall end allowances are made and after making a notional deduction for the land value) and add to the ERC of P&M. Use resultant figure to calculate contract size adjustment. (Guidance Notes - Section 6) | The costs are based on units with a 15m span traveller. The lifting capacity of the crane, height to underside of rail track (top of the track support beam) and the length of the gantry is all that is required to operate the scales (measured between the rails down the middle of the workshop). (Do not hook a metal tape onto the horizontal beam in order to gain the height. Most have exposed electrical cables attached). LINEAR METRE is distance-taking measurement between rail tracks of the length of the rail tracks. (Not always the length of the building) and is NOT the combined length of the two rails. The above costs do not include the moving traveller but do include foundations | Moving beam buffers These may be of various lengths and where two travellers work the same beam they prevent the two beams from coming to close together. This allows even distribution of weight down through the vertical stanchions. For max weight that rail support and stanchions can take look at SWL indication on main traveller. DO NOT add the various beam support weights together the max load that can be lifted is the heaviest beams SWL. | Class 4 Table 3 Foundations, settings, fixed gantries, supports Class 1 Table 1) List of Accessories (i) Travellers, Cranes Class 2 Table 2) | Whole is not rateable if under Class 1 or Class 2 if not used in connection with fuel for the generation of power or if not accessory to Class 1 or Class. | Moving Traveller (Class 1 and Class 2). | It is assumed that the item forms part of an average size industrial, commercial or office complex. Where it would be normal to find more than one item in such a hereditament the ERC stated has been adjusted to reflect any number / quantity, discount. These figures are NOT one off figures. | If the traveller span varies from the 15m basic cost guide standard then the following % adjustments are to be adopted. 5m span deduct 60%, 7 & 8m span deduct 50%, 10m span deduct 30%, (15m span no change), 20m span add 45%, 25m span add 90%. | Cranes: Gantry Rails & Supports Integral. Composite stanchion taking the main support beam and rail track. | - | 10071 | 214B67, 214B61 | m | - | Please Select | - | - | 316.8125 | Option 2 | 392.7854 | 23.98% | 1228.5233 | 928.4741 | 193.1% | 136.4% | 928.4741 | 193.1% | ERC Over-ridden | Ryan Casey | VOA_GPN_GOV_UK\7233251 | 2021-07-30 | Low | Blue | High | Cost build up has no narrative to explain quantities no resemblance to SPONS rates. Needs a fresh measure next time and costs likely to decrease significantly. | - | No build up. RC continued template for Freestanding cranes, which had a build-up. ERC index RCG2021 rate. | NA | SPONS A&B | 2 | (BEAMS Note 1) P&M | Cranes: Gantry Rails & Supports Integral. Composite stanchion taking the main support beam and rail track. | - | 1 | TRUE
968 | 214B74 | 7913 | 214B74 | Cranes | Gantry Rails and Supports - Integral | Height to Underside of Rail Track | 24.38m | 10 tonnes | The crane gantry support beam supports the rail track upon which the moving traveller rests. The costs given include the extra foundations, the extra size of the support stanchion, the support beam and the rail track. Most buildings erected with structural steel stanchions are capable of also holding a gantry rail of up to 5 tonnes. In these cases an angle fillet is bolted to the upright projecting into the workshop/warehouse and the rail track support (with rail track on top) is fixed to this. As the traveller tonnage increases (over 5 tonnes) the upright stanchions, and horizontal beam, (and foundations to the stanchions) are increased in size to accommodate the extra load and thus the costs set out are in part for this ADDITIONAL cost element. This is over and above the figures used for the building framework. The additional steelwork, concrete foundation work, support beam, support flanges and rail track are regarded as Class 4 Table 3 structural supports and ERC provided are all inclusive. The foundations will be larger to accommodate the extra load and the table includes an item for this element Below 5 tonnes the support beam and rail track may be substantial and the cost of this alone can be calculated by using the weight of steel appropriate. See Structural Steelwork supporting structures. Moving beam buffers These may be of various lengths and where two travellers work the same beam they prevent the two beams from coming to close together. This allows even distribution of weight down through the vertical stanchions. For max weight that rail support and stanchions can take look at SWL indication on main traveller. DO NOT add the various beam support weights together the max load that can be lifted is the heaviest beams SWL. | Location Adjustment Applicable (See Guidance Notes) - ERC = UK mean of 1.00 | (BEAMS Note 1) The ERC for this item should be added to the total of the ERC of the other P&M items on the site and the Buildings ERC (where applicable) to enable the correct contract size adjustment to be made. ERC of P&M Items + ERC of Building Component’s = Total ERC (net figure rateable items only) to which contract size adjustment should be applied The 2023 Generic Contractors Test Spreadsheet has this facility built into the programme - it is recommended you undertake all contractors test valuations using this spreadsheet. (Details on the application of contract size adjustments can be found in the RCG 2023 Guidance notes). Where RV is calculated using the comparative method (rental method) the contract size adjustment should be made as follows: Select - SCAT code box ""P and M as an addition” within the 2023 Generic Contractors Test Spreadsheet facility. Or Where the spreadsheet is not used take the: Reciprocal of statutory de-capitalisation rate (i.e. 5% reciprocal = 20) multiply by rateable value of the buildings (before any overall end allowances are made and after making a notional deduction for the land value) and add to the ERC of P&M. Use resultant figure to calculate contract size adjustment. (Guidance Notes - Section 6) | The costs are based on units with a 15m span traveller. The lifting capacity of the crane, height to underside of rail track (top of the track support beam) and the length of the gantry is all that is required to operate the scales (measured between the rails down the middle of the workshop). (Do not hook a metal tape onto the horizontal beam in order to gain the height. Most have exposed electrical cables attached). LINEAR METRE is distance-taking measurement between rail tracks of the length of the rail tracks. (Not always the length of the building) and is NOT the combined length of the two rails. The above costs do not include the moving traveller but do include foundations | Moving beam buffers These may be of various lengths and where two travellers work the same beam they prevent the two beams from coming to close together. This allows even distribution of weight down through the vertical stanchions. For max weight that rail support and stanchions can take look at SWL indication on main traveller. DO NOT add the various beam support weights together the max load that can be lifted is the heaviest beams SWL. | Class 4 Table 3 Foundations, settings, fixed gantries, supports Class 1 Table 1) List of Accessories (i) Travellers, Cranes Class 2 Table 2) | Whole is not rateable if under Class 1 or Class 2 if not used in connection with fuel for the generation of power or if not accessory to Class 1 or Class. | Moving Traveller (Class 1 and Class 2). | It is assumed that the item forms part of an average size industrial, commercial or office complex. Where it would be normal to find more than one item in such a hereditament the ERC stated has been adjusted to reflect any number / quantity, discount. These figures are NOT one off figures. | If the traveller span varies from the 15m basic cost guide standard then the following % adjustments are to be adopted. 5m span deduct 60%, 7 & 8m span deduct 50%, 10m span deduct 30%, (15m span no change), 20m span add 45%, 25m span add 90%. | Cranes: Gantry Rails & Supports Integral. Composite stanchion taking the main support beam and rail track. | - | 10071 | 214B68, 214B62 | m | - | Please Select | - | - | 612.2188 | Option 2 | 759.0313 | 23.98% | 1346.8937 | 1017.9342 | 66.27% | 34.11% | 1017.9342 | 66.27% | ERC Over-ridden | Ryan Casey | VOA_GPN_GOV_UK\7233251 | 2021-07-30 | Low | Blue | High | Cost build up has no narrative to explain quantities no resemblance to SPONS rates. Needs a fresh measure next time and costs likely to decrease significantly. | - | No build up. RC continued template for Freestanding cranes, which had a build-up. ERC index RCG2021 rate. | NA | SPONS A&B | 2 | (BEAMS Note 1) P&M | Cranes: Gantry Rails & Supports Integral. Composite stanchion taking the main support beam and rail track. | - | 1 | TRUE
969 | 214B75 | 7914 | 214B75 | Cranes | Gantry Rails and Supports - Integral | Height to Underside of Rail Track | 24.38m | 15 tonnes | The crane gantry support beam supports the rail track upon which the moving traveller rests. The costs given include the extra foundations, the extra size of the support stanchion, the support beam and the rail track. Most buildings erected with structural steel stanchions are capable of also holding a gantry rail of up to 5 tonnes. In these cases an angle fillet is bolted to the upright projecting into the workshop/warehouse and the rail track support (with rail track on top) is fixed to this. As the traveller tonnage increases (over 5 tonnes) the upright stanchions, and horizontal beam, (and foundations to the stanchions) are increased in size to accommodate the extra load and thus the costs set out are in part for this ADDITIONAL cost element. This is over and above the figures used for the building framework. The additional steelwork, concrete foundation work, support beam, support flanges and rail track are regarded as Class 4 Table 3 structural supports and ERC provided are all inclusive. The foundations will be larger to accommodate the extra load and the table includes an item for this element Below 5 tonnes the support beam and rail track may be substantial and the cost of this alone can be calculated by using the weight of steel appropriate. See Structural Steelwork supporting structures. Moving beam buffers These may be of various lengths and where two travellers work the same beam they prevent the two beams from coming to close together. This allows even distribution of weight down through the vertical stanchions. For max weight that rail support and stanchions can take look at SWL indication on main traveller. DO NOT add the various beam support weights together the max load that can be lifted is the heaviest beams SWL. | Location Adjustment Applicable (See Guidance Notes) - ERC = UK mean of 1.00 | (BEAMS Note 1) The ERC for this item should be added to the total of the ERC of the other P&M items on the site and the Buildings ERC (where applicable) to enable the correct contract size adjustment to be made. ERC of P&M Items + ERC of Building Component’s = Total ERC (net figure rateable items only) to which contract size adjustment should be applied The 2023 Generic Contractors Test Spreadsheet has this facility built into the programme - it is recommended you undertake all contractors test valuations using this spreadsheet. (Details on the application of contract size adjustments can be found in the RCG 2023 Guidance notes). Where RV is calculated using the comparative method (rental method) the contract size adjustment should be made as follows: Select - SCAT code box ""P and M as an addition” within the 2023 Generic Contractors Test Spreadsheet facility. Or Where the spreadsheet is not used take the: Reciprocal of statutory de-capitalisation rate (i.e. 5% reciprocal = 20) multiply by rateable value of the buildings (before any overall end allowances are made and after making a notional deduction for the land value) and add to the ERC of P&M. Use resultant figure to calculate contract size adjustment. (Guidance Notes - Section 6) | The costs are based on units with a 15m span traveller. The lifting capacity of the crane, height to underside of rail track (top of the track support beam) and the length of the gantry is all that is required to operate the scales (measured between the rails down the middle of the workshop). (Do not hook a metal tape onto the horizontal beam in order to gain the height. Most have exposed electrical cables attached). LINEAR METRE is distance-taking measurement between rail tracks of the length of the rail tracks. (Not always the length of the building) and is NOT the combined length of the two rails. The above costs do not include the moving traveller but do include foundations | Moving beam buffers These may be of various lengths and where two travellers work the same beam they prevent the two beams from coming to close together. This allows even distribution of weight down through the vertical stanchions. For max weight that rail support and stanchions can take look at SWL indication on main traveller. DO NOT add the various beam support weights together the max load that can be lifted is the heaviest beams SWL. | Class 4 Table 3 Foundations, settings, fixed gantries, supports Class 1 Table 1) List of Accessories (i) Travellers, Cranes Class 2 Table 2) | Whole is not rateable if under Class 1 or Class 2 if not used in connection with fuel for the generation of power or if not accessory to Class 1 or Class. | Moving Traveller (Class 1 and Class 2). | It is assumed that the item forms part of an average size industrial, commercial or office complex. Where it would be normal to find more than one item in such a hereditament the ERC stated has been adjusted to reflect any number / quantity, discount. These figures are NOT one off figures. | If the traveller span varies from the 15m basic cost guide standard then the following % adjustments are to be adopted. 5m span deduct 60%, 7 & 8m span deduct 50%, 10m span deduct 30%, (15m span no change), 20m span add 45%, 25m span add 90%. | Cranes: Gantry Rails & Supports Integral. Composite stanchion taking the main support beam and rail track. | - | 10071 | 214B69, 214B63 | m | - | Please Select | - | - | 860.5313 | Option 2 | 1066.8902 | 23.98% | 1527.3223 | 1154.2956 | 34.14% | 8.193% | 1154.2956 | 34.14% | ERC Over-ridden | Ryan Casey | VOA_GPN_GOV_UK\7233251 | 2021-07-30 | Low | Blue | High | Cost build up has no narrative to explain quantities no resemblance to SPONS rates. Needs a fresh measure next time and costs likely to decrease significantly. | - | No build up. RC continued template for Freestanding cranes, which had a build-up. ERC index RCG2021 rate. | NA | SPONS A&B | 2 | (BEAMS Note 1) P&M | Cranes: Gantry Rails & Supports Integral. Composite stanchion taking the main support beam and rail track. | - | 1 | TRUE
970 | 214B76 | 7898 | 214B76 | Cranes | Gantry Rails and Supports - Integral | Height to Underside of Rail Track | 24.38m | 20 tonnes | The crane gantry support beam supports the rail track upon which the moving traveller rests. The costs given include the extra foundations, the extra size of the support stanchion, the support beam and the rail track. Most buildings erected with structural steel stanchions are capable of also holding a gantry rail of up to 5 tonnes. In these cases an angle fillet is bolted to the upright projecting into the workshop/warehouse and the rail track support (with rail track on top) is fixed to this. As the traveller tonnage increases (over 5 tonnes) the upright stanchions, and horizontal beam, (and foundations to the stanchions) are increased in size to accommodate the extra load and thus the costs set out are in part for this ADDITIONAL cost element. This is over and above the figures used for the building framework. The additional steelwork, concrete foundation work, support beam, support flanges and rail track are regarded as Class 4 Table 3 structural supports and ERC provided are all inclusive. The foundations will be larger to accommodate the extra load and the table includes an item for this element Below 5 tonnes the support beam and rail track may be substantial and the cost of this alone can be calculated by using the weight of steel appropriate. See Structural Steelwork supporting structures. Moving beam buffers These may be of various lengths and where two travellers work the same beam they prevent the two beams from coming to close together. This allows even distribution of weight down through the vertical stanchions. For max weight that rail support and stanchions can take look at SWL indication on main traveller. DO NOT add the various beam support weights together the max load that can be lifted is the heaviest beams SWL. | Location Adjustment Applicable (See Guidance Notes) - ERC = UK mean of 1.00 | (BEAMS Note 1) The ERC for this item should be added to the total of the ERC of the other P&M items on the site and the Buildings ERC (where applicable) to enable the correct contract size adjustment to be made. ERC of P&M Items + ERC of Building Component’s = Total ERC (net figure rateable items only) to which contract size adjustment should be applied The 2023 Generic Contractors Test Spreadsheet has this facility built into the programme - it is recommended you undertake all contractors test valuations using this spreadsheet. (Details on the application of contract size adjustments can be found in the RCG 2023 Guidance notes). Where RV is calculated using the comparative method (rental method) the contract size adjustment should be made as follows: Select - SCAT code box ""P and M as an addition” within the 2023 Generic Contractors Test Spreadsheet facility. Or Where the spreadsheet is not used take the: Reciprocal of statutory de-capitalisation rate (i.e. 5% reciprocal = 20) multiply by rateable value of the buildings (before any overall end allowances are made and after making a notional deduction for the land value) and add to the ERC of P&M. Use resultant figure to calculate contract size adjustment. (Guidance Notes - Section 6) | The costs are based on units with a 15m span traveller. The lifting capacity of the crane, height to underside of rail track (top of the track support beam) and the length of the gantry is all that is required to operate the scales (measured between the rails down the middle of the workshop). (Do not hook a metal tape onto the horizontal beam in order to gain the height. Most have exposed electrical cables attached). LINEAR METRE is distance-taking measurement between rail tracks of the length of the rail tracks. (Not always the length of the building) and is NOT the combined length of the two rails. The above costs do not include the moving traveller but do include foundations | Moving beam buffers These may be of various lengths and where two travellers work the same beam they prevent the two beams from coming to close together. This allows even distribution of weight down through the vertical stanchions. For max weight that rail support and stanchions can take look at SWL indication on main traveller. DO NOT add the various beam support weights together the max load that can be lifted is the heaviest beams SWL. | Class 4 Table 3 Foundations, settings, fixed gantries, supports Class 1 Table 1) List of Accessories (i) Travellers, Cranes Class 2 Table 2) | Whole is not rateable if under Class 1 or Class 2 if not used in connection with fuel for the generation of power or if not accessory to Class 1 or Class. | Moving Traveller (Class 1 and Class 2). | It is assumed that the item forms part of an average size industrial, commercial or office complex. Where it would be normal to find more than one item in such a hereditament the ERC stated has been adjusted to reflect any number / quantity, discount. These figures are NOT one off figures. | If the traveller span varies from the 15m basic cost guide standard then the following % adjustments are to be adopted. 5m span deduct 60%, 7 & 8m span deduct 50%, 10m span deduct 30%, (15m span no change), 20m span add 45%, 25m span add 90%. | Cranes: Gantry Rails & Supports Integral. Composite stanchion taking the main support beam and rail track. | - | 10071 | 214B70, 214B64 | m | - | Please Select | - | - | 1091.7188 | Option 2 | 1353.5174 | 23.98% | 1797.3905 | 1358.4036 | 24.43% | 0.361% | 1358.4036 | 24.43% | ERC Over-ridden | Ryan Casey | VOA_GPN_GOV_UK\7233251 | 2021-07-30 | Low | Blue | High | Cost build up has no narrative to explain quantities no resemblance to SPONS rates. Needs a fresh measure next time and costs likely to decrease significantly. | - | No build up. RC continued template for Freestanding cranes, which had a build-up. ERC index RCG2021 rate. | NA | SPONS A&B | 2 | (BEAMS Note 1) P&M | Cranes: Gantry Rails & Supports Integral. Composite stanchion taking the main support beam and rail track. | - | 1 | TRUE
971 | 214B77 | 7915 | 214B77 | Cranes | Gantry Rails and Supports - Integral | Height to Underside of Rail Track | 24.38m | 25 tonnes | The crane gantry support beam supports the rail track upon which the moving traveller rests. The costs given include the extra foundations, the extra size of the support stanchion, the support beam and the rail track. Most buildings erected with structural steel stanchions are capable of also holding a gantry rail of up to 5 tonnes. In these cases an angle fillet is bolted to the upright projecting into the workshop/warehouse and the rail track support (with rail track on top) is fixed to this. As the traveller tonnage increases (over 5 tonnes) the upright stanchions, and horizontal beam, (and foundations to the stanchions) are increased in size to accommodate the extra load and thus the costs set out are in part for this ADDITIONAL cost element. This is over and above the figures used for the building framework. The additional steelwork, concrete foundation work, support beam, support flanges and rail track are regarded as Class 4 Table 3 structural supports and ERC provided are all inclusive. The foundations will be larger to accommodate the extra load and the table includes an item for this element Below 5 tonnes the support beam and rail track may be substantial and the cost of this alone can be calculated by using the weight of steel appropriate. See Structural Steelwork supporting structures. Moving beam buffers These may be of various lengths and where two travellers work the same beam they prevent the two beams from coming to close together. This allows even distribution of weight down through the vertical stanchions. For max weight that rail support and stanchions can take look at SWL indication on main traveller. DO NOT add the various beam support weights together the max load that can be lifted is the heaviest beams SWL. | Location Adjustment Applicable (See Guidance Notes) - ERC = UK mean of 1.00 | (BEAMS Note 1) The ERC for this item should be added to the total of the ERC of the other P&M items on the site and the Buildings ERC (where applicable) to enable the correct contract size adjustment to be made. ERC of P&M Items + ERC of Building Component’s = Total ERC (net figure rateable items only) to which contract size adjustment should be applied The 2023 Generic Contractors Test Spreadsheet has this facility built into the programme - it is recommended you undertake all contractors test valuations using this spreadsheet. (Details on the application of contract size adjustments can be found in the RCG 2023 Guidance notes). Where RV is calculated using the comparative method (rental method) the contract size adjustment should be made as follows: Select - SCAT code box ""P and M as an addition” within the 2023 Generic Contractors Test Spreadsheet facility. Or Where the spreadsheet is not used take the: Reciprocal of statutory de-capitalisation rate (i.e. 5% reciprocal = 20) multiply by rateable value of the buildings (before any overall end allowances are made and after making a notional deduction for the land value) and add to the ERC of P&M. Use resultant figure to calculate contract size adjustment. (Guidance Notes - Section 6) | The costs are based on units with a 15m span traveller. The lifting capacity of the crane, height to underside of rail track (top of the track support beam) and the length of the gantry is all that is required to operate the scales (measured between the rails down the middle of the workshop). (Do not hook a metal tape onto the horizontal beam in order to gain the height. Most have exposed electrical cables attached). LINEAR METRE is distance-taking measurement between rail tracks of the length of the rail tracks. (Not always the length of the building) and is NOT the combined length of the two rails. The above costs do not include the moving traveller but do include foundations | Moving beam buffers These may be of various lengths and where two travellers work the same beam they prevent the two beams from coming to close together. This allows even distribution of weight down through the vertical stanchions. For max weight that rail support and stanchions can take look at SWL indication on main traveller. DO NOT add the various beam support weights together the max load that can be lifted is the heaviest beams SWL. | Class 4 Table 3 Foundations, settings, fixed gantries, supports Class 1 Table 1) List of Accessories (i) Travellers, Cranes Class 2 Table 2) | Whole is not rateable if under Class 1 or Class 2 if not used in connection with fuel for the generation of power or if not accessory to Class 1 or Class. | Moving Traveller (Class 1 and Class 2). | It is assumed that the item forms part of an average size industrial, commercial or office complex. Where it would be normal to find more than one item in such a hereditament the ERC stated has been adjusted to reflect any number / quantity, discount. These figures are NOT one off figures. | If the traveller span varies from the 15m basic cost guide standard then the following % adjustments are to be adopted. 5m span deduct 60%, 7 & 8m span deduct 50%, 10m span deduct 30%, (15m span no change), 20m span add 45%, 25m span add 90%. | Cranes: Gantry Rails & Supports Integral. Composite stanchion taking the main support beam and rail track. | - | 10071 | 214B71, 214B65 | m | - | Please Select | - | - | 1301.5 | Option 2 | 1613.605 | 23.98% | 1965.1776 | 1485.2111 | 14.12% | -7.957% | 1485.2111 | 14.12% | ERC Over-ridden | Ryan Casey | VOA_GPN_GOV_UK\7233251 | 2021-07-30 | Low | Blue | High | Cost build up has no narrative to explain quantities no resemblance to SPONS rates. Needs a fresh measure next time and costs likely to decrease significantly. | - | No build up. RC continued template for Freestanding cranes, which had a build-up. ERC index RCG2021 rate. | NA | SPONS A&B | 2 | (BEAMS Note 1) P&M | Cranes: Gantry Rails & Supports Integral. Composite stanchion taking the main support beam and rail track. | - | 1 | TRUE
972 | 214B78 | 7916 | 214B78 | Cranes | Gantry Rails and Supports - Integral | Height to Underside of Rail Track | 24.38m | 30 tonnes | The crane gantry support beam supports the rail track upon which the moving traveller rests. The costs given include the extra foundations, the extra size of the support stanchion, the support beam and the rail track. Most buildings erected with structural steel stanchions are capable of also holding a gantry rail of up to 5 tonnes. In these cases an angle fillet is bolted to the upright projecting into the workshop/warehouse and the rail track support (with rail track on top) is fixed to this. As the traveller tonnage increases (over 5 tonnes) the upright stanchions, and horizontal beam, (and foundations to the stanchions) are increased in size to accommodate the extra load and thus the costs set out are in part for this ADDITIONAL cost element. This is over and above the figures used for the building framework. The additional steelwork, concrete foundation work, support beam, support flanges and rail track are regarded as Class 4 Table 3 structural supports and ERC provided are all inclusive. The foundations will be larger to accommodate the extra load and the table includes an item for this element Below 5 tonnes the support beam and rail track may be substantial and the cost of this alone can be calculated by using the weight of steel appropriate. See Structural Steelwork supporting structures. Moving beam buffers These may be of various lengths and where two travellers work the same beam they prevent the two beams from coming to close together. This allows even distribution of weight down through the vertical stanchions. For max weight that rail support and stanchions can take look at SWL indication on main traveller. DO NOT add the various beam support weights together the max load that can be lifted is the heaviest beams SWL. | Location Adjustment Applicable (See Guidance Notes) - ERC = UK mean of 1.00 | (BEAMS Note 1) The ERC for this item should be added to the total of the ERC of the other P&M items on the site and the Buildings ERC (where applicable) to enable the correct contract size adjustment to be made. ERC of P&M Items + ERC of Building Component’s = Total ERC (net figure rateable items only) to which contract size adjustment should be applied The 2023 Generic Contractors Test Spreadsheet has this facility built into the programme - it is recommended you undertake all contractors test valuations using this spreadsheet. (Details on the application of contract size adjustments can be found in the RCG 2023 Guidance notes). Where RV is calculated using the comparative method (rental method) the contract size adjustment should be made as follows: Select - SCAT code box ""P and M as an addition” within the 2023 Generic Contractors Test Spreadsheet facility. Or Where the spreadsheet is not used take the: Reciprocal of statutory de-capitalisation rate (i.e. 5% reciprocal = 20) multiply by rateable value of the buildings (before any overall end allowances are made and after making a notional deduction for the land value) and add to the ERC of P&M. Use resultant figure to calculate contract size adjustment. (Guidance Notes - Section 6) | The costs are based on units with a 15m span traveller. The lifting capacity of the crane, height to underside of rail track (top of the track support beam) and the length of the gantry is all that is required to operate the scales (measured between the rails down the middle of the workshop). (Do not hook a metal tape onto the horizontal beam in order to gain the height. Most have exposed electrical cables attached). LINEAR METRE is distance-taking measurement between rail tracks of the length of the rail tracks. (Not always the length of the building) and is NOT the combined length of the two rails. The above costs do not include the moving traveller but do include foundations | Moving beam buffers These may be of various lengths and where two travellers work the same beam they prevent the two beams from coming to close together. This allows even distribution of weight down through the vertical stanchions. For max weight that rail support and stanchions can take look at SWL indication on main traveller. DO NOT add the various beam support weights together the max load that can be lifted is the heaviest beams SWL. | Class 4 Table 3 Foundations, settings, fixed gantries, supports Class 1 Table 1) List of Accessories (i) Travellers, Cranes Class 2 Table 2) | Whole is not rateable if under Class 1 or Class 2 if not used in connection with fuel for the generation of power or if not accessory to Class 1 or Class. | Moving Traveller (Class 1 and Class 2). | It is assumed that the item forms part of an average size industrial, commercial or office complex. Where it would be normal to find more than one item in such a hereditament the ERC stated has been adjusted to reflect any number / quantity, discount. These figures are NOT one off figures. | If the traveller span varies from the 15m basic cost guide standard then the following % adjustments are to be adopted. 5m span deduct 60%, 7 & 8m span deduct 50%, 10m span deduct 30%, (15m span no change), 20m span add 45%, 25m span add 90%. | Cranes: Gantry Rails & Supports Integral. Composite stanchion taking the main support beam and rail track. | - | 10071 | 214B72, 214B66 | m | - | Please Select | - | - | 1717.6375 | Option 2 | 2129.534 | 23.98% | 2226.0521 | 1682.3707 | -2.053% | -21% | 1682.3707 | -2.053% | ERC Over-ridden | Ryan Casey | VOA_GPN_GOV_UK\7233251 | 2021-07-30 | Low | Blue | High | Cost build up has no narrative to explain quantities no resemblance to SPONS rates. Needs a fresh measure next time and costs likely to decrease significantly. | - | No build up. RC continued template for Freestanding cranes, which had a build-up. ERC index RCG2021 rate. | NA | SPONS A&B | 2 | (BEAMS Note 1) P&M | Cranes: Gantry Rails & Supports Integral. Composite stanchion taking the main support beam and rail track. | - | 1 | TRUE
973 | 214B79 | 7917 | 214B79 | Cranes | Gantry Rails and Supports - Integral | Height to Underside of Rail Track | 26.9m | 10 tonnes | The crane gantry support beam supports the rail track upon which the moving traveller rests. The costs given include the extra foundations, the extra size of the support stanchion, the support beam and the rail track. Most buildings erected with structural steel stanchions are capable of also holding a gantry rail of up to 5 tonnes. In these cases an angle fillet is bolted to the upright projecting into the workshop/warehouse and the rail track support (with rail track on top) is fixed to this. As the traveller tonnage increases (over 5 tonnes) the upright stanchions, and horizontal beam, (and foundations to the stanchions) are increased in size to accommodate the extra load and thus the costs set out are in part for this ADDITIONAL cost element. This is over and above the figures used for the building framework. The additional steelwork, concrete foundation work, support beam, support flanges and rail track are regarded as Class 4 Table 3 structural supports and ERC¬s provided are all inclusive. The foundations will be larger to accommodate the extra load and the table includes an item for this element Below 5 tonnes the support beam and rail track may be substantial and the cost of this alone can be calculated by using the weight of steel appropriate. See Structural Steelwork supporting structures. Moving beam buffers These may be of various lengths and where two travellers work the same beam they prevent the two beams from coming to close together. This allows even distribution of weight down through the vertical stanchions. For max weight that rail support and stanchions can take look at SWL indication on main traveller. DO NOT add the various beam support weights together the max load that can be lifted is the heaviest beams SWL. | Location Adjustment Applicable (See Guidance Notes) - ERC = UK mean of 1.00 | (BEAMS Note 1) The ERC for this item should be added to the total of the ERC of the other P&M items on the site and the Buildings ERC (where applicable) to enable the correct contract size adjustment to be made. ERC of P&M Items + ERC of Building Component’s = Total ERC (net figure rateable items only) to which contract size adjustment should be applied The 2023 Generic Contractors Test Spreadsheet has this facility built into the programme - it is recommended you undertake all contractors test valuations using this spreadsheet. (Details on the application of contract size adjustments can be found in the RCG 2023 Guidance notes). Where RV is calculated using the comparative method (rental method) the contract size adjustment should be made as follows: Select - SCAT code box ""P and M as an addition” within the 2023 Generic Contractors Test Spreadsheet facility. Or Where the spreadsheet is not used take the: Reciprocal of statutory de-capitalisation rate (i.e. 5% reciprocal = 20) multiply by rateable value of the buildings (before any overall end allowances are made and after making a notional deduction for the land value) and add to the ERC of P&M. Use resultant figure to calculate contract size adjustment. (Guidance Notes - Section 6) | The costs are based on units with a 15m span traveller. The lifting capacity of the crane, height to underside of rail track (top of the track support beam) and the length of the gantry is all that is required to operate the scales (measured between the rails down the middle of the workshop). (Do not hook a metal tape onto the horizontal beam in order to gain the height. Most have exposed electrical cables attached). LINEAR METRE is distance-taking measurement between rail tracks of the length of the rail tracks. (Not always the length of the building) and is NOT the combined length of the two rails. The above costs do not include the moving traveller but do include foundations | Moving beam buffers These may be of various lengths and where two travellers work the same beam they prevent the two beams from coming to close together. This allows even distribution of weight down through the vertical stanchions. For max weight that rail support and stanchions can take look at SWL indication on main traveller. DO NOT add the various beam support weights together the max load that can be lifted is the heaviest beams SWL. | Class 4 Table 3 Foundations, settings, fixed gantries, supports Class 1 Table 1) List of Accessories (i) Travellers, Cranes Class 2 Table 2) | Whole is not rateable if under Class 1 or Class 2 if not used in connection with fuel for the generation of power or if not accessory to Class 1 or Class | Moving Traveller (Class 1 and Class 2) | It is assumed that the item forms part of an "average size industrial, commercial or office complex". Where it would be normal to find more than one item in such a hereditament the ERC stated has been adjusted to reflect any number / quantity, discount. These figures are NOT one off figures. | If the traveller span varies from the 15m basic cost guide standard then the following % adjustments are to be adopted. 5m span deduct 60%, 7 & 8m span deduct 50%, 10m span deduct 30%, (15m span no change), 20m span add 45%, 25m span add 90%. | Cranes: Gantry Rails & Supports Integral. Composite stanchion taking the main support beam and rail track. | - | 10071 |  | M | - | NA | NA | NA | 637.9062 | Option 2 | 790.8788 | 23.98% | 0 | 0 | -100% | -100% | 0 | -100% | Redirected | NA | VOA_GPN_GOV_UK\7246041 | 2019-08-30 | Medium | Blue | High | Risk taken from previous CG | - | - | NA | SPONS A&B | NA | (BEAMS Note 1) The ERC for this item should be added to the total of the ERC of the other P&M items on the site and the Buildings ERC (where applicable) to enable the correct contract size adjustment to be made. ERC of P&M Items + ERC of Building Component’s = Total ERC (net figure rateable items only) to which contract size adjustment should be applied The 2021 Generic Contractors Test Spreadsheet has this facility built into the programme - it is recommended you undertake all contractors test valuations using this spreadsheet. (Details on the application of contract size adjustments can be found in the RCG 2021 Guidance notes). Where RV is calculated using the comparative method (rental method) the contract size adjustment should be made as follows: Select - SCAT code box "P and M as an addition” within the 2021 Generic Contractors Test Spreadsheet facility. Or Where the spreadsheet is not used take the: Reciprocal of statutory de-capitalisation rate (i.e. 5% reciprocal = 20) multiply by rateable value of the buildings (before any overall end allowances are made and after making a notional deduction for the land value) and add to the ERC of P&M. Use resultant figure to calculate contract size adjustment. (Guidance Notes - Section 6) | Cranes: Gantry Rails & Supports Integral. Composite stanchion taking the main support beam and rail track. | - | 1 | TRUE
974 | 214B80 | 7918 | 214B80 | Cranes | Gantry Rails and Supports - Integral | Height to Underside of Rail Track | 26.9m | 15 tonnes | The crane gantry support beam supports the rail track upon which the moving traveller rests. The costs given include the extra foundations, the extra size of the support stanchion, the support beam and the rail track. Most buildings erected with structural steel stanchions are capable of also holding a gantry rail of up to 5 tonnes. In these cases an angle fillet is bolted to the upright projecting into the workshop/warehouse and the rail track support (with rail track on top) is fixed to this. As the traveller tonnage increases (over 5 tonnes) the upright stanchions, and horizontal beam, (and foundations to the stanchions) are increased in size to accommodate the extra load and thus the costs set out are in part for this ADDITIONAL cost element. This is over and above the figures used for the building framework. The additional steelwork, concrete foundation work, support beam, support flanges and rail track are regarded as Class 4 Table 3 structural supports and ERC¬s provided are all inclusive. The foundations will be larger to accommodate the extra load and the table includes an item for this element Below 5 tonnes the support beam and rail track may be substantial and the cost of this alone can be calculated by using the weight of steel appropriate. See Structural Steelwork supporting structures. Moving beam buffers These may be of various lengths and where two travellers work the same beam they prevent the two beams from coming to close together. This allows even distribution of weight down through the vertical stanchions. For max weight that rail support and stanchions can take look at SWL indication on main traveller. DO NOT add the various beam support weights together the max load that can be lifted is the heaviest beams SWL. | Location Adjustment Applicable (See Guidance Notes) - ERC = UK mean of 1.00 | (BEAMS Note 1) The ERC for this item should be added to the total of the ERC of the other P&M items on the site and the Buildings ERC (where applicable) to enable the correct contract size adjustment to be made. ERC of P&M Items + ERC of Building Component’s = Total ERC (net figure rateable items only) to which contract size adjustment should be applied The 2023 Generic Contractors Test Spreadsheet has this facility built into the programme - it is recommended you undertake all contractors test valuations using this spreadsheet. (Details on the application of contract size adjustments can be found in the RCG 2023 Guidance notes). Where RV is calculated using the comparative method (rental method) the contract size adjustment should be made as follows: Select - SCAT code box ""P and M as an addition” within the 2023 Generic Contractors Test Spreadsheet facility. Or Where the spreadsheet is not used take the: Reciprocal of statutory de-capitalisation rate (i.e. 5% reciprocal = 20) multiply by rateable value of the buildings (before any overall end allowances are made and after making a notional deduction for the land value) and add to the ERC of P&M. Use resultant figure to calculate contract size adjustment. (Guidance Notes - Section 6) | The costs are based on units with a 15m span traveller. The lifting capacity of the crane, height to underside of rail track (top of the track support beam) and the length of the gantry is all that is required to operate the scales (measured between the rails down the middle of the workshop). (Do not hook a metal tape onto the horizontal beam in order to gain the height. Most have exposed electrical cables attached). LINEAR METRE is distance-taking measurement between rail tracks of the length of the rail tracks. (Not always the length of the building) and is NOT the combined length of the two rails. The above costs do not include the moving traveller but do include foundations | Moving beam buffers These may be of various lengths and where two travellers work the same beam they prevent the two beams from coming to close together. This allows even distribution of weight down through the vertical stanchions. For max weight that rail support and stanchions can take look at SWL indication on main traveller. DO NOT add the various beam support weights together the max load that can be lifted is the heaviest beams SWL. | Class 4 Table 3 Foundations, settings, fixed gantries, supports Class 1 Table 1) List of Accessories (i) Travellers, Cranes Class 2 Table 2) | Whole is not rateable if under Class 1 or Class 2 if not used in connection with fuel for the generation of power or if not accessory to Class 1 or Class | Moving Traveller (Class 1 and Class 2) | It is assumed that the item forms part of an "average size industrial, commercial or office complex". Where it would be normal to find more than one item in such a hereditament the ERC stated has been adjusted to reflect any number / quantity, discount. These figures are NOT one off figures. | If the traveller span varies from the 15m basic cost guide standard then the following % adjustments are to be adopted. 5m span deduct 60%, 7 & 8m span deduct 50%, 10m span deduct 30%, (15m span no change), 20m span add 45%, 25m span add 90%. | Cranes: Gantry Rails & Supports Integral. Composite stanchion taking the main support beam and rail track. | - | 10071 |  | M | - | NA | NA | NA | 890.5 | Option 2 | 1104.0456 | 23.98% | 0 | 0 | -100% | -100% | 0 | -100% | Redirected | NA | VOA_GPN_GOV_UK\7246041 | 2019-08-30 | Low | Blue | High | Risk taken from previous CG | - | - | NA | SPONS A&B | NA | (BEAMS Note 1) The ERC for this item should be added to the total of the ERC of the other P&M items on the site and the Buildings ERC (where applicable) to enable the correct contract size adjustment to be made. ERC of P&M Items + ERC of Building Component’s = Total ERC (net figure rateable items only) to which contract size adjustment should be applied The 2021 Generic Contractors Test Spreadsheet has this facility built into the programme - it is recommended you undertake all contractors test valuations using this spreadsheet. (Details on the application of contract size adjustments can be found in the RCG 2021 Guidance notes). Where RV is calculated using the comparative method (rental method) the contract size adjustment should be made as follows: Select - SCAT code box "P and M as an addition” within the 2021 Generic Contractors Test Spreadsheet facility. Or Where the spreadsheet is not used take the: Reciprocal of statutory de-capitalisation rate (i.e. 5% reciprocal = 20) multiply by rateable value of the buildings (before any overall end allowances are made and after making a notional deduction for the land value) and add to the ERC of P&M. Use resultant figure to calculate contract size adjustment. (Guidance Notes - Section 6) | Cranes: Gantry Rails & Supports Integral. Composite stanchion taking the main support beam and rail track. | - | 1 | TRUE
975 | 214B81 | 7922 | 214B81 | Cranes | Gantry Rails and Supports - Integral | Height to Underside of Rail Track | 26.9m | 20 tonnes | The crane gantry support beam supports the rail track upon which the moving traveller rests. The costs given include the extra foundations, the extra size of the support stanchion, the support beam and the rail track. Most buildings erected with structural steel stanchions are capable of also holding a gantry rail of up to 5 tonnes. In these cases an angle fillet is bolted to the upright projecting into the workshop/warehouse and the rail track support (with rail track on top) is fixed to this. As the traveller tonnage increases (over 5 tonnes) the upright stanchions, and horizontal beam, (and foundations to the stanchions) are increased in size to accommodate the extra load and thus the costs set out are in part for this ADDITIONAL cost element. This is over and above the figures used for the building framework. The additional steelwork, concrete foundation work, support beam, support flanges and rail track are regarded as Class 4 Table 3 structural supports and ERC¬s provided are all inclusive. The foundations will be larger to accommodate the extra load and the table includes an item for this element Below 5 tonnes the support beam and rail track may be substantial and the cost of this alone can be calculated by using the weight of steel appropriate. See Structural Steelwork supporting structures. Moving beam buffers These may be of various lengths and where two travellers work the same beam they prevent the two beams from coming to close together. This allows even distribution of weight down through the vertical stanchions. For max weight that rail support and stanchions can take look at SWL indication on main traveller. DO NOT add the various beam support weights together the max load that can be lifted is the heaviest beams SWL. | Location Adjustment Applicable (See Guidance Notes) - ERC = UK mean of 1.00 | (BEAMS Note 1) The ERC for this item should be added to the total of the ERC of the other P&M items on the site and the Buildings ERC (where applicable) to enable the correct contract size adjustment to be made. ERC of P&M Items + ERC of Building Component’s = Total ERC (net figure rateable items only) to which contract size adjustment should be applied The 2023 Generic Contractors Test Spreadsheet has this facility built into the programme - it is recommended you undertake all contractors test valuations using this spreadsheet. (Details on the application of contract size adjustments can be found in the RCG 2023 Guidance notes). Where RV is calculated using the comparative method (rental method) the contract size adjustment should be made as follows: Select - SCAT code box ""P and M as an addition” within the 2023 Generic Contractors Test Spreadsheet facility. Or Where the spreadsheet is not used take the: Reciprocal of statutory de-capitalisation rate (i.e. 5% reciprocal = 20) multiply by rateable value of the buildings (before any overall end allowances are made and after making a notional deduction for the land value) and add to the ERC of P&M. Use resultant figure to calculate contract size adjustment. (Guidance Notes - Section 6) | The costs are based on units with a 15m span traveller. The lifting capacity of the crane, height to underside of rail track (top of the track support beam) and the length of the gantry is all that is required to operate the scales (measured between the rails down the middle of the workshop). (Do not hook a metal tape onto the horizontal beam in order to gain the height. Most have exposed electrical cables attached). LINEAR METRE is distance-taking measurement between rail tracks of the length of the rail tracks. (Not always the length of the building) and is NOT the combined length of the two rails. The above costs do not include the moving traveller but do include foundations | Moving beam buffers These may be of various lengths and where two travellers work the same beam they prevent the two beams from coming to close together. This allows even distribution of weight down through the vertical stanchions. For max weight that rail support and stanchions can take look at SWL indication on main traveller. DO NOT add the various beam support weights together the max load that can be lifted is the heaviest beams SWL. | Class 4 Table 3 Foundations, settings, fixed gantries, supports Class 1 Table 1) List of Accessories (i) Travellers, Cranes Class 2 Table 2) | Whole is not rateable if under Class 1 or Class 2 if not used in connection with fuel for the generation of power or if not accessory to Class 1 or Class | Moving Traveller (Class 1 and Class 2) | It is assumed that the item forms part of an "average size industrial, commercial or office complex". Where it would be normal to find more than one item in such a hereditament the ERC stated has been adjusted to reflect any number / quantity, discount. These figures are NOT one off figures. | If the traveller span varies from the 15m basic cost guide standard then the following % adjustments are to be adopted. 5m span deduct 60%, 7 & 8m span deduct 50%, 10m span deduct 30%, (15m span no change), 20m span add 45%, 25m span add 90%. | Cranes: Gantry Rails & Supports Integral. Composite stanchion taking the main support beam and rail track. | - | 10071 |  | M | - | NA | NA | NA | 1134.5312 | Option 2 | 1406.5965 | 23.98% | 0 | 0 | -100% | -100% | 0 | -100% | Redirected | NA | VOA_GPN_GOV_UK\7246041 | 2019-08-30 | Low | Blue | High | Risk taken from previous CG | - | - | NA | SPONS A&B | NA | (BEAMS Note 1) The ERC for this item should be added to the total of the ERC of the other P&M items on the site and the Buildings ERC (where applicable) to enable the correct contract size adjustment to be made. ERC of P&M Items + ERC of Building Component’s = Total ERC (net figure rateable items only) to which contract size adjustment should be applied The 2021 Generic Contractors Test Spreadsheet has this facility built into the programme - it is recommended you undertake all contractors test valuations using this spreadsheet. (Details on the application of contract size adjustments can be found in the RCG 2021 Guidance notes). Where RV is calculated using the comparative method (rental method) the contract size adjustment should be made as follows: Select - SCAT code box "P and M as an addition” within the 2021 Generic Contractors Test Spreadsheet facility. Or Where the spreadsheet is not used take the: Reciprocal of statutory de-capitalisation rate (i.e. 5% reciprocal = 20) multiply by rateable value of the buildings (before any overall end allowances are made and after making a notional deduction for the land value) and add to the ERC of P&M. Use resultant figure to calculate contract size adjustment. (Guidance Notes - Section 6) | Cranes: Gantry Rails & Supports Integral. Composite stanchion taking the main support beam and rail track. | - | 1 | TRUE
976 | 214B82 | 7923 | 214B82 | Cranes | Gantry Rails and Supports - Integral | Height to Underside of Rail Track | 26.9m | 25 tonnes | The crane gantry support beam supports the rail track upon which the moving traveller rests. The costs given include the extra foundations, the extra size of the support stanchion, the support beam and the rail track. Most buildings erected with structural steel stanchions are capable of also holding a gantry rail of up to 5 tonnes. In these cases an angle fillet is bolted to the upright projecting into the workshop/warehouse and the rail track support (with rail track on top) is fixed to this. As the traveller tonnage increases (over 5 tonnes) the upright stanchions, and horizontal beam, (and foundations to the stanchions) are increased in size to accommodate the extra load and thus the costs set out are in part for this ADDITIONAL cost element. This is over and above the figures used for the building framework. The additional steelwork, concrete foundation work, support beam, support flanges and rail track are regarded as Class 4 Table 3 structural supports and ERC¬s provided are all inclusive. The foundations will be larger to accommodate the extra load and the table includes an item for this element Below 5 tonnes the support beam and rail track may be substantial and the cost of this alone can be calculated by using the weight of steel appropriate. See Structural Steelwork supporting structures. Moving beam buffers These may be of various lengths and where two travellers work the same beam they prevent the two beams from coming to close together. This allows even distribution of weight down through the vertical stanchions. For max weight that rail support and stanchions can take look at SWL indication on main traveller. DO NOT add the various beam support weights together the max load that can be lifted is the heaviest beams SWL. | Location Adjustment Applicable (See Guidance Notes) - ERC = UK mean of 1.00 | (BEAMS Note 1) The ERC for this item should be added to the total of the ERC of the other P&M items on the site and the Buildings ERC (where applicable) to enable the correct contract size adjustment to be made. ERC of P&M Items + ERC of Building Component’s = Total ERC (net figure rateable items only) to which contract size adjustment should be applied The 2023 Generic Contractors Test Spreadsheet has this facility built into the programme - it is recommended you undertake all contractors test valuations using this spreadsheet. (Details on the application of contract size adjustments can be found in the RCG 2023 Guidance notes). Where RV is calculated using the comparative method (rental method) the contract size adjustment should be made as follows: Select - SCAT code box ""P and M as an addition” within the 2023 Generic Contractors Test Spreadsheet facility. Or Where the spreadsheet is not used take the: Reciprocal of statutory de-capitalisation rate (i.e. 5% reciprocal = 20) multiply by rateable value of the buildings (before any overall end allowances are made and after making a notional deduction for the land value) and add to the ERC of P&M. Use resultant figure to calculate contract size adjustment. (Guidance Notes - Section 6) | The costs are based on units with a 15m span traveller. The lifting capacity of the crane, height to underside of rail track (top of the track support beam) and the length of the gantry is all that is required to operate the scales (measured between the rails down the middle of the workshop). (Do not hook a metal tape onto the horizontal beam in order to gain the height. Most have exposed electrical cables attached). LINEAR METRE is distance-taking measurement between rail tracks of the length of the rail tracks. (Not always the length of the building) and is NOT the combined length of the two rails. The above costs do not include the moving traveller but do include foundations | Moving beam buffers These may be of various lengths and where two travellers work the same beam they prevent the two beams from coming to close together. This allows even distribution of weight down through the vertical stanchions. For max weight that rail support and stanchions can take look at SWL indication on main traveller. DO NOT add the various beam support weights together the max load that can be lifted is the heaviest beams SWL. | Class 4 Table 3 Foundations, settings, fixed gantries, supports Class 1 Table 1) List of Accessories (i) Travellers, Cranes Class 2 Table 2) | Whole is not rateable if under Class 1 or Class 2 if not used in connection with fuel for the generation of power or if not accessory to Class 1 or Class | Moving Traveller (Class 1 and Class 2) | It is assumed that the item forms part of an "average size industrial, commercial or office complex". Where it would be normal to find more than one item in such a hereditament the ERC stated has been adjusted to reflect any number / quantity, discount. These figures are NOT one off figures. | If the traveller span varies from the 15m basic cost guide standard then the following % adjustments are to be adopted. 5m span deduct 60%, 7 & 8m span deduct 50%, 10m span deduct 30%, (15m span no change), 20m span add 45%, 25m span add 90%. | Cranes: Gantry Rails & Supports Integral. Composite stanchion taking the main support beam and rail track. | - | 10071 |  | M | - | NA | NA | NA | 1352.875 | Option 2 | 1677.3 | 23.98% | 0 | 0 | -100% | -100% | 0 | -100% | Redirected | NA | VOA_GPN_GOV_UK\7246041 | 2019-08-30 | Low | Blue | High | Risk taken from previous CG | - | - | NA | SPONS A&B | NA | (BEAMS Note 1) The ERC for this item should be added to the total of the ERC of the other P&M items on the site and the Buildings ERC (where applicable) to enable the correct contract size adjustment to be made. ERC of P&M Items + ERC of Building Component’s = Total ERC (net figure rateable items only) to which contract size adjustment should be applied The 2021 Generic Contractors Test Spreadsheet has this facility built into the programme - it is recommended you undertake all contractors test valuations using this spreadsheet. (Details on the application of contract size adjustments can be found in the RCG 2021 Guidance notes). Where RV is calculated using the comparative method (rental method) the contract size adjustment should be made as follows: Select - SCAT code box "P and M as an addition” within the 2021 Generic Contractors Test Spreadsheet facility. Or Where the spreadsheet is not used take the: Reciprocal of statutory de-capitalisation rate (i.e. 5% reciprocal = 20) multiply by rateable value of the buildings (before any overall end allowances are made and after making a notional deduction for the land value) and add to the ERC of P&M. Use resultant figure to calculate contract size adjustment. (Guidance Notes - Section 6) | Cranes: Gantry Rails & Supports Integral. Composite stanchion taking the main support beam and rail track. | - | 1 | TRUE
977 | 214B83 | 7924 | 214B83 | Cranes | Gantry Rails and Supports - Integral | Height to Underside of Rail Track | 26.9m | 30 tonnes | The crane gantry support beam supports the rail track upon which the moving traveller rests. The costs given include the extra foundations, the extra size of the support stanchion, the support beam and the rail track. Most buildings erected with structural steel stanchions are capable of also holding a gantry rail of up to 5 tonnes. In these cases an angle fillet is bolted to the upright projecting into the workshop/warehouse and the rail track support (with rail track on top) is fixed to this. As the traveller tonnage increases (over 5 tonnes) the upright stanchions, and horizontal beam, (and foundations to the stanchions) are increased in size to accommodate the extra load and thus the costs set out are in part for this ADDITIONAL cost element. This is over and above the figures used for the building framework. The additional steelwork, concrete foundation work, support beam, support flanges and rail track are regarded as Class 4 Table 3 structural supports and ERC¬s provided are all inclusive. The foundations will be larger to accommodate the extra load and the table includes an item for this element Below 5 tonnes the support beam and rail track may be substantial and the cost of this alone can be calculated by using the weight of steel appropriate. See Structural Steelwork supporting structures. Moving beam buffers These may be of various lengths and where two travellers work the same beam they prevent the two beams from coming to close together. This allows even distribution of weight down through the vertical stanchions. For max weight that rail support and stanchions can take look at SWL indication on main traveller. DO NOT add the various beam support weights together the max load that can be lifted is the heaviest beams SWL. | Location Adjustment Applicable (See Guidance Notes) - ERC = UK mean of 1.00 | (BEAMS Note 1) The ERC for this item should be added to the total of the ERC of the other P&M items on the site and the Buildings ERC (where applicable) to enable the correct contract size adjustment to be made. ERC of P&M Items + ERC of Building Component’s = Total ERC (net figure rateable items only) to which contract size adjustment should be applied The 2023 Generic Contractors Test Spreadsheet has this facility built into the programme - it is recommended you undertake all contractors test valuations using this spreadsheet. (Details on the application of contract size adjustments can be found in the RCG 2023 Guidance notes). Where RV is calculated using the comparative method (rental method) the contract size adjustment should be made as follows: Select - SCAT code box ""P and M as an addition” within the 2023 Generic Contractors Test Spreadsheet facility. Or Where the spreadsheet is not used take the: Reciprocal of statutory de-capitalisation rate (i.e. 5% reciprocal = 20) multiply by rateable value of the buildings (before any overall end allowances are made and after making a notional deduction for the land value) and add to the ERC of P&M. Use resultant figure to calculate contract size adjustment. (Guidance Notes - Section 6) | The costs are based on units with a 15m span traveller. The lifting capacity of the crane, height to underside of rail track (top of the track support beam) and the length of the gantry is all that is required to operate the scales (measured between the rails down the middle of the workshop). (Do not hook a metal tape onto the horizontal beam in order to gain the height. Most have exposed electrical cables attached). LINEAR METRE is distance-taking measurement between rail tracks of the length of the rail tracks. (Not always the length of the building) and is NOT the combined length of the two rails. The above costs do not include the moving traveller but do include foundations | Moving beam buffers These may be of various lengths and where two travellers work the same beam they prevent the two beams from coming to close together. This allows even distribution of weight down through the vertical stanchions. For max weight that rail support and stanchions can take look at SWL indication on main traveller. DO NOT add the various beam support weights together the max load that can be lifted is the heaviest beams SWL. | Class 4 Table 3 Foundations, settings, fixed gantries, supports Class 1 Table 1) List of Accessories (i) Travellers, Cranes Class 2 Table 2) | Whole is not rateable if under Class 1 or Class 2 if not used in connection with fuel for the generation of power or if not accessory to Class 1 or Class | Moving Traveller (Class 1 and Class 2) | It is assumed that the item forms part of an "average size industrial, commercial or office complex". Where it would be normal to find more than one item in such a hereditament the ERC stated has been adjusted to reflect any number / quantity, discount. These figures are NOT one off figures. | If the traveller span varies from the 15m basic cost guide standard then the following % adjustments are to be adopted. 5m span deduct 60%, 7 & 8m span deduct 50%, 10m span deduct 30%, (15m span no change), 20m span add 45%, 25m span add 90%. | Cranes: Gantry Rails & Supports Integral. Composite stanchion taking the main support beam and rail track. | - | 10071 |  | M | - | NA | NA | NA | 1776.7188 | Option 2 | 2202.7832 | 23.98% | 0 | 0 | -100% | -100% | 0 | -100% | Redirected | NA | VOA_GPN_GOV_UK\7246041 | 2019-08-30 | Low | Blue | High | Risk taken from previous CG | - | - | NA | SPONS A&B | NA | (BEAMS Note 1) The ERC for this item should be added to the total of the ERC of the other P&M items on the site and the Buildings ERC (where applicable) to enable the correct contract size adjustment to be made. ERC of P&M Items + ERC of Building Component’s = Total ERC (net figure rateable items only) to which contract size adjustment should be applied The 2021 Generic Contractors Test Spreadsheet has this facility built into the programme - it is recommended you undertake all contractors test valuations using this spreadsheet. (Details on the application of contract size adjustments can be found in the RCG 2021 Guidance notes). Where RV is calculated using the comparative method (rental method) the contract size adjustment should be made as follows: Select - SCAT code box "P and M as an addition” within the 2021 Generic Contractors Test Spreadsheet facility. Or Where the spreadsheet is not used take the: Reciprocal of statutory de-capitalisation rate (i.e. 5% reciprocal = 20) multiply by rateable value of the buildings (before any overall end allowances are made and after making a notional deduction for the land value) and add to the ERC of P&M. Use resultant figure to calculate contract size adjustment. (Guidance Notes - Section 6) | Cranes: Gantry Rails & Supports Integral. Composite stanchion taking the main support beam and rail track. | - | 1 | TRUE
978 | 214B84 | 7925 | 214B84 | Cranes | Gantry Rails and Supports - Integral | Height to Underside of Rail Track | 27.43m | 10 tonnes | The crane gantry support beam supports the rail track upon which the moving traveller rests. The costs given include the extra foundations, the extra size of the support stanchion, the support beam and the rail track. Most buildings erected with structural steel stanchions are capable of also holding a gantry rail of up to 5 tonnes. In these cases an angle fillet is bolted to the upright projecting into the workshop/warehouse and the rail track support (with rail track on top) is fixed to this. As the traveller tonnage increases (over 5 tonnes) the upright stanchions, and horizontal beam, (and foundations to the stanchions) are increased in size to accommodate the extra load and thus the costs set out are in part for this ADDITIONAL cost element. This is over and above the figures used for the building framework. The additional steelwork, concrete foundation work, support beam, support flanges and rail track are regarded as Class 4 Table 3 structural supports and ERC provided are all inclusive. The foundations will be larger to accommodate the extra load and the table includes an item for this element Below 5 tonnes the support beam and rail track may be substantial and the cost of this alone can be calculated by using the weight of steel appropriate. See Structural Steelwork supporting structures. Moving beam buffers These may be of various lengths and where two travellers work the same beam they prevent the two beams from coming to close together. This allows even distribution of weight down through the vertical stanchions. For max weight that rail support and stanchions can take look at SWL indication on main traveller. DO NOT add the various beam support weights together the max load that can be lifted is the heaviest beams SWL. | Location Adjustment Applicable (See Guidance Notes) - ERC = UK mean of 1.00 | (BEAMS Note 1) The ERC for this item should be added to the total of the ERC of the other P&M items on the site and the Buildings ERC (where applicable) to enable the correct contract size adjustment to be made. ERC of P&M Items + ERC of Building Component’s = Total ERC (net figure rateable items only) to which contract size adjustment should be applied The 2023 Generic Contractors Test Spreadsheet has this facility built into the programme - it is recommended you undertake all contractors test valuations using this spreadsheet. (Details on the application of contract size adjustments can be found in the RCG 2023 Guidance notes). Where RV is calculated using the comparative method (rental method) the contract size adjustment should be made as follows: Select - SCAT code box ""P and M as an addition” within the 2023 Generic Contractors Test Spreadsheet facility. Or Where the spreadsheet is not used take the: Reciprocal of statutory de-capitalisation rate (i.e. 5% reciprocal = 20) multiply by rateable value of the buildings (before any overall end allowances are made and after making a notional deduction for the land value) and add to the ERC of P&M. Use resultant figure to calculate contract size adjustment. (Guidance Notes - Section 6) | The costs are based on units with a 15m span traveller. The lifting capacity of the crane, height to underside of rail track (top of the track support beam) and the length of the gantry is all that is required to operate the scales (measured between the rails down the middle of the workshop). (Do not hook a metal tape onto the horizontal beam in order to gain the height. Most have exposed electrical cables attached). LINEAR METRE is distance-taking measurement between rail tracks of the length of the rail tracks. (Not always the length of the building) and is NOT the combined length of the two rails. The above costs do not include the moving traveller but do include foundations | Moving beam buffers These may be of various lengths and where two travellers work the same beam they prevent the two beams from coming to close together. This allows even distribution of weight down through the vertical stanchions. For max weight that rail support and stanchions can take look at SWL indication on main traveller. DO NOT add the various beam support weights together the max load that can be lifted is the heaviest beams SWL. | Class 4 Table 3 Foundations, settings, fixed gantries, supports Class 1 Table 1) List of Accessories (i) Travellers, Cranes Class 2 Table 2) | Whole is not rateable if under Class 1 or Class 2 if not used in connection with fuel for the generation of power or if not accessory to Class 1 or Class. | Moving Traveller (Class 1 and Class 2). | It is assumed that the item forms part of an average size industrial, commercial or office complex. Where it would be normal to find more than one item in such a hereditament the ERC stated has been adjusted to reflect any number / quantity, discount. These figures are NOT one off figures. | If the traveller span varies from the 15m basic cost guide standard then the following % adjustments are to be adopted. 5m span deduct 60%, 7 & 8m span deduct 50%, 10m span deduct 30%, (15m span no change), 20m span add 45%, 25m span add 90%. | Cranes: Gantry Rails & Supports Integral. Composite stanchion taking the main support beam and rail track. | - | 10071 | 214B79 | m | - | Please Select | - | - | 659.3125 | Option 2 | 817.4183 | 23.98% | 1656.0356 | 1251.5726 | 89.83% | 53.11% | 1251.5726 | 89.83% | ERC Over-ridden | Ryan Casey | VOA_GPN_GOV_UK\7233251 | 2021-07-28 | Low | Blue | High | Cost build up has no narrative to explain quantities no resemblance to SPONS rates. Needs a fresh measure next time and costs likely to decrease significantly. | - | No build up. RC continued template for Freestanding cranes, which had a build-up. ERC index RCG2021 rate. | NA | SPONS A&B | 2 | (BEAMS Note 1) P&M | Cranes: Gantry Rails & Supports Integral. Composite stanchion taking the main support beam and rail track. | - | 1 | TRUE
979 | 214B86 | 7927 | 214B86 | Cranes | Gantry Rails and Supports - Integral | Height to Underside of Rail Track | 27.43m | 20 tonnes | The crane gantry support beam supports the rail track upon which the moving traveller rests. The costs given include the extra foundations, the extra size of the support stanchion, the support beam and the rail track. Most buildings erected with structural steel stanchions are capable of also holding a gantry rail of up to 5 tonnes. In these cases an angle fillet is bolted to the upright projecting into the workshop/warehouse and the rail track support (with rail track on top) is fixed to this. As the traveller tonnage increases (over 5 tonnes) the upright stanchions, and horizontal beam, (and foundations to the stanchions) are increased in size to accommodate the extra load and thus the costs set out are in part for this ADDITIONAL cost element. This is over and above the figures used for the building framework. The additional steelwork, concrete foundation work, support beam, support flanges and rail track are regarded as Class 4 Table 3 structural supports and ERC¬s provided are all inclusive. The foundations will be larger to accommodate the extra load and the table includes an item for this element Below 5 tonnes the support beam and rail track may be substantial and the cost of this alone can be calculated by using the weight of steel appropriate. See Structural Steelwork supporting structures. Moving beam buffers These may be of various lengths and where two travellers work the same beam they prevent the two beams from coming to close together. This allows even distribution of weight down through the vertical stanchions. For max weight that rail support and stanchions can take look at SWL indication on main traveller. DO NOT add the various beam support weights together the max load that can be lifted is the heaviest beams SWL. | Location Adjustment Applicable (See Guidance Notes) - ERC = UK mean of 1.00 | (BEAMS Note 1) The ERC for this item should be added to the total of the ERC of the other P&M items on the site and the Buildings ERC (where applicable) to enable the correct contract size adjustment to be made. ERC of P&M Items + ERC of Building Component’s = Total ERC (net figure rateable items only) to which contract size adjustment should be applied The 2023 Generic Contractors Test Spreadsheet has this facility built into the programme - it is recommended you undertake all contractors test valuations using this spreadsheet. (Details on the application of contract size adjustments can be found in the RCG 2023 Guidance notes). Where RV is calculated using the comparative method (rental method) the contract size adjustment should be made as follows: Select - SCAT code box ""P and M as an addition” within the 2023 Generic Contractors Test Spreadsheet facility. Or Where the spreadsheet is not used take the: Reciprocal of statutory de-capitalisation rate (i.e. 5% reciprocal = 20) multiply by rateable value of the buildings (before any overall end allowances are made and after making a notional deduction for the land value) and add to the ERC of P&M. Use resultant figure to calculate contract size adjustment. (Guidance Notes - Section 6) | The costs are based on units with a 15m span traveller. The lifting capacity of the crane, height to underside of rail track (top of the track support beam) and the length of the gantry is all that is required to operate the scales (measured between the rails down the middle of the workshop). (Do not hook a metal tape onto the horizontal beam in order to gain the height. Most have exposed electrical cables attached). LINEAR METRE is distance-taking measurement between rail tracks of the length of the rail tracks. (Not always the length of the building) and is NOT the combined length of the two rails. The above costs do not include the moving traveller but do include foundations | Moving beam buffers These may be of various lengths and where two travellers work the same beam they prevent the two beams from coming to close together. This allows even distribution of weight down through the vertical stanchions. For max weight that rail support and stanchions can take look at SWL indication on main traveller. DO NOT add the various beam support weights together the max load that can be lifted is the heaviest beams SWL. | Class 4 Table 3 Foundations, settings, fixed gantries, supports Class 1 Table 1) List of Accessories (i) Travellers, Cranes Class 2 Table 2) | Whole is not rateable if under Class 1 or Class 2 if not used in connection with fuel for the generation of power or if not accessory to Class 1 or Class | Moving Traveller (Class 1 and Class 2) | It is assumed that the item forms part of an "average size industrial, commercial or office complex". Where it would be normal to find more than one item in such a hereditament the ERC stated has been adjusted to reflect any number / quantity, discount. These figures are NOT one off figures. | If the traveller span varies from the 15m basic cost guide standard then the following % adjustments are to be adopted. 5m span deduct 60%, 7 & 8m span deduct 50%, 10m span deduct 30%, (15m span no change), 20m span add 45%, 25m span add 90%. | Cranes: Gantry Rails & Supports Integral. Composite stanchion taking the main support beam and rail track. | - | 10071 |  | M | - | NA | NA | NA | 1173.0625 | Option 2 | 1454.3677 | 23.98% | 0 | 0 | -100% | -100% | 0 | -100% | Redirected | NA | VOA_GPN_GOV_UK\7246041 | 2019-08-30 | Low | Blue | High | Risk taken from previous CG | - | - | NA | SPONS A&B | NA | (BEAMS Note 1) The ERC for this item should be added to the total of the ERC of the other P&M items on the site and the Buildings ERC (where applicable) to enable the correct contract size adjustment to be made. ERC of P&M Items + ERC of Building Component’s = Total ERC (net figure rateable items only) to which contract size adjustment should be applied The 2021 Generic Contractors Test Spreadsheet has this facility built into the programme - it is recommended you undertake all contractors test valuations using this spreadsheet. (Details on the application of contract size adjustments can be found in the RCG 2021 Guidance notes). Where RV is calculated using the comparative method (rental method) the contract size adjustment should be made as follows: Select - SCAT code box "P and M as an addition” within the 2021 Generic Contractors Test Spreadsheet facility. Or Where the spreadsheet is not used take the: Reciprocal of statutory de-capitalisation rate (i.e. 5% reciprocal = 20) multiply by rateable value of the buildings (before any overall end allowances are made and after making a notional deduction for the land value) and add to the ERC of P&M. Use resultant figure to calculate contract size adjustment. (Guidance Notes - Section 6) | Cranes: Gantry Rails & Supports Integral. Composite stanchion taking the main support beam and rail track. | - | 1 | TRUE
980 | 214B87 | 7899 | 214B87 | Cranes | Gantry Rails and Supports - Integral | Height to Underside of Rail Track | 27.43m | 25 tonnes | The crane gantry support beam supports the rail track upon which the moving traveller rests. The costs given include the extra foundations, the extra size of the support stanchion, the support beam and the rail track. Most buildings erected with structural steel stanchions are capable of also holding a gantry rail of up to 5 tonnes. In these cases an angle fillet is bolted to the upright projecting into the workshop/warehouse and the rail track support (with rail track on top) is fixed to this. As the traveller tonnage increases (over 5 tonnes) the upright stanchions, and horizontal beam, (and foundations to the stanchions) are increased in size to accommodate the extra load and thus the costs set out are in part for this ADDITIONAL cost element. This is over and above the figures used for the building framework. The additional steelwork, concrete foundation work, support beam, support flanges and rail track are regarded as Class 4 Table 3 structural supports and ERC¬s provided are all inclusive. The foundations will be larger to accommodate the extra load and the table includes an item for this element Below 5 tonnes the support beam and rail track may be substantial and the cost of this alone can be calculated by using the weight of steel appropriate. See Structural Steelwork supporting structures. Moving beam buffers These may be of various lengths and where two travellers work the same beam they prevent the two beams from coming to close together. This allows even distribution of weight down through the vertical stanchions. For max weight that rail support and stanchions can take look at SWL indication on main traveller. DO NOT add the various beam support weights together the max load that can be lifted is the heaviest beams SWL. | Location Adjustment Applicable (See Guidance Notes) - ERC = UK mean of 1.00 | (BEAMS Note 1) The ERC for this item should be added to the total of the ERC of the other P&M items on the site and the Buildings ERC (where applicable) to enable the correct contract size adjustment to be made. ERC of P&M Items + ERC of Building Component’s = Total ERC (net figure rateable items only) to which contract size adjustment should be applied The 2023 Generic Contractors Test Spreadsheet has this facility built into the programme - it is recommended you undertake all contractors test valuations using this spreadsheet. (Details on the application of contract size adjustments can be found in the RCG 2023 Guidance notes). Where RV is calculated using the comparative method (rental method) the contract size adjustment should be made as follows: Select - SCAT code box ""P and M as an addition” within the 2023 Generic Contractors Test Spreadsheet facility. Or Where the spreadsheet is not used take the: Reciprocal of statutory de-capitalisation rate (i.e. 5% reciprocal = 20) multiply by rateable value of the buildings (before any overall end allowances are made and after making a notional deduction for the land value) and add to the ERC of P&M. Use resultant figure to calculate contract size adjustment. (Guidance Notes - Section 6) | The costs are based on units with a 15m span traveller. The lifting capacity of the crane, height to underside of rail track (top of the track support beam) and the length of the gantry is all that is required to operate the scales (measured between the rails down the middle of the workshop). (Do not hook a metal tape onto the horizontal beam in order to gain the height. Most have exposed electrical cables attached). LINEAR METRE is distance-taking measurement between rail tracks of the length of the rail tracks. (Not always the length of the building) and is NOT the combined length of the two rails. The above costs do not include the moving traveller but do include foundations | Moving beam buffers These may be of various lengths and where two travellers work the same beam they prevent the two beams from coming to close together. This allows even distribution of weight down through the vertical stanchions. For max weight that rail support and stanchions can take look at SWL indication on main traveller. DO NOT add the various beam support weights together the max load that can be lifted is the heaviest beams SWL. | Class 4 Table 3 Foundations, settings, fixed gantries, supports Class 1 Table 1) List of Accessories (i) Travellers, Cranes Class 2 Table 2) | Whole is not rateable if under Class 1 or Class 2 if not used in connection with fuel for the generation of power or if not accessory to Class 1 or Class | Moving Traveller (Class 1 and Class 2) | It is assumed that the item forms part of an "average size industrial, commercial or office complex". Where it would be normal to find more than one item in such a hereditament the ERC stated has been adjusted to reflect any number / quantity, discount. These figures are NOT one off figures. | If the traveller span varies from the 15m basic cost guide standard then the following % adjustments are to be adopted. 5m span deduct 60%, 7 & 8m span deduct 50%, 10m span deduct 30%, (15m span no change), 20m span add 45%, 25m span add 90%. | Cranes: Gantry Rails & Supports Integral. Composite stanchion taking the main support beam and rail track. | - | 10071 |  | M | - | NA | NA | NA | 1399.9688 | Option 2 | 1735.687 | 23.98% | 0 | 0 | -100% | -100% | 0 | -100% | Redirected | NA | VOA_GPN_GOV_UK\7246041 | 2019-08-30 | Low | Blue | High | Risk taken from previous CG | - | - | NA | SPONS A&B | NA | (BEAMS Note 1) The ERC for this item should be added to the total of the ERC of the other P&M items on the site and the Buildings ERC (where applicable) to enable the correct contract size adjustment to be made. ERC of P&M Items + ERC of Building Component’s = Total ERC (net figure rateable items only) to which contract size adjustment should be applied The 2021 Generic Contractors Test Spreadsheet has this facility built into the programme - it is recommended you undertake all contractors test valuations using this spreadsheet. (Details on the application of contract size adjustments can be found in the RCG 2021 Guidance notes). Where RV is calculated using the comparative method (rental method) the contract size adjustment should be made as follows: Select - SCAT code box "P and M as an addition” within the 2021 Generic Contractors Test Spreadsheet facility. Or Where the spreadsheet is not used take the: Reciprocal of statutory de-capitalisation rate (i.e. 5% reciprocal = 20) multiply by rateable value of the buildings (before any overall end allowances are made and after making a notional deduction for the land value) and add to the ERC of P&M. Use resultant figure to calculate contract size adjustment. (Guidance Notes - Section 6) | Cranes: Gantry Rails & Supports Integral. Composite stanchion taking the main support beam and rail track. | - | 1 | TRUE
981 | 214B88 | 7928 | 214B88 | Cranes | Gantry Rails and Supports - Integral | Height to Underside of Rail Track | 27.43m | 30 tonnes | The crane gantry support beam supports the rail track upon which the moving traveller rests. The costs given include the extra foundations, the extra size of the support stanchion, the support beam and the rail track. Most buildings erected with structural steel stanchions are capable of also holding a gantry rail of up to 5 tonnes. In these cases an angle fillet is bolted to the upright projecting into the workshop/warehouse and the rail track support (with rail track on top) is fixed to this. As the traveller tonnage increases (over 5 tonnes) the upright stanchions, and horizontal beam, (and foundations to the stanchions) are increased in size to accommodate the extra load and thus the costs set out are in part for this ADDITIONAL cost element. This is over and above the figures used for the building framework. The additional steelwork, concrete foundation work, support beam, support flanges and rail track are regarded as Class 4 Table 3 structural supports and ERC¬s provided are all inclusive. The foundations will be larger to accommodate the extra load and the table includes an item for this element Below 5 tonnes the support beam and rail track may be substantial and the cost of this alone can be calculated by using the weight of steel appropriate. See Structural Steelwork supporting structures. Moving beam buffers These may be of various lengths and where two travellers work the same beam they prevent the two beams from coming to close together. This allows even distribution of weight down through the vertical stanchions. For max weight that rail support and stanchions can take look at SWL indication on main traveller. DO NOT add the various beam support weights together the max load that can be lifted is the heaviest beams SWL. | Location Adjustment Applicable (See Guidance Notes) - ERC = UK mean of 1.00 | (BEAMS Note 1) The ERC for this item should be added to the total of the ERC of the other P&M items on the site and the Buildings ERC (where applicable) to enable the correct contract size adjustment to be made. ERC of P&M Items + ERC of Building Component’s = Total ERC (net figure rateable items only) to which contract size adjustment should be applied The 2023 Generic Contractors Test Spreadsheet has this facility built into the programme - it is recommended you undertake all contractors test valuations using this spreadsheet. (Details on the application of contract size adjustments can be found in the RCG 2023 Guidance notes). Where RV is calculated using the comparative method (rental method) the contract size adjustment should be made as follows: Select - SCAT code box ""P and M as an addition” within the 2023 Generic Contractors Test Spreadsheet facility. Or Where the spreadsheet is not used take the: Reciprocal of statutory de-capitalisation rate (i.e. 5% reciprocal = 20) multiply by rateable value of the buildings (before any overall end allowances are made and after making a notional deduction for the land value) and add to the ERC of P&M. Use resultant figure to calculate contract size adjustment. (Guidance Notes - Section 6) | The costs are based on units with a 15m span traveller. The lifting capacity of the crane, height to underside of rail track (top of the track support beam) and the length of the gantry is all that is required to operate the scales (measured between the rails down the middle of the workshop). (Do not hook a metal tape onto the horizontal beam in order to gain the height. Most have exposed electrical cables attached). LINEAR METRE is distance-taking measurement between rail tracks of the length of the rail tracks. (Not always the length of the building) and is NOT the combined length of the two rails. The above costs do not include the moving traveller but do include foundations | Moving beam buffers These may be of various lengths and where two travellers work the same beam they prevent the two beams from coming to close together. This allows even distribution of weight down through the vertical stanchions. For max weight that rail support and stanchions can take look at SWL indication on main traveller. DO NOT add the various beam support weights together the max load that can be lifted is the heaviest beams SWL. | Class 4 Table 3 Foundations, settings, fixed gantries, supports Class 1 Table 1) List of Accessories (i) Travellers, Cranes Class 2 Table 2) | Whole is not rateable if under Class 1 or Class 2 if not used in connection with fuel for the generation of power or if not accessory to Class 1 or Class | Moving Traveller (Class 1 and Class 2) | It is assumed that the item forms part of an "average size industrial, commercial or office complex". Where it would be normal to find more than one item in such a hereditament the ERC stated has been adjusted to reflect any number / quantity, discount. These figures are NOT one off figures. | If the traveller span varies from the 15m basic cost guide standard then the following % adjustments are to be adopted. 5m span deduct 60%, 7 & 8m span deduct 50%, 10m span deduct 30%, (15m span no change), 20m span add 45%, 25m span add 90%. | Cranes: Gantry Rails & Supports Integral. Composite stanchion taking the main support beam and rail track. | - | 10071 |  | M | - | NA | NA | NA | 1836.6562 | Option 2 | 2277.094 | 23.98% | 0 | 0 | -100% | -100% | 0 | -100% | Redirected | NA | VOA_GPN_GOV_UK\7246041 | 2019-08-30 | Low | Blue | High | Risk taken from previous CG | - | - | NA | SPONS A&B | NA | (BEAMS Note 1) The ERC for this item should be added to the total of the ERC of the other P&M items on the site and the Buildings ERC (where applicable) to enable the correct contract size adjustment to be made. ERC of P&M Items + ERC of Building Component’s = Total ERC (net figure rateable items only) to which contract size adjustment should be applied The 2021 Generic Contractors Test Spreadsheet has this facility built into the programme - it is recommended you undertake all contractors test valuations using this spreadsheet. (Details on the application of contract size adjustments can be found in the RCG 2021 Guidance notes). Where RV is calculated using the comparative method (rental method) the contract size adjustment should be made as follows: Select - SCAT code box "P and M as an addition” within the 2021 Generic Contractors Test Spreadsheet facility. Or Where the spreadsheet is not used take the: Reciprocal of statutory de-capitalisation rate (i.e. 5% reciprocal = 20) multiply by rateable value of the buildings (before any overall end allowances are made and after making a notional deduction for the land value) and add to the ERC of P&M. Use resultant figure to calculate contract size adjustment. (Guidance Notes - Section 6) | Cranes: Gantry Rails & Supports Integral. Composite stanchion taking the main support beam and rail track. | - | 1 | TRUE
982 | 214B89 | 7929 | 214B89 | Cranes | Gantry Rails and Supports - Integral | Height to Underside of Rail Track | 28.95m | 20 tonnes | The crane gantry support beam supports the rail track upon which the moving traveller rests. The costs given include the extra foundations, the extra size of the support stanchion, the support beam and the rail track. Most buildings erected with structural steel stanchions are capable of also holding a gantry rail of up to 5 tonnes. In these cases an angle fillet is bolted to the upright projecting into the workshop/warehouse and the rail track support (with rail track on top) is fixed to this. As the traveller tonnage increases (over 5 tonnes) the upright stanchions, and horizontal beam, (and foundations to the stanchions) are increased in size to accommodate the extra load and thus the costs set out are in part for this ADDITIONAL cost element. This is over and above the figures used for the building framework. The additional steelwork, concrete foundation work, support beam, support flanges and rail track are regarded as Class 4 Table 3 structural supports and ERC provided are all inclusive. The foundations will be larger to accommodate the extra load and the table includes an item for this element Below 5 tonnes the support beam and rail track may be substantial and the cost of this alone can be calculated by using the weight of steel appropriate. See Structural Steelwork supporting structures. Moving beam buffers These may be of various lengths and where two travellers work the same beam they prevent the two beams from coming to close together. This allows even distribution of weight down through the vertical stanchions. For max weight that rail support and stanchions can take look at SWL indication on main traveller. DO NOT add the various beam support weights together the max load that can be lifted is the heaviest beams SWL. | Location Adjustment Applicable (See Guidance Notes) - ERC = UK mean of 1.00 | (BEAMS Note 1) The ERC for this item should be added to the total of the ERC of the other P&M items on the site and the Buildings ERC (where applicable) to enable the correct contract size adjustment to be made. ERC of P&M Items + ERC of Building Component’s = Total ERC (net figure rateable items only) to which contract size adjustment should be applied The 2023 Generic Contractors Test Spreadsheet has this facility built into the programme - it is recommended you undertake all contractors test valuations using this spreadsheet. (Details on the application of contract size adjustments can be found in the RCG 2023 Guidance notes). Where RV is calculated using the comparative method (rental method) the contract size adjustment should be made as follows: Select - SCAT code box ""P and M as an addition” within the 2023 Generic Contractors Test Spreadsheet facility. Or Where the spreadsheet is not used take the: Reciprocal of statutory de-capitalisation rate (i.e. 5% reciprocal = 20) multiply by rateable value of the buildings (before any overall end allowances are made and after making a notional deduction for the land value) and add to the ERC of P&M. Use resultant figure to calculate contract size adjustment. (Guidance Notes - Section 6) | The costs are based on units with a 15m span traveller. The lifting capacity of the crane, height to underside of rail track (top of the track support beam) and the length of the gantry is all that is required to operate the scales (measured between the rails down the middle of the workshop). (Do not hook a metal tape onto the horizontal beam in order to gain the height. Most have exposed electrical cables attached). LINEAR METRE is distance-taking measurement between rail tracks of the length of the rail tracks. (Not always the length of the building) and is NOT the combined length of the two rails. The above costs do not include the moving traveller but do include foundations | Moving beam buffers These may be of various lengths and where two travellers work the same beam they prevent the two beams from coming to close together. This allows even distribution of weight down through the vertical stanchions. For max weight that rail support and stanchions can take look at SWL indication on main traveller. DO NOT add the various beam support weights together the max load that can be lifted is the heaviest beams SWL. | Class 4 Table 3 Foundations, settings, fixed gantries, supports Class 1 Table 1) List of Accessories (i) Travellers, Cranes Class 2 Table 2) | Whole is not rateable if under Class 1 or Class 2 if not used in connection with fuel for the generation of power or if not accessory to Class 1 or Class. | Moving Traveller (Class 1 and Class 2). | It is assumed that the item forms part of an average size industrial, commercial or office complex. Where it would be normal to find more than one item in such a hereditament the ERC stated has been adjusted to reflect any number / quantity, discount. These figures are NOT one off figures. | If the traveller span varies from the 15m basic cost guide standard then the following % adjustments are to be adopted. 5m span deduct 60%, 7 & 8m span deduct 50%, 10m span deduct 30%, (15m span no change), 20m span add 45%, 25m span add 90%. | Cranes: Gantry Rails & Supports Integral. Composite stanchion taking the main support beam and rail track. | - | 10071 | 214B86, 214B81 | m | - | Please Select | - | - | 1207.3125 | Option 2 | 1496.831 | 23.98% | 2211.1121 | 1671.0796 | 38.41% | 11.64% | 1671.0796 | 38.41% | ERC Over-ridden | Ryan Casey | VOA_GPN_GOV_UK\7233251 | 2021-07-30 | Low | Blue | High | Cost build up has no narrative to explain quantities no resemblance to SPONS rates. Needs a fresh measure next time and costs likely to decrease significantly. | - | No build up. RC continued template for Freestanding cranes, which had a build-up. ERC index RCG2021 rate. | NA | SPONS A&B | 2 | (BEAMS Note 1) P&M | Cranes: Gantry Rails & Supports Integral. Composite stanchion taking the main support beam and rail track. | - | 1 | TRUE
983 | 214B90 | 7930 | 214B90 | Cranes | Gantry Rails and Supports - Integral | Height to Underside of Rail Track | 28.95m | 25 tonnes | The crane gantry support beam supports the rail track upon which the moving traveller rests. The costs given include the extra foundations, the extra size of the support stanchion, the support beam and the rail track. Most buildings erected with structural steel stanchions are capable of also holding a gantry rail of up to 5 tonnes. In these cases an angle fillet is bolted to the upright projecting into the workshop/warehouse and the rail track support (with rail track on top) is fixed to this. As the traveller tonnage increases (over 5 tonnes) the upright stanchions, and horizontal beam, (and foundations to the stanchions) are increased in size to accommodate the extra load and thus the costs set out are in part for this ADDITIONAL cost element. This is over and above the figures used for the building framework. The additional steelwork, concrete foundation work, support beam, support flanges and rail track are regarded as Class 4 Table 3 structural supports and ERC¬s provided are all inclusive. The foundations will be larger to accommodate the extra load and the table includes an item for this element Below 5 tonnes the support beam and rail track may be substantial and the cost of this alone can be calculated by using the weight of steel appropriate. See Structural Steelwork supporting structures. Moving beam buffers These may be of various lengths and where two travellers work the same beam they prevent the two beams from coming to close together. This allows even distribution of weight down through the vertical stanchions. For max weight that rail support and stanchions can take look at SWL indication on main traveller. DO NOT add the various beam support weights together the max load that can be lifted is the heaviest beams SWL. | Location Adjustment Applicable (See Guidance Notes) - ERC = UK mean of 1.00 | (BEAMS Note 1) The ERC for this item should be added to the total of the ERC of the other P&M items on the site and the Buildings ERC (where applicable) to enable the correct contract size adjustment to be made. ERC of P&M Items + ERC of Building Component’s = Total ERC (net figure rateable items only) to which contract size adjustment should be applied The 2023 Generic Contractors Test Spreadsheet has this facility built into the programme - it is recommended you undertake all contractors test valuations using this spreadsheet. (Details on the application of contract size adjustments can be found in the RCG 2023 Guidance notes). Where RV is calculated using the comparative method (rental method) the contract size adjustment should be made as follows: Select - SCAT code box ""P and M as an addition” within the 2023 Generic Contractors Test Spreadsheet facility. Or Where the spreadsheet is not used take the: Reciprocal of statutory de-capitalisation rate (i.e. 5% reciprocal = 20) multiply by rateable value of the buildings (before any overall end allowances are made and after making a notional deduction for the land value) and add to the ERC of P&M. Use resultant figure to calculate contract size adjustment. (Guidance Notes - Section 6) | The costs are based on units with a 15m span traveller. The lifting capacity of the crane, height to underside of rail track (top of the track support beam) and the length of the gantry is all that is required to operate the scales (measured between the rails down the middle of the workshop). (Do not hook a metal tape onto the horizontal beam in order to gain the height. Most have exposed electrical cables attached). LINEAR METRE is distance-taking measurement between rail tracks of the length of the rail tracks. (Not always the length of the building) and is NOT the combined length of the two rails. The above costs do not include the moving traveller but do include foundations | Moving beam buffers These may be of various lengths and where two travellers work the same beam they prevent the two beams from coming to close together. This allows even distribution of weight down through the vertical stanchions. For max weight that rail support and stanchions can take look at SWL indication on main traveller. DO NOT add the various beam support weights together the max load that can be lifted is the heaviest beams SWL. | Class 4 Table 3 Foundations, settings, fixed gantries, supports Class 1 Table 1) List of Accessories (i) Travellers, Cranes Class 2 Table 2) | Whole is not rateable if under Class 1 or Class 2 if not used in connection with fuel for the generation of power or if not accessory to Class 1 or Class | Moving Traveller (Class 1 and Class 2) | It is assumed that the item forms part of an "average size industrial, commercial or office complex". Where it would be normal to find more than one item in such a hereditament the ERC stated has been adjusted to reflect any number / quantity, discount. These figures are NOT one off figures. | If the traveller span varies from the 15m basic cost guide standard then the following % adjustments are to be adopted. 5m span deduct 60%, 7 & 8m span deduct 50%, 10m span deduct 30%, (15m span no change), 20m span add 45%, 25m span add 90%. | Cranes: Gantry Rails & Supports Integral. Composite stanchion taking the main support beam and rail track. | - | 10071 |  | M | - | NA | NA | NA | 1447.0625 | Option 2 | 1794.074 | 23.98% | 0 | 0 | -100% | -100% | 0 | -100% | Redirected | NA | VOA_GPN_GOV_UK\7246041 | 2019-08-30 | Low | Blue | High | Risk taken from previous CG | - | - | NA | SPONS A&B | NA | (BEAMS Note 1) The ERC for this item should be added to the total of the ERC of the other P&M items on the site and the Buildings ERC (where applicable) to enable the correct contract size adjustment to be made. ERC of P&M Items + ERC of Building Component’s = Total ERC (net figure rateable items only) to which contract size adjustment should be applied The 2021 Generic Contractors Test Spreadsheet has this facility built into the programme - it is recommended you undertake all contractors test valuations using this spreadsheet. (Details on the application of contract size adjustments can be found in the RCG 2021 Guidance notes). Where RV is calculated using the comparative method (rental method) the contract size adjustment should be made as follows: Select - SCAT code box "P and M as an addition” within the 2021 Generic Contractors Test Spreadsheet facility. Or Where the spreadsheet is not used take the: Reciprocal of statutory de-capitalisation rate (i.e. 5% reciprocal = 20) multiply by rateable value of the buildings (before any overall end allowances are made and after making a notional deduction for the land value) and add to the ERC of P&M. Use resultant figure to calculate contract size adjustment. (Guidance Notes - Section 6) | Cranes: Gantry Rails & Supports Integral. Composite stanchion taking the main support beam and rail track. | - | 1 | TRUE
984 | 214B91 | 7931 | 214B91 | Cranes | Gantry Rails and Supports - Integral | Height to Underside of Rail Track | 28.95m | 30 tonnes | The crane gantry support beam supports the rail track upon which the moving traveller rests. The costs given include the extra foundations, the extra size of the support stanchion, the support beam and the rail track. Most buildings erected with structural steel stanchions are capable of also holding a gantry rail of up to 5 tonnes. In these cases an angle fillet is bolted to the upright projecting into the workshop/warehouse and the rail track support (with rail track on top) is fixed to this. As the traveller tonnage increases (over 5 tonnes) the upright stanchions, and horizontal beam, (and foundations to the stanchions) are increased in size to accommodate the extra load and thus the costs set out are in part for this ADDITIONAL cost element. This is over and above the figures used for the building framework. The additional steelwork, concrete foundation work, support beam, support flanges and rail track are regarded as Class 4 Table 3 structural supports and ERC provided are all inclusive. The foundations will be larger to accommodate the extra load and the table includes an item for this element Below 5 tonnes the support beam and rail track may be substantial and the cost of this alone can be calculated by using the weight of steel appropriate. See Structural Steelwork supporting structures. Moving beam buffers These may be of various lengths and where two travellers work the same beam they prevent the two beams from coming to close together. This allows even distribution of weight down through the vertical stanchions. For max weight that rail support and stanchions can take look at SWL indication on main traveller. DO NOT add the various beam support weights together the max load that can be lifted is the heaviest beams SWL. | Location Adjustment Applicable (See Guidance Notes) - ERC = UK mean of 1.00 | (BEAMS Note 1) The ERC for this item should be added to the total of the ERC of the other P&M items on the site and the Buildings ERC (where applicable) to enable the correct contract size adjustment to be made. ERC of P&M Items + ERC of Building Component’s = Total ERC (net figure rateable items only) to which contract size adjustment should be applied The 2023 Generic Contractors Test Spreadsheet has this facility built into the programme - it is recommended you undertake all contractors test valuations using this spreadsheet. (Details on the application of contract size adjustments can be found in the RCG 2023 Guidance notes). Where RV is calculated using the comparative method (rental method) the contract size adjustment should be made as follows: Select - SCAT code box ""P and M as an addition” within the 2023 Generic Contractors Test Spreadsheet facility. Or Where the spreadsheet is not used take the: Reciprocal of statutory de-capitalisation rate (i.e. 5% reciprocal = 20) multiply by rateable value of the buildings (before any overall end allowances are made and after making a notional deduction for the land value) and add to the ERC of P&M. Use resultant figure to calculate contract size adjustment. (Guidance Notes - Section 6) | The costs are based on units with a 15m span traveller. The lifting capacity of the crane, height to underside of rail track (top of the track support beam) and the length of the gantry is all that is required to operate the scales (measured between the rails down the middle of the workshop). (Do not hook a metal tape onto the horizontal beam in order to gain the height. Most have exposed electrical cables attached). LINEAR METRE is distance-taking measurement between rail tracks of the length of the rail tracks. (Not always the length of the building) and is NOT the combined length of the two rails. The above costs do not include the moving traveller but do include foundations | Moving beam buffers These may be of various lengths and where two travellers work the same beam they prevent the two beams from coming to close together. This allows even distribution of weight down through the vertical stanchions. For max weight that rail support and stanchions can take look at SWL indication on main traveller. DO NOT add the various beam support weights together the max load that can be lifted is the heaviest beams SWL. | Class 4 Table 3 Foundations, settings, fixed gantries, supports Class 1 Table 1) List of Accessories (i) Travellers, Cranes Class 2 Table 2) | Whole is not rateable if under Class 1 or Class 2 if not used in connection with fuel for the generation of power or if not accessory to Class 1 or Class. | Moving Traveller (Class 1 and Class 2). | It is assumed that the item forms part of an average size industrial, commercial or office complex. Where it would be normal to find more than one item in such a hereditament the ERC stated has been adjusted to reflect any number / quantity, discount. These figures are NOT one off figures. | If the traveller span varies from the 15m basic cost guide standard then the following % adjustments are to be adopted. 5m span deduct 60%, 7 & 8m span deduct 50%, 10m span deduct 30%, (15m span no change), 20m span add 45%, 25m span add 90%. | Cranes: Gantry Rails & Supports Integral. Composite stanchion taking the main support beam and rail track. | - | 10071 | 214B88, 214B83 | m | - | Please Select | - | - | 1896.5938 | Option 2 | 2351.4047 | 23.98% | 2738.6072 | 2069.7416 | 9.129% | -11.98% | 2069.7416 | 9.129% | ERC Over-ridden | Ryan Casey | VOA_GPN_GOV_UK\7233251 | 2021-07-30 | Low | Blue | High | Cost build up has no narrative to explain quantities no resemblance to SPONS rates. Needs a fresh measure next time and costs likely to decrease significantly. | - | No build up. RC continued template for Freestanding cranes, which had a build-up. ERC index RCG2021 rate. | NA | SPONS A&B | 2 | (BEAMS Note 1) P&M | Cranes: Gantry Rails & Supports Integral. Composite stanchion taking the main support beam and rail track. | - | 1 | TRUE
985 | 214B92 | 7932 | 214B92 | Cranes | Gantry Rails and Supports - Integral | Height to Underside of Rail Track | 30.43m | 25 tonnes | The crane gantry support beam supports the rail track upon which the moving traveller rests. The costs given include the extra foundations, the extra size of the support stanchion, the support beam and the rail track. Most buildings erected with structural steel stanchions are capable of also holding a gantry rail of up to 5 tonnes. In these cases an angle fillet is bolted to the upright projecting into the workshop/warehouse and the rail track support (with rail track on top) is fixed to this. As the traveller tonnage increases (over 5 tonnes) the upright stanchions, and horizontal beam, (and foundations to the stanchions) are increased in size to accommodate the extra load and thus the costs set out are in part for this ADDITIONAL cost element. This is over and above the figures used for the building framework. The additional steelwork, concrete foundation work, support beam, support flanges and rail track are regarded as Class 4 Table 3 structural supports and ERC provided are all inclusive. The foundations will be larger to accommodate the extra load and the table includes an item for this element Below 5 tonnes the support beam and rail track may be substantial and the cost of this alone can be calculated by using the weight of steel appropriate. See Structural Steelwork supporting structures. Moving beam buffers These may be of various lengths and where two travellers work the same beam they prevent the two beams from coming to close together. This allows even distribution of weight down through the vertical stanchions. For max weight that rail support and stanchions can take look at SWL indication on main traveller. DO NOT add the various beam support weights together the max load that can be lifted is the heaviest beams SWL. | Location Adjustment Applicable (See Guidance Notes) - ERC = UK mean of 1.00 | (BEAMS Note 1) The ERC for this item should be added to the total of the ERC of the other P&M items on the site and the Buildings ERC (where applicable) to enable the correct contract size adjustment to be made. ERC of P&M Items + ERC of Building Component’s = Total ERC (net figure rateable items only) to which contract size adjustment should be applied The 2023 Generic Contractors Test Spreadsheet has this facility built into the programme - it is recommended you undertake all contractors test valuations using this spreadsheet. (Details on the application of contract size adjustments can be found in the RCG 2023 Guidance notes). Where RV is calculated using the comparative method (rental method) the contract size adjustment should be made as follows: Select - SCAT code box ""P and M as an addition” within the 2023 Generic Contractors Test Spreadsheet facility. Or Where the spreadsheet is not used take the: Reciprocal of statutory de-capitalisation rate (i.e. 5% reciprocal = 20) multiply by rateable value of the buildings (before any overall end allowances are made and after making a notional deduction for the land value) and add to the ERC of P&M. Use resultant figure to calculate contract size adjustment. (Guidance Notes - Section 6) | The costs are based on units with a 15m span traveller. The lifting capacity of the crane, height to underside of rail track (top of the track support beam) and the length of the gantry is all that is required to operate the scales (measured between the rails down the middle of the workshop). (Do not hook a metal tape onto the horizontal beam in order to gain the height. Most have exposed electrical cables attached). LINEAR METRE is distance-taking measurement between rail tracks of the length of the rail tracks. (Not always the length of the building) and is NOT the combined length of the two rails. The above costs do not include the moving traveller but do include foundations | Moving beam buffers These may be of various lengths and where two travellers work the same beam they prevent the two beams from coming to close together. This allows even distribution of weight down through the vertical stanchions. For max weight that rail support and stanchions can take look at SWL indication on main traveller. DO NOT add the various beam support weights together the max load that can be lifted is the heaviest beams SWL. | Class 4 Table 3 Foundations, settings, fixed gantries, supports Class 1 Table 1) List of Accessories (i) Travellers, Cranes Class 2 Table 2) | Whole is not rateable if under Class 1 or Class 2 if not used in connection with fuel for the generation of power or if not accessory to Class 1 or Class. | Moving Traveller (Class 1 and Class 2). | It is assumed that the item forms part of an average size industrial, commercial or office complex. Where it would be normal to find more than one item in such a hereditament the ERC stated has been adjusted to reflect any number / quantity, discount. These figures are NOT one off figures. | If the traveller span varies from the 15m basic cost guide standard then the following % adjustments are to be adopted. 5m span deduct 60%, 7 & 8m span deduct 50%, 10m span deduct 30%, (15m span no change), 20m span add 45%, 25m span add 90%. | Cranes: Gantry Rails & Supports Integral. Composite stanchion taking the main support beam and rail track. | - | 10071 | 214B90, 214B87, 214B82 | m | - | Please Select | - | - | 1489.875 | Option 2 | 1847.1531 | 23.98% | 2412.2268 | 1823.0749 | 22.36% | -1.304% | 1823.0749 | 22.36% | ERC Over-ridden | Ryan Casey | VOA_GPN_GOV_UK\7233251 | 2021-07-29 | Low | Blue | High | Cost build up has no narrative to explain quantities no resemblance to SPONS rates. Needs a fresh measure next time and costs likely to decrease significantly. | - | No build up. RC continued template for Freestanding cranes, which had a build-up. ERC index RCG2021 rate. | NA | SPONS A&B | 2 | (BEAMS Note 1) P&M | Cranes: Gantry Rails & Supports Integral. Composite stanchion taking the main support beam and rail track. | - | 1 | TRUE
986 | 214B93 | 7933 | 214B93 | Cranes | Gantry Rails and Supports - Integral | Height to Underside of Rail Track | 6.0m | 40 tonnes | The crane gantry support beam supports the rail track upon which the moving traveller rests. The costs given include the extra foundations, the extra size of the support stanchion, the support beam and the rail track. Most buildings erected with structural steel stanchions are capable of also holding a gantry rail of up to 5 tonnes. In these cases an angle fillet is bolted to the upright projecting into the workshop/warehouse and the rail track support (with rail track on top) is fixed to this. As the traveller tonnage increases (over 5 tonnes) the upright stanchions, and horizontal beam, (and foundations to the stanchions) are increased in size to accommodate the extra load and thus the costs set out are in part for this ADDITIONAL cost element. This is over and above the figures used for the building framework. The additional steelwork, concrete foundation work, support beam, support flanges and rail track are regarded as Class 4 Table 3 structural supports and ERC provided are all inclusive. The foundations will be larger to accommodate the extra load and the table includes an item for this element Below 5 tonnes the support beam and rail track may be substantial and the cost of this alone can be calculated by using the weight of steel appropriate. See Structural Steelwork supporting structures. Moving beam buffers These may be of various lengths and where two travellers work the same beam they prevent the two beams from coming to close together. This allows even distribution of weight down through the vertical stanchions. For max weight that rail support and stanchions can take look at SWL indication on main traveller. DO NOT add the various beam support weights together the max load that can be lifted is the heaviest beams SWL. | Location Adjustment Applicable (See Guidance Notes) - ERC = UK mean of 1.00 | (BEAMS Note 1) The ERC for this item should be added to the total of the ERC of the other P&M items on the site and the Buildings ERC (where applicable) to enable the correct contract size adjustment to be made. ERC of P&M Items + ERC of Building Component’s = Total ERC (net figure rateable items only) to which contract size adjustment should be applied The 2023 Generic Contractors Test Spreadsheet has this facility built into the programme - it is recommended you undertake all contractors test valuations using this spreadsheet. (Details on the application of contract size adjustments can be found in the RCG 2023 Guidance notes). Where RV is calculated using the comparative method (rental method) the contract size adjustment should be made as follows: Select - SCAT code box ""P and M as an addition” within the 2023 Generic Contractors Test Spreadsheet facility. Or Where the spreadsheet is not used take the: Reciprocal of statutory de-capitalisation rate (i.e. 5% reciprocal = 20) multiply by rateable value of the buildings (before any overall end allowances are made and after making a notional deduction for the land value) and add to the ERC of P&M. Use resultant figure to calculate contract size adjustment. (Guidance Notes - Section 6) | The costs are based on units with a 15m span traveller. The lifting capacity of the crane, height to underside of rail track (top of the track support beam) and the length of the gantry is all that is required to operate the scales (measured between the rails down the middle of the workshop). (Do not hook a metal tape onto the horizontal beam in order to gain the height. Most have exposed electrical cables attached). LINEAR METRE is distance-taking measurement between rail tracks of the length of the rail tracks. (Not always the length of the building) and is NOT the combined length of the two rails. The above costs do not include the moving traveller but do include foundations | Moving beam buffers These may be of various lengths and where two travellers work the same beam they prevent the two beams from coming to close together. This allows even distribution of weight down through the vertical stanchions. For max weight that rail support and stanchions can take look at SWL indication on main traveller. DO NOT add the various beam support weights together the max load that can be lifted is the heaviest beams SWL. | Class 4 Table 3 Foundations, settings, fixed gantries, supports Class 1 Table 1) List of Accessories (i) Travellers, Cranes Class 2 Table 2) | Whole is not rateable if under Class 1 or Class 2 if not used in connection with fuel for the generation of power or if not accessory to Class 1 or Class. | Moving Traveller (Class 1 and Class 2). | It is assumed that the item forms part of an average size industrial, commercial or office complex. Where it would be normal to find more than one item in such a hereditament the ERC stated has been adjusted to reflect any number / quantity, discount. These figures are NOT one off figures. | If the traveller span varies from the 15m basic cost guide standard then the following % adjustments are to be adopted. 5m span deduct 60%, 7 & 8m span deduct 50%, 10m span deduct 30%, (15m span no change), 20m span add 45%, 25m span add 90%. | Cranes: Gantry Rails & Supports Integral. Composite stanchion taking the main support beam and rail track. | - | 10071 |  | m | - | Please Select | - | - | 1207.3125 | Option 2 | 1496.831 | 23.98% | 1768.6599 | 1336.69 | 10.72% | -10.7% | 1336.69 | 10.72% | ERC Over-ridden | Ryan Hobbs | VOA_GPN_GOV_UK\7246041 | 2021-07-29 | Low | Blue | High | Cost build up has no narrative to explain quantities and Ron Healey has plugged rates that bear no resemblance to SPONS rates. Needs a fresh measure next time and costs likely to decrease significantly. | - | No build up. RC continued template for Freestanding cranes, which had a build-up. ERC index RCG2021 rate. | NA | SPONS A&B | 2 | (BEAMS Note 1) P&M | Cranes: Gantry Rails & Supports Integral. Composite stanchion taking the main support beam and rail track. | - | 1 | TRUE
987 | 214B94 | 7934 | 214B94 | Cranes | Gantry Rails and Supports - Integral | Height to Underside of Rail Track | 7.62m | 40 tonnes | The crane gantry support beam supports the rail track upon which the moving traveller rests. The costs given include the extra foundations, the extra size of the support stanchion, the support beam and the rail track. Most buildings erected with structural steel stanchions are capable of also holding a gantry rail of up to 5 tonnes. In these cases an angle fillet is bolted to the upright projecting into the workshop/warehouse and the rail track support (with rail track on top) is fixed to this. As the traveller tonnage increases (over 5 tonnes) the upright stanchions, and horizontal beam, (and foundations to the stanchions) are increased in size to accommodate the extra load and thus the costs set out are in part for this ADDITIONAL cost element. This is over and above the figures used for the building framework. The additional steelwork, concrete foundation work, support beam, support flanges and rail track are regarded as Class 4 Table 3 structural supports and ERC¬s provided are all inclusive. The foundations will be larger to accommodate the extra load and the table includes an item for this element Below 5 tonnes the support beam and rail track may be substantial and the cost of this alone can be calculated by using the weight of steel appropriate. See Structural Steelwork supporting structures. Moving beam buffers These may be of various lengths and where two travellers work the same beam they prevent the two beams from coming to close together. This allows even distribution of weight down through the vertical stanchions. For max weight that rail support and stanchions can take look at SWL indication on main traveller. DO NOT add the various beam support weights together the max load that can be lifted is the heaviest beams SWL. | Location Adjustment Applicable (See Guidance Notes) - ERC = UK mean of 1.00 | (BEAMS Note 1) The ERC for this item should be added to the total of the ERC of the other P&M items on the site and the Buildings ERC (where applicable) to enable the correct contract size adjustment to be made. ERC of P&M Items + ERC of Building Component’s = Total ERC (net figure rateable items only) to which contract size adjustment should be applied The 2023 Generic Contractors Test Spreadsheet has this facility built into the programme - it is recommended you undertake all contractors test valuations using this spreadsheet. (Details on the application of contract size adjustments can be found in the RCG 2023 Guidance notes). Where RV is calculated using the comparative method (rental method) the contract size adjustment should be made as follows: Select - SCAT code box ""P and M as an addition” within the 2023 Generic Contractors Test Spreadsheet facility. Or Where the spreadsheet is not used take the: Reciprocal of statutory de-capitalisation rate (i.e. 5% reciprocal = 20) multiply by rateable value of the buildings (before any overall end allowances are made and after making a notional deduction for the land value) and add to the ERC of P&M. Use resultant figure to calculate contract size adjustment. (Guidance Notes - Section 6) | The costs are based on units with a 15m span traveller. The lifting capacity of the crane, height to underside of rail track (top of the track support beam) and the length of the gantry is all that is required to operate the scales (measured between the rails down the middle of the workshop). (Do not hook a metal tape onto the horizontal beam in order to gain the height. Most have exposed electrical cables attached). LINEAR METRE is distance-taking measurement between rail tracks of the length of the rail tracks. (Not always the length of the building) and is NOT the combined length of the two rails. The above costs do not include the moving traveller but do include foundations | Moving beam buffers These may be of various lengths and where two travellers work the same beam they prevent the two beams from coming to close together. This allows even distribution of weight down through the vertical stanchions. For max weight that rail support and stanchions can take look at SWL indication on main traveller. DO NOT add the various beam support weights together the max load that can be lifted is the heaviest beams SWL. | Class 4 Table 3 Foundations, settings, fixed gantries, supports Class 1 Table 1) List of Accessories (i) Travellers, Cranes Class 2 Table 2) | Whole is not rateable if under Class 1 or Class 2 if not used in connection with fuel for the generation of power or if not accessory to Class 1 or Class | Moving Traveller (Class 1 and Class 2) | It is assumed that the item forms part of an "average size industrial, commercial or office complex". Where it would be normal to find more than one item in such a hereditament the ERC stated has been adjusted to reflect any number / quantity, discount. These figures are NOT one off figures. | If the traveller span varies from the 15m basic cost guide standard then the following % adjustments are to be adopted. 5m span deduct 60%, 7 & 8m span deduct 50%, 10m span deduct 30%, (15m span no change), 20m span add 45%, 25m span add 90%. | Cranes: Gantry Rails & Supports Integral. Composite stanchion taking the main support beam and rail track. | - | 10071 |  | M | - | NA | NA | NA | 1284.375 | Option 2 | 1592.3734 | 23.98% | 0 | 0 | -100% | -100% | 0 | -100% | Redirected | NA | VOA_GPN_GOV_UK\7246041 | 2019-08-30 | Low | Blue | High | Risk taken from previous CG | - | - | NA | SPONS A&B | NA | (BEAMS Note 1) The ERC for this item should be added to the total of the ERC of the other P&M items on the site and the Buildings ERC (where applicable) to enable the correct contract size adjustment to be made. ERC of P&M Items + ERC of Building Component’s = Total ERC (net figure rateable items only) to which contract size adjustment should be applied The 2021 Generic Contractors Test Spreadsheet has this facility built into the programme - it is recommended you undertake all contractors test valuations using this spreadsheet. (Details on the application of contract size adjustments can be found in the RCG 2021 Guidance notes). Where RV is calculated using the comparative method (rental method) the contract size adjustment should be made as follows: Select - SCAT code box "P and M as an addition” within the 2021 Generic Contractors Test Spreadsheet facility. Or Where the spreadsheet is not used take the: Reciprocal of statutory de-capitalisation rate (i.e. 5% reciprocal = 20) multiply by rateable value of the buildings (before any overall end allowances are made and after making a notional deduction for the land value) and add to the ERC of P&M. Use resultant figure to calculate contract size adjustment. (Guidance Notes - Section 6) | Cranes: Gantry Rails & Supports Integral. Composite stanchion taking the main support beam and rail track. | - | 1 | TRUE
988 | 214B95 | 7935 | 214B95 | Cranes | Gantry Rails and Supports - Integral | Height to Underside of Rail Track | 7.62m | 50 tonnes | The crane gantry support beam supports the rail track upon which the moving traveller rests. The costs given include the extra foundations, the extra size of the support stanchion, the support beam and the rail track. Most buildings erected with structural steel stanchions are capable of also holding a gantry rail of up to 5 tonnes. In these cases an angle fillet is bolted to the upright projecting into the workshop/warehouse and the rail track support (with rail track on top) is fixed to this. As the traveller tonnage increases (over 5 tonnes) the upright stanchions, and horizontal beam, (and foundations to the stanchions) are increased in size to accommodate the extra load and thus the costs set out are in part for this ADDITIONAL cost element. This is over and above the figures used for the building framework. The additional steelwork, concrete foundation work, support beam, support flanges and rail track are regarded as Class 4 Table 3 structural supports and ERC¬s provided are all inclusive. The foundations will be larger to accommodate the extra load and the table includes an item for this element Below 5 tonnes the support beam and rail track may be substantial and the cost of this alone can be calculated by using the weight of steel appropriate. See Structural Steelwork supporting structures. Moving beam buffers These may be of various lengths and where two travellers work the same beam they prevent the two beams from coming to close together. This allows even distribution of weight down through the vertical stanchions. For max weight that rail support and stanchions can take look at SWL indication on main traveller. DO NOT add the various beam support weights together the max load that can be lifted is the heaviest beams SWL. | Location Adjustment Applicable (See Guidance Notes) - ERC = UK mean of 1.00 | (BEAMS Note 1) The ERC for this item should be added to the total of the ERC of the other P&M items on the site and the Buildings ERC (where applicable) to enable the correct contract size adjustment to be made. ERC of P&M Items + ERC of Building Component’s = Total ERC (net figure rateable items only) to which contract size adjustment should be applied The 2023 Generic Contractors Test Spreadsheet has this facility built into the programme - it is recommended you undertake all contractors test valuations using this spreadsheet. (Details on the application of contract size adjustments can be found in the RCG 2023 Guidance notes). Where RV is calculated using the comparative method (rental method) the contract size adjustment should be made as follows: Select - SCAT code box ""P and M as an addition” within the 2023 Generic Contractors Test Spreadsheet facility. Or Where the spreadsheet is not used take the: Reciprocal of statutory de-capitalisation rate (i.e. 5% reciprocal = 20) multiply by rateable value of the buildings (before any overall end allowances are made and after making a notional deduction for the land value) and add to the ERC of P&M. Use resultant figure to calculate contract size adjustment. (Guidance Notes - Section 6) | The costs are based on units with a 15m span traveller. The lifting capacity of the crane, height to underside of rail track (top of the track support beam) and the length of the gantry is all that is required to operate the scales (measured between the rails down the middle of the workshop). (Do not hook a metal tape onto the horizontal beam in order to gain the height. Most have exposed electrical cables attached). LINEAR METRE is distance-taking measurement between rail tracks of the length of the rail tracks. (Not always the length of the building) and is NOT the combined length of the two rails. The above costs do not include the moving traveller but do include foundations | Moving beam buffers These may be of various lengths and where two travellers work the same beam they prevent the two beams from coming to close together. This allows even distribution of weight down through the vertical stanchions. For max weight that rail support and stanchions can take look at SWL indication on main traveller. DO NOT add the various beam support weights together the max load that can be lifted is the heaviest beams SWL. | Class 4 Table 3 Foundations, settings, fixed gantries, supports Class 1 Table 1) List of Accessories (i) Travellers, Cranes Class 2 Table 2) | Whole is not rateable if under Class 1 or Class 2 if not used in connection with fuel for the generation of power or if not accessory to Class 1 or Class | Moving Traveller (Class 1 and Class 2) | It is assumed that the item forms part of an "average size industrial, commercial or office complex". Where it would be normal to find more than one item in such a hereditament the ERC stated has been adjusted to reflect any number / quantity, discount. These figures are NOT one off figures. | If the traveller span varies from the 15m basic cost guide standard then the following % adjustments are to be adopted. 5m span deduct 60%, 7 & 8m span deduct 50%, 10m span deduct 30%, (15m span no change), 20m span add 45%, 25m span add 90%. | Cranes: Gantry Rails & Supports Integral. Composite stanchion taking the main support beam and rail track. | - | 10071 |  | M | - | NA | NA | NA | 1499.2938 | Option 2 | 1858.8305 | 23.98% | 0 | 0 | -100% | -100% | 0 | -100% | Redirected | NA | VOA_GPN_GOV_UK\7246041 | 2019-08-30 | Low | Blue | High | Risk taken from previous CG | - | - | NA | SPONS A&B | NA | (BEAMS Note 1) The ERC for this item should be added to the total of the ERC of the other P&M items on the site and the Buildings ERC (where applicable) to enable the correct contract size adjustment to be made. ERC of P&M Items + ERC of Building Component’s = Total ERC (net figure rateable items only) to which contract size adjustment should be applied The 2021 Generic Contractors Test Spreadsheet has this facility built into the programme - it is recommended you undertake all contractors test valuations using this spreadsheet. (Details on the application of contract size adjustments can be found in the RCG 2021 Guidance notes). Where RV is calculated using the comparative method (rental method) the contract size adjustment should be made as follows: Select - SCAT code box "P and M as an addition” within the 2021 Generic Contractors Test Spreadsheet facility. Or Where the spreadsheet is not used take the: Reciprocal of statutory de-capitalisation rate (i.e. 5% reciprocal = 20) multiply by rateable value of the buildings (before any overall end allowances are made and after making a notional deduction for the land value) and add to the ERC of P&M. Use resultant figure to calculate contract size adjustment. (Guidance Notes - Section 6) | Cranes: Gantry Rails & Supports Integral. Composite stanchion taking the main support beam and rail track. | - | 1 | TRUE
989 | 214B96 | 7936 | 214B96 | Cranes | Gantry Rails and Supports - Integral | Height to Underside of Rail Track | 9.14m | 40 tonnes | The crane gantry support beam supports the rail track upon which the moving traveller rests. The costs given include the extra foundations, the extra size of the support stanchion, the support beam and the rail track. Most buildings erected with structural steel stanchions are capable of also holding a gantry rail of up to 5 tonnes. In these cases an angle fillet is bolted to the upright projecting into the workshop/warehouse and the rail track support (with rail track on top) is fixed to this. As the traveller tonnage increases (over 5 tonnes) the upright stanchions, and horizontal beam, (and foundations to the stanchions) are increased in size to accommodate the extra load and thus the costs set out are in part for this ADDITIONAL cost element. This is over and above the figures used for the building framework. The additional steelwork, concrete foundation work, support beam, support flanges and rail track are regarded as Class 4 Table 3 structural supports and ERC¬s provided are all inclusive. The foundations will be larger to accommodate the extra load and the table includes an item for this element Below 5 tonnes the support beam and rail track may be substantial and the cost of this alone can be calculated by using the weight of steel appropriate. See Structural Steelwork supporting structures. Moving beam buffers These may be of various lengths and where two travellers work the same beam they prevent the two beams from coming to close together. This allows even distribution of weight down through the vertical stanchions. For max weight that rail support and stanchions can take look at SWL indication on main traveller. DO NOT add the various beam support weights together the max load that can be lifted is the heaviest beams SWL. | Location Adjustment Applicable (See Guidance Notes) - ERC = UK mean of 1.00 | (BEAMS Note 1) The ERC for this item should be added to the total of the ERC of the other P&M items on the site and the Buildings ERC (where applicable) to enable the correct contract size adjustment to be made. ERC of P&M Items + ERC of Building Component’s = Total ERC (net figure rateable items only) to which contract size adjustment should be applied The 2023 Generic Contractors Test Spreadsheet has this facility built into the programme - it is recommended you undertake all contractors test valuations using this spreadsheet. (Details on the application of contract size adjustments can be found in the RCG 2023 Guidance notes). Where RV is calculated using the comparative method (rental method) the contract size adjustment should be made as follows: Select - SCAT code box ""P and M as an addition” within the 2023 Generic Contractors Test Spreadsheet facility. Or Where the spreadsheet is not used take the: Reciprocal of statutory de-capitalisation rate (i.e. 5% reciprocal = 20) multiply by rateable value of the buildings (before any overall end allowances are made and after making a notional deduction for the land value) and add to the ERC of P&M. Use resultant figure to calculate contract size adjustment. (Guidance Notes - Section 6) | The costs are based on units with a 15m span traveller. The lifting capacity of the crane, height to underside of rail track (top of the track support beam) and the length of the gantry is all that is required to operate the scales (measured between the rails down the middle of the workshop). (Do not hook a metal tape onto the horizontal beam in order to gain the height. Most have exposed electrical cables attached). LINEAR METRE is distance-taking measurement between rail tracks of the length of the rail tracks. (Not always the length of the building) and is NOT the combined length of the two rails. The above costs do not include the moving traveller but do include foundations | Moving beam buffers These may be of various lengths and where two travellers work the same beam they prevent the two beams from coming to close together. This allows even distribution of weight down through the vertical stanchions. For max weight that rail support and stanchions can take look at SWL indication on main traveller. DO NOT add the various beam support weights together the max load that can be lifted is the heaviest beams SWL. | Class 4 Table 3 Foundations, settings, fixed gantries, supports Class 1 Table 1) List of Accessories (i) Travellers, Cranes Class 2 Table 2) | Whole is not rateable if under Class 1 or Class 2 if not used in connection with fuel for the generation of power or if not accessory to Class 1 or Class | Moving Traveller (Class 1 and Class 2) | It is assumed that the item forms part of an "average size industrial, commercial or office complex". Where it would be normal to find more than one item in such a hereditament the ERC stated has been adjusted to reflect any number / quantity, discount. These figures are NOT one off figures. | If the traveller span varies from the 15m basic cost guide standard then the following % adjustments are to be adopted. 5m span deduct 60%, 7 & 8m span deduct 50%, 10m span deduct 30%, (15m span no change), 20m span add 45%, 25m span add 90%. | Cranes: Gantry Rails & Supports Integral. Composite stanchion taking the main support beam and rail track. | - | 10071 |  | M | - | NA | NA | NA | 1361.4375 | Option 2 | 1687.9158 | 23.98% | 0 | 0 | -100% | -100% | 0 | -100% | Redirected | NA | VOA_GPN_GOV_UK\7246041 | 2019-08-30 | Low | Blue | High | Risk taken from previous CG | - | - | NA | SPONS A&B | NA | (BEAMS Note 1) The ERC for this item should be added to the total of the ERC of the other P&M items on the site and the Buildings ERC (where applicable) to enable the correct contract size adjustment to be made. ERC of P&M Items + ERC of Building Component’s = Total ERC (net figure rateable items only) to which contract size adjustment should be applied The 2021 Generic Contractors Test Spreadsheet has this facility built into the programme - it is recommended you undertake all contractors test valuations using this spreadsheet. (Details on the application of contract size adjustments can be found in the RCG 2021 Guidance notes). Where RV is calculated using the comparative method (rental method) the contract size adjustment should be made as follows: Select - SCAT code box "P and M as an addition” within the 2021 Generic Contractors Test Spreadsheet facility. Or Where the spreadsheet is not used take the: Reciprocal of statutory de-capitalisation rate (i.e. 5% reciprocal = 20) multiply by rateable value of the buildings (before any overall end allowances are made and after making a notional deduction for the land value) and add to the ERC of P&M. Use resultant figure to calculate contract size adjustment. (Guidance Notes - Section 6) | Cranes: Gantry Rails & Supports Integral. Composite stanchion taking the main support beam and rail track. | - | 1 | TRUE
990 | 214B97 | 7937 | 214B97 | Cranes | Gantry Rails and Supports - Integral | Height to Underside of Rail Track | 9.14m | 50 tonnes | The crane gantry support beam supports the rail track upon which the moving traveller rests. The costs given include the extra foundations, the extra size of the support stanchion, the support beam and the rail track. Most buildings erected with structural steel stanchions are capable of also holding a gantry rail of up to 5 tonnes. In these cases an angle fillet is bolted to the upright projecting into the workshop/warehouse and the rail track support (with rail track on top) is fixed to this. As the traveller tonnage increases (over 5 tonnes) the upright stanchions, and horizontal beam, (and foundations to the stanchions) are increased in size to accommodate the extra load and thus the costs set out are in part for this ADDITIONAL cost element. This is over and above the figures used for the building framework. The additional steelwork, concrete foundation work, support beam, support flanges and rail track are regarded as Class 4 Table 3 structural supports and ERC¬s provided are all inclusive. The foundations will be larger to accommodate the extra load and the table includes an item for this element Below 5 tonnes the support beam and rail track may be substantial and the cost of this alone can be calculated by using the weight of steel appropriate. See Structural Steelwork supporting structures. Moving beam buffers These may be of various lengths and where two travellers work the same beam they prevent the two beams from coming to close together. This allows even distribution of weight down through the vertical stanchions. For max weight that rail support and stanchions can take look at SWL indication on main traveller. DO NOT add the various beam support weights together the max load that can be lifted is the heaviest beams SWL. | Location Adjustment Applicable (See Guidance Notes) - ERC = UK mean of 1.00 | (BEAMS Note 1) The ERC for this item should be added to the total of the ERC of the other P&M items on the site and the Buildings ERC (where applicable) to enable the correct contract size adjustment to be made. ERC of P&M Items + ERC of Building Component’s = Total ERC (net figure rateable items only) to which contract size adjustment should be applied The 2023 Generic Contractors Test Spreadsheet has this facility built into the programme - it is recommended you undertake all contractors test valuations using this spreadsheet. (Details on the application of contract size adjustments can be found in the RCG 2023 Guidance notes). Where RV is calculated using the comparative method (rental method) the contract size adjustment should be made as follows: Select - SCAT code box ""P and M as an addition” within the 2023 Generic Contractors Test Spreadsheet facility. Or Where the spreadsheet is not used take the: Reciprocal of statutory de-capitalisation rate (i.e. 5% reciprocal = 20) multiply by rateable value of the buildings (before any overall end allowances are made and after making a notional deduction for the land value) and add to the ERC of P&M. Use resultant figure to calculate contract size adjustment. (Guidance Notes - Section 6) | The costs are based on units with a 15m span traveller. The lifting capacity of the crane, height to underside of rail track (top of the track support beam) and the length of the gantry is all that is required to operate the scales (measured between the rails down the middle of the workshop). (Do not hook a metal tape onto the horizontal beam in order to gain the height. Most have exposed electrical cables attached). LINEAR METRE is distance-taking measurement between rail tracks of the length of the rail tracks. (Not always the length of the building) and is NOT the combined length of the two rails. The above costs do not include the moving traveller but do include foundations | Moving beam buffers These may be of various lengths and where two travellers work the same beam they prevent the two beams from coming to close together. This allows even distribution of weight down through the vertical stanchions. For max weight that rail support and stanchions can take look at SWL indication on main traveller. DO NOT add the various beam support weights together the max load that can be lifted is the heaviest beams SWL. | Class 4 Table 3 Foundations, settings, fixed gantries, supports Class 1 Table 1) List of Accessories (i) Travellers, Cranes Class 2 Table 2) | Whole is not rateable if under Class 1 or Class 2 if not used in connection with fuel for the generation of power or if not accessory to Class 1 or Class | Moving Traveller (Class 1 and Class 2) | It is assumed that the item forms part of an "average size industrial, commercial or office complex". Where it would be normal to find more than one item in such a hereditament the ERC stated has been adjusted to reflect any number / quantity, discount. These figures are NOT one off figures. | If the traveller span varies from the 15m basic cost guide standard then the following % adjustments are to be adopted. 5m span deduct 60%, 7 & 8m span deduct 50%, 10m span deduct 30%, (15m span no change), 20m span add 45%, 25m span add 90%. | Cranes: Gantry Rails & Supports Integral. Composite stanchion taking the main support beam and rail track. | - | 10071 |  | M | - | NA | NA | NA | 1584.0625 | Option 2 | 1963.9272 | 23.98% | 0 | 0 | -100% | -100% | 0 | -100% | Redirected | NA | VOA_GPN_GOV_UK\7246041 | 2019-08-30 | Low | Blue | High | Risk taken from previous CG | - | - | NA | SPONS A&B | NA | (BEAMS Note 1) The ERC for this item should be added to the total of the ERC of the other P&M items on the site and the Buildings ERC (where applicable) to enable the correct contract size adjustment to be made. ERC of P&M Items + ERC of Building Component’s = Total ERC (net figure rateable items only) to which contract size adjustment should be applied The 2021 Generic Contractors Test Spreadsheet has this facility built into the programme - it is recommended you undertake all contractors test valuations using this spreadsheet. (Details on the application of contract size adjustments can be found in the RCG 2021 Guidance notes). Where RV is calculated using the comparative method (rental method) the contract size adjustment should be made as follows: Select - SCAT code box "P and M as an addition” within the 2021 Generic Contractors Test Spreadsheet facility. Or Where the spreadsheet is not used take the: Reciprocal of statutory de-capitalisation rate (i.e. 5% reciprocal = 20) multiply by rateable value of the buildings (before any overall end allowances are made and after making a notional deduction for the land value) and add to the ERC of P&M. Use resultant figure to calculate contract size adjustment. (Guidance Notes - Section 6) | Cranes: Gantry Rails & Supports Integral. Composite stanchion taking the main support beam and rail track. | - | 1 | TRUE
991 | 214B98 | 7941 | 214B98 | Cranes | Gantry Rails and Supports - Integral | Height to Underside of Rail Track | 10.66 m | 40 tonnes | The crane gantry support beam supports the rail track upon which the moving traveller rests. The costs given include the extra foundations, the extra size of the support stanchion, the support beam and the rail track. Most buildings erected with structural steel stanchions are capable of also holding a gantry rail of up to 5 tonnes. In these cases an angle fillet is bolted to the upright projecting into the workshop/warehouse and the rail track support (with rail track on top) is fixed to this. As the traveller tonnage increases (over 5 tonnes) the upright stanchions, and horizontal beam, (and foundations to the stanchions) are increased in size to accommodate the extra load and thus the costs set out are in part for this ADDITIONAL cost element. This is over and above the figures used for the building framework. The additional steelwork, concrete foundation work, support beam, support flanges and rail track are regarded as Class 4 Table 3 structural supports and ERC provided are all inclusive. The foundations will be larger to accommodate the extra load and the table includes an item for this element Below 5 tonnes the support beam and rail track may be substantial and the cost of this alone can be calculated by using the weight of steel appropriate. See Structural Steelwork supporting structures. Moving beam buffers These may be of various lengths and where two travellers work the same beam they prevent the two beams from coming to close together. This allows even distribution of weight down through the vertical stanchions. For max weight that rail support and stanchions can take look at SWL indication on main traveller. DO NOT add the various beam support weights together the max load that can be lifted is the heaviest beams SWL. | Location Adjustment Applicable (See Guidance Notes) - ERC = UK mean of 1.00 | (BEAMS Note 1) The ERC for this item should be added to the total of the ERC of the other P&M items on the site and the Buildings ERC (where applicable) to enable the correct contract size adjustment to be made. ERC of P&M Items + ERC of Building Component’s = Total ERC (net figure rateable items only) to which contract size adjustment should be applied The 2023 Generic Contractors Test Spreadsheet has this facility built into the programme - it is recommended you undertake all contractors test valuations using this spreadsheet. (Details on the application of contract size adjustments can be found in the RCG 2023 Guidance notes). Where RV is calculated using the comparative method (rental method) the contract size adjustment should be made as follows: Select - SCAT code box ""P and M as an addition” within the 2023 Generic Contractors Test Spreadsheet facility. Or Where the spreadsheet is not used take the: Reciprocal of statutory de-capitalisation rate (i.e. 5% reciprocal = 20) multiply by rateable value of the buildings (before any overall end allowances are made and after making a notional deduction for the land value) and add to the ERC of P&M. Use resultant figure to calculate contract size adjustment. (Guidance Notes - Section 6) | The costs are based on units with a 15m span traveller. The lifting capacity of the crane, height to underside of rail track (top of the track support beam) and the length of the gantry is all that is required to operate the scales (measured between the rails down the middle of the workshop). (Do not hook a metal tape onto the horizontal beam in order to gain the height. Most have exposed electrical cables attached). LINEAR METRE is distance-taking measurement between rail tracks of the length of the rail tracks. (Not always the length of the building) and is NOT the combined length of the two rails. The above costs do not include the moving traveller but do include foundations | Moving beam buffers These may be of various lengths and where two travellers work the same beam they prevent the two beams from coming to close together. This allows even distribution of weight down through the vertical stanchions. For max weight that rail support and stanchions can take look at SWL indication on main traveller. DO NOT add the various beam support weights together the max load that can be lifted is the heaviest beams SWL. | Class 4 Table 3 Foundations, settings, fixed gantries, supports Class 1 Table 1) List of Accessories (i) Travellers, Cranes Class 2 Table 2) | Whole is not rateable if under Class 1 or Class 2 if not used in connection with fuel for the generation of power or if not accessory to Class 1 or Class. | Moving Traveller (Class 1 and Class 2). | It is assumed that the item forms part of an average size industrial, commercial or office complex. Where it would be normal to find more than one item in such a hereditament the ERC stated has been adjusted to reflect any number / quantity, discount. These figures are NOT one off figures. | If the traveller span varies from the 15m basic cost guide standard then the following % adjustments are to be adopted. 5m span deduct 60%, 7 & 8m span deduct 50%, 10m span deduct 30%, (15m span no change), 20m span add 45%, 25m span add 90%. | Cranes: Gantry Rails & Supports Integral. Composite stanchion taking the main support beam and rail track. | - | 10071 | 214B96, 21494 | m | - | Please Select | - | - | 1434.2188 | Option 2 | 1778.1503 | 23.98% | 1983.5653 | 1499.1078 | 4.524% | -15.69% | 1499.1078 | 4.524% | ERC Over-ridden | Ryan Casey | VOA_GPN_GOV_UK\7233251 | 2021-07-29 | Low | Blue | High | Cost build up has no narrative to explain quantities no resemblance to SPONS rates. Needs a fresh measure next time and costs likely to decrease significantly. | - | No build up. RC continued template for Freestanding cranes, which had a build-up. ERC index RCG2021 rate. | NA | SPONS A&B | 2 | (BEAMS Note 1) P&M | Cranes: Gantry Rails & Supports Integral. Composite stanchion taking the main support beam and rail track. | - | 1 | TRUE
992 | 214B99 | 7942 | 214B99 | Cranes | Gantry Rails and Supports - Integral | Height to Underside of Rail Track | 10.66 m | 50 tonnes | The crane gantry support beam supports the rail track upon which the moving traveller rests. The costs given include the extra foundations, the extra size of the support stanchion, the support beam and the rail track. Most buildings erected with structural steel stanchions are capable of also holding a gantry rail of up to 5 tonnes. In these cases an angle fillet is bolted to the upright projecting into the workshop/warehouse and the rail track support (with rail track on top) is fixed to this. As the traveller tonnage increases (over 5 tonnes) the upright stanchions, and horizontal beam, (and foundations to the stanchions) are increased in size to accommodate the extra load and thus the costs set out are in part for this ADDITIONAL cost element. This is over and above the figures used for the building framework. The additional steelwork, concrete foundation work, support beam, support flanges and rail track are regarded as Class 4 Table 3 structural supports and ERC provided are all inclusive. The foundations will be larger to accommodate the extra load and the table includes an item for this element Below 5 tonnes the support beam and rail track may be substantial and the cost of this alone can be calculated by using the weight of steel appropriate. See Structural Steelwork supporting structures. Moving beam buffers These may be of various lengths and where two travellers work the same beam they prevent the two beams from coming to close together. This allows even distribution of weight down through the vertical stanchions. For max weight that rail support and stanchions can take look at SWL indication on main traveller. DO NOT add the various beam support weights together the max load that can be lifted is the heaviest beams SWL. | Location Adjustment Applicable (See Guidance Notes) - ERC = UK mean of 1.00 | (BEAMS Note 1) The ERC for this item should be added to the total of the ERC of the other P&M items on the site and the Buildings ERC (where applicable) to enable the correct contract size adjustment to be made. ERC of P&M Items + ERC of Building Component’s = Total ERC (net figure rateable items only) to which contract size adjustment should be applied The 2023 Generic Contractors Test Spreadsheet has this facility built into the programme - it is recommended you undertake all contractors test valuations using this spreadsheet. (Details on the application of contract size adjustments can be found in the RCG 2023 Guidance notes). Where RV is calculated using the comparative method (rental method) the contract size adjustment should be made as follows: Select - SCAT code box ""P and M as an addition” within the 2023 Generic Contractors Test Spreadsheet facility. Or Where the spreadsheet is not used take the: Reciprocal of statutory de-capitalisation rate (i.e. 5% reciprocal = 20) multiply by rateable value of the buildings (before any overall end allowances are made and after making a notional deduction for the land value) and add to the ERC of P&M. Use resultant figure to calculate contract size adjustment. (Guidance Notes - Section 6) | The costs are based on units with a 15m span traveller. The lifting capacity of the crane, height to underside of rail track (top of the track support beam) and the length of the gantry is all that is required to operate the scales (measured between the rails down the middle of the workshop). (Do not hook a metal tape onto the horizontal beam in order to gain the height. Most have exposed electrical cables attached). LINEAR METRE is distance-taking measurement between rail tracks of the length of the rail tracks. (Not always the length of the building) and is NOT the combined length of the two rails. The above costs do not include the moving traveller but do include foundations | Moving beam buffers These may be of various lengths and where two travellers work the same beam they prevent the two beams from coming to close together. This allows even distribution of weight down through the vertical stanchions. For max weight that rail support and stanchions can take look at SWL indication on main traveller. DO NOT add the various beam support weights together the max load that can be lifted is the heaviest beams SWL. | Class 4 Table 3 Foundations, settings, fixed gantries, supports Class 1 Table 1) List of Accessories (i) Travellers, Cranes Class 2 Table 2) | Whole is not rateable if under Class 1 or Class 2 if not used in connection with fuel for the generation of power or if not accessory to Class 1 or Class. | Moving Traveller (Class 1 and Class 2). | It is assumed that the item forms part of an average size industrial, commercial or office complex. Where it would be normal to find more than one item in such a hereditament the ERC stated has been adjusted to reflect any number / quantity, discount. These figures are NOT one off figures. | If the traveller span varies from the 15m basic cost guide standard then the following % adjustments are to be adopted. 5m span deduct 60%, 7 & 8m span deduct 50%, 10m span deduct 30%, (15m span no change), 20m span add 45%, 25m span add 90%. | Cranes: Gantry Rails & Supports Integral. Composite stanchion taking the main support beam and rail track. | - | 10071 | 214B97, 21495 | m | - | Please Select | - | - | 1673.9688 | Option 2 | 2075.3933 | 23.98% | 2376.6008 | 1796.15 | 7.299% | -13.45% | 1796.15 | 7.299% | ERC Over-ridden | Ryan Casey | VOA_GPN_GOV_UK\7233251 | 2021-07-29 | Low | Blue | High | Cost build up has no narrative to explain quantities no resemblance to SPONS rates. Needs a fresh measure next time and costs likely to decrease significantly. | - | No build up. RC continued template for Freestanding cranes, which had a build-up. ERC index RCG2021 rate. | NA | SPONS A&B | 2 | (BEAMS Note 1) P&M | Cranes: Gantry Rails & Supports Integral. Composite stanchion taking the main support beam and rail track. | - | 1 | TRUE
993 | 214BAA | 7943 | 214BAA | Cranes | Gantry Rails and Supports - Integral | Height to Underside of Rail Track | 10.66 m | 75 tonnes | The crane gantry support beam supports the rail track upon which the moving traveller rests. The costs given include the extra foundations, the extra size of the support stanchion, the support beam and the rail track. Most buildings erected with structural steel stanchions are capable of also holding a gantry rail of up to 5 tonnes. In these cases an angle fillet is bolted to the upright projecting into the workshop/warehouse and the rail track support (with rail track on top) is fixed to this. As the traveller tonnage increases (over 5 tonnes) the upright stanchions, and horizontal beam, (and foundations to the stanchions) are increased in size to accommodate the extra load and thus the costs set out are in part for this ADDITIONAL cost element. This is over and above the figures used for the building framework. The additional steelwork, concrete foundation work, support beam, support flanges and rail track are regarded as Class 4 Table 3 structural supports and ERC provided are all inclusive. The foundations will be larger to accommodate the extra load and the table includes an item for this element Below 5 tonnes the support beam and rail track may be substantial and the cost of this alone can be calculated by using the weight of steel appropriate. See Structural Steelwork supporting structures. Moving beam buffers These may be of various lengths and where two travellers work the same beam they prevent the two beams from coming to close together. This allows even distribution of weight down through the vertical stanchions. For max weight that rail support and stanchions can take look at SWL indication on main traveller. DO NOT add the various beam support weights together the max load that can be lifted is the heaviest beams SWL. | Location Adjustment Applicable (See Guidance Notes) - ERC = UK mean of 1.00 | (BEAMS Note 1) The ERC for this item should be added to the total of the ERC of the other P&M items on the site and the Buildings ERC (where applicable) to enable the correct contract size adjustment to be made. ERC of P&M Items + ERC of Building Component’s = Total ERC (net figure rateable items only) to which contract size adjustment should be applied The 2023 Generic Contractors Test Spreadsheet has this facility built into the programme - it is recommended you undertake all contractors test valuations using this spreadsheet. (Details on the application of contract size adjustments can be found in the RCG 2023 Guidance notes). Where RV is calculated using the comparative method (rental method) the contract size adjustment should be made as follows: Select - SCAT code box ""P and M as an addition” within the 2023 Generic Contractors Test Spreadsheet facility. Or Where the spreadsheet is not used take the: Reciprocal of statutory de-capitalisation rate (i.e. 5% reciprocal = 20) multiply by rateable value of the buildings (before any overall end allowances are made and after making a notional deduction for the land value) and add to the ERC of P&M. Use resultant figure to calculate contract size adjustment. (Guidance Notes - Section 6) | The costs are based on units with a 15m span traveller. The lifting capacity of the crane, height to underside of rail track (top of the track support beam) and the length of the gantry is all that is required to operate the scales (measured between the rails down the middle of the workshop). (Do not hook a metal tape onto the horizontal beam in order to gain the height. Most have exposed electrical cables attached). LINEAR METRE is distance-taking measurement between rail tracks of the length of the rail tracks. (Not always the length of the building) and is NOT the combined length of the two rails. The above costs do not include the moving traveller but do include foundations | Moving beam buffers These may be of various lengths and where two travellers work the same beam they prevent the two beams from coming to close together. This allows even distribution of weight down through the vertical stanchions. For max weight that rail support and stanchions can take look at SWL indication on main traveller. DO NOT add the various beam support weights together the max load that can be lifted is the heaviest beams SWL. | Class 4 Table 3 Foundations, settings, fixed gantries, supports Class 1 Table 1) List of Accessories (i) Travellers, Cranes Class 2 Table 2) | Whole is not rateable if under Class 1 or Class 2 if not used in connection with fuel for the generation of power or if not accessory to Class 1 or Class. | Moving Traveller (Class 1 and Class 2). | It is assumed that the item forms part of an average size industrial, commercial or office complex. Where it would be normal to find more than one item in such a hereditament the ERC stated has been adjusted to reflect any number / quantity, discount. These figures are NOT one off figures. | If the traveller span varies from the 15m basic cost guide standard then the following % adjustments are to be adopted. 5m span deduct 60%, 7 & 8m span deduct 50%, 10m span deduct 30%, (15m span no change), 20m span add 45%, 25m span add 90%. | Cranes: Gantry Rails & Supports Integral. Composite stanchion taking the main support beam and rail track. | - | 10071 |  | m | - | Please Select | - | - | 2183.4375 | Option 2 | 2707.0348 | 23.98% | 3275.296 | 2475.3518 | 13.37% | -8.559% | 2475.3518 | 13.37% | ERC Over-ridden | Ryan Casey | VOA_GPN_GOV_UK\7233251 | 2021-07-29 | Low | Blue | High | Cost build up has no narrative to explain quantities no resemblance to SPONS rates. Needs a fresh measure next time and costs likely to decrease significantly. | - | No build up. RC continued template for Freestanding cranes, which had a build-up. ERC index RCG2021 rate. | NA | SPONS A&B | 2 | (BEAMS Note 1) P&M | Cranes: Gantry Rails & Supports Integral. Composite stanchion taking the main support beam and rail track. | - | 1 | TRUE
994 | 214BAB | 7944 | 214BAB | Cranes | Gantry Rails and Supports - Integral | Height to Underside of Rail Track | 12.19m | 40 tonnes | The crane gantry support beam supports the rail track upon which the moving traveller rests. The costs given include the extra foundations, the extra size of the support stanchion, the support beam and the rail track. Most buildings erected with structural steel stanchions are capable of also holding a gantry rail of up to 5 tonnes. In these cases an angle fillet is bolted to the upright projecting into the workshop/warehouse and the rail track support (with rail track on top) is fixed to this. As the traveller tonnage increases (over 5 tonnes) the upright stanchions, and horizontal beam, (and foundations to the stanchions) are increased in size to accommodate the extra load and thus the costs set out are in part for this ADDITIONAL cost element. This is over and above the figures used for the building framework. The additional steelwork, concrete foundation work, support beam, support flanges and rail track are regarded as Class 4 Table 3 structural supports and ERC¬s provided are all inclusive. The foundations will be larger to accommodate the extra load and the table includes an item for this element Below 5 tonnes the support beam and rail track may be substantial and the cost of this alone can be calculated by using the weight of steel appropriate. See Structural Steelwork supporting structures. Moving beam buffers These may be of various lengths and where two travellers work the same beam they prevent the two beams from coming to close together. This allows even distribution of weight down through the vertical stanchions. For max weight that rail support and stanchions can take look at SWL indication on main traveller. DO NOT add the various beam support weights together the max load that can be lifted is the heaviest beams SWL. | Location Adjustment Applicable (See Guidance Notes) - ERC = UK mean of 1.00 | (BEAMS Note 1) The ERC for this item should be added to the total of the ERC of the other P&M items on the site and the Buildings ERC (where applicable) to enable the correct contract size adjustment to be made. ERC of P&M Items + ERC of Building Component’s = Total ERC (net figure rateable items only) to which contract size adjustment should be applied The 2023 Generic Contractors Test Spreadsheet has this facility built into the programme - it is recommended you undertake all contractors test valuations using this spreadsheet. (Details on the application of contract size adjustments can be found in the RCG 2023 Guidance notes). Where RV is calculated using the comparative method (rental method) the contract size adjustment should be made as follows: Select - SCAT code box ""P and M as an addition” within the 2023 Generic Contractors Test Spreadsheet facility. Or Where the spreadsheet is not used take the: Reciprocal of statutory de-capitalisation rate (i.e. 5% reciprocal = 20) multiply by rateable value of the buildings (before any overall end allowances are made and after making a notional deduction for the land value) and add to the ERC of P&M. Use resultant figure to calculate contract size adjustment. (Guidance Notes - Section 6) | The costs are based on units with a 15m span traveller. The lifting capacity of the crane, height to underside of rail track (top of the track support beam) and the length of the gantry is all that is required to operate the scales (measured between the rails down the middle of the workshop). (Do not hook a metal tape onto the horizontal beam in order to gain the height. Most have exposed electrical cables attached). LINEAR METRE is distance-taking measurement between rail tracks of the length of the rail tracks. (Not always the length of the building) and is NOT the combined length of the two rails. The above costs do not include the moving traveller but do include foundations | Moving beam buffers These may be of various lengths and where two travellers work the same beam they prevent the two beams from coming to close together. This allows even distribution of weight down through the vertical stanchions. For max weight that rail support and stanchions can take look at SWL indication on main traveller. DO NOT add the various beam support weights together the max load that can be lifted is the heaviest beams SWL. | Class 4 Table 3 Foundations, settings, fixed gantries, supports Class 1 Table 1) List of Accessories (i) Travellers, Cranes Class 2 Table 2) | Whole is not rateable if under Class 1 or Class 2 if not used in connection with fuel for the generation of power or if not accessory to Class 1 or Class | Moving Traveller (Class 1 and Class 2) | It is assumed that the item forms part of an "average size industrial, commercial or office complex". Where it would be normal to find more than one item in such a hereditament the ERC stated has been adjusted to reflect any number / quantity, discount. These figures are NOT one off figures. | If the traveller span varies from the 15m basic cost guide standard then the following % adjustments are to be adopted. 5m span deduct 60%, 7 & 8m span deduct 50%, 10m span deduct 30%, (15m span no change), 20m span add 45%, 25m span add 90%. | Cranes: Gantry Rails & Supports Integral. Composite stanchion taking the main support beam and rail track. | - | 10071 |  | M | - | NA | NA | NA | 1511.2813 | Option 2 | 1873.6927 | 23.98% | 0 | 0 | -100% | -100% | 0 | -100% | Redirected | NA | VOA_GPN_GOV_UK\7246041 | 2019-08-30 | Low | Blue | High | Risk taken from previous CG | - | - | NA | SPONS A&B | NA | (BEAMS Note 1) The ERC for this item should be added to the total of the ERC of the other P&M items on the site and the Buildings ERC (where applicable) to enable the correct contract size adjustment to be made. ERC of P&M Items + ERC of Building Component’s = Total ERC (net figure rateable items only) to which contract size adjustment should be applied The 2021 Generic Contractors Test Spreadsheet has this facility built into the programme - it is recommended you undertake all contractors test valuations using this spreadsheet. (Details on the application of contract size adjustments can be found in the RCG 2021 Guidance notes). Where RV is calculated using the comparative method (rental method) the contract size adjustment should be made as follows: Select - SCAT code box "P and M as an addition” within the 2021 Generic Contractors Test Spreadsheet facility. Or Where the spreadsheet is not used take the: Reciprocal of statutory de-capitalisation rate (i.e. 5% reciprocal = 20) multiply by rateable value of the buildings (before any overall end allowances are made and after making a notional deduction for the land value) and add to the ERC of P&M. Use resultant figure to calculate contract size adjustment. (Guidance Notes - Section 6) | Cranes: Gantry Rails & Supports Integral. Composite stanchion taking the main support beam and rail track. | - | 1 | TRUE
995 | 214BAC | 7945 | 214BAC | Cranes | Gantry Rails and Supports - Integral | Height to Underside of Rail Track | 12.19m | 50 tonnes | The crane gantry support beam supports the rail track upon which the moving traveller rests. The costs given include the extra foundations, the extra size of the support stanchion, the support beam and the rail track. Most buildings erected with structural steel stanchions are capable of also holding a gantry rail of up to 5 tonnes. In these cases an angle fillet is bolted to the upright projecting into the workshop/warehouse and the rail track support (with rail track on top) is fixed to this. As the traveller tonnage increases (over 5 tonnes) the upright stanchions, and horizontal beam, (and foundations to the stanchions) are increased in size to accommodate the extra load and thus the costs set out are in part for this ADDITIONAL cost element. This is over and above the figures used for the building framework. The additional steelwork, concrete foundation work, support beam, support flanges and rail track are regarded as Class 4 Table 3 structural supports and ERC¬s provided are all inclusive. The foundations will be larger to accommodate the extra load and the table includes an item for this element Below 5 tonnes the support beam and rail track may be substantial and the cost of this alone can be calculated by using the weight of steel appropriate. See Structural Steelwork supporting structures. Moving beam buffers These may be of various lengths and where two travellers work the same beam they prevent the two beams from coming to close together. This allows even distribution of weight down through the vertical stanchions. For max weight that rail support and stanchions can take look at SWL indication on main traveller. DO NOT add the various beam support weights together the max load that can be lifted is the heaviest beams SWL. | Location Adjustment Applicable (See Guidance Notes) - ERC = UK mean of 1.00 | (BEAMS Note 1) The ERC for this item should be added to the total of the ERC of the other P&M items on the site and the Buildings ERC (where applicable) to enable the correct contract size adjustment to be made. ERC of P&M Items + ERC of Building Component’s = Total ERC (net figure rateable items only) to which contract size adjustment should be applied The 2023 Generic Contractors Test Spreadsheet has this facility built into the programme - it is recommended you undertake all contractors test valuations using this spreadsheet. (Details on the application of contract size adjustments can be found in the RCG 2023 Guidance notes). Where RV is calculated using the comparative method (rental method) the contract size adjustment should be made as follows: Select - SCAT code box ""P and M as an addition” within the 2023 Generic Contractors Test Spreadsheet facility. Or Where the spreadsheet is not used take the: Reciprocal of statutory de-capitalisation rate (i.e. 5% reciprocal = 20) multiply by rateable value of the buildings (before any overall end allowances are made and after making a notional deduction for the land value) and add to the ERC of P&M. Use resultant figure to calculate contract size adjustment. (Guidance Notes - Section 6) | The costs are based on units with a 15m span traveller. The lifting capacity of the crane, height to underside of rail track (top of the track support beam) and the length of the gantry is all that is required to operate the scales (measured between the rails down the middle of the workshop). (Do not hook a metal tape onto the horizontal beam in order to gain the height. Most have exposed electrical cables attached). LINEAR METRE is distance-taking measurement between rail tracks of the length of the rail tracks. (Not always the length of the building) and is NOT the combined length of the two rails. The above costs do not include the moving traveller but do include foundations | Moving beam buffers These may be of various lengths and where two travellers work the same beam they prevent the two beams from coming to close together. This allows even distribution of weight down through the vertical stanchions. For max weight that rail support and stanchions can take look at SWL indication on main traveller. DO NOT add the various beam support weights together the max load that can be lifted is the heaviest beams SWL. | Class 4 Table 3 Foundations, settings, fixed gantries, supports Class 1 Table 1) List of Accessories (i) Travellers, Cranes Class 2 Table 2) | Whole is not rateable if under Class 1 or Class 2 if not used in connection with fuel for the generation of power or if not accessory to Class 1 or Class | Moving Traveller (Class 1 and Class 2) | It is assumed that the item forms part of an "average size industrial, commercial or office complex". Where it would be normal to find more than one item in such a hereditament the ERC stated has been adjusted to reflect any number / quantity, discount. These figures are NOT one off figures. | If the traveller span varies from the 15m basic cost guide standard then the following % adjustments are to be adopted. 5m span deduct 60%, 7 & 8m span deduct 50%, 10m span deduct 30%, (15m span no change), 20m span add 45%, 25m span add 90%. | Cranes: Gantry Rails & Supports Integral. Composite stanchion taking the main support beam and rail track. | - | 10071 |  | M | - | NA | NA | NA | 1763.875 | Option 2 | 2186.8595 | 23.98% | 0 | 0 | -100% | -100% | 0 | -100% | Redirected | NA | VOA_GPN_GOV_UK\7246041 | 2019-08-30 | Low | Blue | High | Risk taken from previous CG | - | - | NA | SPONS A&B | NA | (BEAMS Note 1) The ERC for this item should be added to the total of the ERC of the other P&M items on the site and the Buildings ERC (where applicable) to enable the correct contract size adjustment to be made. ERC of P&M Items + ERC of Building Component’s = Total ERC (net figure rateable items only) to which contract size adjustment should be applied The 2021 Generic Contractors Test Spreadsheet has this facility built into the programme - it is recommended you undertake all contractors test valuations using this spreadsheet. (Details on the application of contract size adjustments can be found in the RCG 2021 Guidance notes). Where RV is calculated using the comparative method (rental method) the contract size adjustment should be made as follows: Select - SCAT code box "P and M as an addition” within the 2021 Generic Contractors Test Spreadsheet facility. Or Where the spreadsheet is not used take the: Reciprocal of statutory de-capitalisation rate (i.e. 5% reciprocal = 20) multiply by rateable value of the buildings (before any overall end allowances are made and after making a notional deduction for the land value) and add to the ERC of P&M. Use resultant figure to calculate contract size adjustment. (Guidance Notes - Section 6) | Cranes: Gantry Rails & Supports Integral. Composite stanchion taking the main support beam and rail track. | - | 1 | TRUE
996 | 214BAD | 7946 | 214BAD | Cranes | Gantry Rails and Supports - Integral | Height to Underside of Rail Track | 12.19m | 75 tonnes | The crane gantry support beam supports the rail track upon which the moving traveller rests. The costs given include the extra foundations, the extra size of the support stanchion, the support beam and the rail track. Most buildings erected with structural steel stanchions are capable of also holding a gantry rail of up to 5 tonnes. In these cases an angle fillet is bolted to the upright projecting into the workshop/warehouse and the rail track support (with rail track on top) is fixed to this. As the traveller tonnage increases (over 5 tonnes) the upright stanchions, and horizontal beam, (and foundations to the stanchions) are increased in size to accommodate the extra load and thus the costs set out are in part for this ADDITIONAL cost element. This is over and above the figures used for the building framework. The additional steelwork, concrete foundation work, support beam, support flanges and rail track are regarded as Class 4 Table 3 structural supports and ERC¬s provided are all inclusive. The foundations will be larger to accommodate the extra load and the table includes an item for this element Below 5 tonnes the support beam and rail track may be substantial and the cost of this alone can be calculated by using the weight of steel appropriate. See Structural Steelwork supporting structures. Moving beam buffers These may be of various lengths and where two travellers work the same beam they prevent the two beams from coming to close together. This allows even distribution of weight down through the vertical stanchions. For max weight that rail support and stanchions can take look at SWL indication on main traveller. DO NOT add the various beam support weights together the max load that can be lifted is the heaviest beams SWL. | Location Adjustment Applicable (See Guidance Notes) - ERC = UK mean of 1.00 | (BEAMS Note 1) The ERC for this item should be added to the total of the ERC of the other P&M items on the site and the Buildings ERC (where applicable) to enable the correct contract size adjustment to be made. ERC of P&M Items + ERC of Building Component’s = Total ERC (net figure rateable items only) to which contract size adjustment should be applied The 2023 Generic Contractors Test Spreadsheet has this facility built into the programme - it is recommended you undertake all contractors test valuations using this spreadsheet. (Details on the application of contract size adjustments can be found in the RCG 2023 Guidance notes). Where RV is calculated using the comparative method (rental method) the contract size adjustment should be made as follows: Select - SCAT code box ""P and M as an addition” within the 2023 Generic Contractors Test Spreadsheet facility. Or Where the spreadsheet is not used take the: Reciprocal of statutory de-capitalisation rate (i.e. 5% reciprocal = 20) multiply by rateable value of the buildings (before any overall end allowances are made and after making a notional deduction for the land value) and add to the ERC of P&M. Use resultant figure to calculate contract size adjustment. (Guidance Notes - Section 6) | The costs are based on units with a 15m span traveller. The lifting capacity of the crane, height to underside of rail track (top of the track support beam) and the length of the gantry is all that is required to operate the scales (measured between the rails down the middle of the workshop). (Do not hook a metal tape onto the horizontal beam in order to gain the height. Most have exposed electrical cables attached). LINEAR METRE is distance-taking measurement between rail tracks of the length of the rail tracks. (Not always the length of the building) and is NOT the combined length of the two rails. The above costs do not include the moving traveller but do include foundations | Moving beam buffers These may be of various lengths and where two travellers work the same beam they prevent the two beams from coming to close together. This allows even distribution of weight down through the vertical stanchions. For max weight that rail support and stanchions can take look at SWL indication on main traveller. DO NOT add the various beam support weights together the max load that can be lifted is the heaviest beams SWL. | Class 4 Table 3 Foundations, settings, fixed gantries, supports Class 1 Table 1) List of Accessories (i) Travellers, Cranes Class 2 Table 2) | Whole is not rateable if under Class 1 or Class 2 if not used in connection with fuel for the generation of power or if not accessory to Class 1 or Class | Moving Traveller (Class 1 and Class 2) | It is assumed that the item forms part of an "average size industrial, commercial or office complex". Where it would be normal to find more than one item in such a hereditament the ERC stated has been adjusted to reflect any number / quantity, discount. These figures are NOT one off figures. | If the traveller span varies from the 15m basic cost guide standard then the following % adjustments are to be adopted. 5m span deduct 60%, 7 & 8m span deduct 50%, 10m span deduct 30%, (15m span no change), 20m span add 45%, 25m span add 90%. | Cranes: Gantry Rails & Supports Integral. Composite stanchion taking the main support beam and rail track. | - | 10071 |  | M | - | NA | NA | NA | 2299.0312 | Option 2 | 2850.3484 | 23.98% | 0 | 0 | -100% | -100% | 0 | -100% | Redirected | NA | VOA_GPN_GOV_UK\7246041 | 2019-08-30 | Low | Blue | High | Risk taken from previous CG | - | - | NA | SPONS A&B | NA | (BEAMS Note 1) The ERC for this item should be added to the total of the ERC of the other P&M items on the site and the Buildings ERC (where applicable) to enable the correct contract size adjustment to be made. ERC of P&M Items + ERC of Building Component’s = Total ERC (net figure rateable items only) to which contract size adjustment should be applied The 2021 Generic Contractors Test Spreadsheet has this facility built into the programme - it is recommended you undertake all contractors test valuations using this spreadsheet. (Details on the application of contract size adjustments can be found in the RCG 2021 Guidance notes). Where RV is calculated using the comparative method (rental method) the contract size adjustment should be made as follows: Select - SCAT code box "P and M as an addition” within the 2021 Generic Contractors Test Spreadsheet facility. Or Where the spreadsheet is not used take the: Reciprocal of statutory de-capitalisation rate (i.e. 5% reciprocal = 20) multiply by rateable value of the buildings (before any overall end allowances are made and after making a notional deduction for the land value) and add to the ERC of P&M. Use resultant figure to calculate contract size adjustment. (Guidance Notes - Section 6) | Cranes: Gantry Rails & Supports Integral. Composite stanchion taking the main support beam and rail track. | - | 1 | TRUE
997 | 214BAE | 7947 | 214BAE | Cranes | Gantry Rails and Supports - Integral | Height to Underside of Rail Track | 12.19m | 100 tonnes | The crane gantry support beam supports the rail track upon which the moving traveller rests. The costs given include the extra foundations, the extra size of the support stanchion, the support beam and the rail track. Most buildings erected with structural steel stanchions are capable of also holding a gantry rail of up to 5 tonnes. In these cases an angle fillet is bolted to the upright projecting into the workshop/warehouse and the rail track support (with rail track on top) is fixed to this. As the traveller tonnage increases (over 5 tonnes) the upright stanchions, and horizontal beam, (and foundations to the stanchions) are increased in size to accommodate the extra load and thus the costs set out are in part for this ADDITIONAL cost element. This is over and above the figures used for the building framework. The additional steelwork, concrete foundation work, support beam, support flanges and rail track are regarded as Class 4 Table 3 structural supports and ERC¬s provided are all inclusive. The foundations will be larger to accommodate the extra load and the table includes an item for this element Below 5 tonnes the support beam and rail track may be substantial and the cost of this alone can be calculated by using the weight of steel appropriate. See Structural Steelwork supporting structures. Moving beam buffers These may be of various lengths and where two travellers work the same beam they prevent the two beams from coming to close together. This allows even distribution of weight down through the vertical stanchions. For max weight that rail support and stanchions can take look at SWL indication on main traveller. DO NOT add the various beam support weights together the max load that can be lifted is the heaviest beams SWL. | Location Adjustment Applicable (See Guidance Notes) - ERC = UK mean of 1.00 | (BEAMS Note 1) The ERC for this item should be added to the total of the ERC of the other P&M items on the site and the Buildings ERC (where applicable) to enable the correct contract size adjustment to be made. ERC of P&M Items + ERC of Building Component’s = Total ERC (net figure rateable items only) to which contract size adjustment should be applied The 2023 Generic Contractors Test Spreadsheet has this facility built into the programme - it is recommended you undertake all contractors test valuations using this spreadsheet. (Details on the application of contract size adjustments can be found in the RCG 2023 Guidance notes). Where RV is calculated using the comparative method (rental method) the contract size adjustment should be made as follows: Select - SCAT code box ""P and M as an addition” within the 2023 Generic Contractors Test Spreadsheet facility. Or Where the spreadsheet is not used take the: Reciprocal of statutory de-capitalisation rate (i.e. 5% reciprocal = 20) multiply by rateable value of the buildings (before any overall end allowances are made and after making a notional deduction for the land value) and add to the ERC of P&M. Use resultant figure to calculate contract size adjustment. (Guidance Notes - Section 6) | The costs are based on units with a 15m span traveller. The lifting capacity of the crane, height to underside of rail track (top of the track support beam) and the length of the gantry is all that is required to operate the scales (measured between the rails down the middle of the workshop). (Do not hook a metal tape onto the horizontal beam in order to gain the height. Most have exposed electrical cables attached). LINEAR METRE is distance-taking measurement between rail tracks of the length of the rail tracks. (Not always the length of the building) and is NOT the combined length of the two rails. The above costs do not include the moving traveller but do include foundations | Moving beam buffers These may be of various lengths and where two travellers work the same beam they prevent the two beams from coming to close together. This allows even distribution of weight down through the vertical stanchions. For max weight that rail support and stanchions can take look at SWL indication on main traveller. DO NOT add the various beam support weights together the max load that can be lifted is the heaviest beams SWL. | Class 4 Table 3 Foundations, settings, fixed gantries, supports Class 1 Table 1) List of Accessories (i) Travellers, Cranes Class 2 Table 2) | Whole is not rateable if under Class 1 or Class 2 if not used in connection with fuel for the generation of power or if not accessory to Class 1 or Class | Moving Traveller (Class 1 and Class 2) | It is assumed that the item forms part of an "average size industrial, commercial or office complex". Where it would be normal to find more than one item in such a hereditament the ERC stated has been adjusted to reflect any number / quantity, discount. These figures are NOT one off figures. | If the traveller span varies from the 15m basic cost guide standard then the following % adjustments are to be adopted. 5m span deduct 60%, 7 & 8m span deduct 50%, 10m span deduct 30%, (15m span no change), 20m span add 45%, 25m span add 90%. | Cranes: Gantry Rails & Supports Integral. Composite stanchion taking the main support beam and rail track. | - | 10071 |  | M | - | NA | NA | NA | 2748.5625 | Option 2 | 3407.6791 | 23.98% | 0 | 0 | -100% | -100% | 0 | -100% | Redirected | NA | VOA_GPN_GOV_UK\7246041 | 2019-08-30 | Low | Blue | High | Risk taken from previous CG | - | - | NA | SPONS A&B | NA | (BEAMS Note 1) The ERC for this item should be added to the total of the ERC of the other P&M items on the site and the Buildings ERC (where applicable) to enable the correct contract size adjustment to be made. ERC of P&M Items + ERC of Building Component’s = Total ERC (net figure rateable items only) to which contract size adjustment should be applied The 2021 Generic Contractors Test Spreadsheet has this facility built into the programme - it is recommended you undertake all contractors test valuations using this spreadsheet. (Details on the application of contract size adjustments can be found in the RCG 2021 Guidance notes). Where RV is calculated using the comparative method (rental method) the contract size adjustment should be made as follows: Select - SCAT code box "P and M as an addition” within the 2021 Generic Contractors Test Spreadsheet facility. Or Where the spreadsheet is not used take the: Reciprocal of statutory de-capitalisation rate (i.e. 5% reciprocal = 20) multiply by rateable value of the buildings (before any overall end allowances are made and after making a notional deduction for the land value) and add to the ERC of P&M. Use resultant figure to calculate contract size adjustment. (Guidance Notes - Section 6) | Cranes: Gantry Rails & Supports Integral. Composite stanchion taking the main support beam and rail track. | - | 1 | TRUE
998 | 214BAF | 7948 | 214BAF | Cranes | Gantry Rails and Supports - Integral | Height to Underside of Rail Track | 13.72m | 40 tonnes | The crane gantry support beam supports the rail track upon which the moving traveller rests. The costs given include the extra foundations, the extra size of the support stanchion, the support beam and the rail track. Most buildings erected with structural steel stanchions are capable of also holding a gantry rail of up to 5 tonnes. In these cases an angle fillet is bolted to the upright projecting into the workshop/warehouse and the rail track support (with rail track on top) is fixed to this. As the traveller tonnage increases (over 5 tonnes) the upright stanchions, and horizontal beam, (and foundations to the stanchions) are increased in size to accommodate the extra load and thus the costs set out are in part for this ADDITIONAL cost element. This is over and above the figures used for the building framework. The additional steelwork, concrete foundation work, support beam, support flanges and rail track are regarded as Class 4 Table 3 structural supports and ERC¬s provided are all inclusive. The foundations will be larger to accommodate the extra load and the table includes an item for this element Below 5 tonnes the support beam and rail track may be substantial and the cost of this alone can be calculated by using the weight of steel appropriate. See Structural Steelwork supporting structures. Moving beam buffers These may be of various lengths and where two travellers work the same beam they prevent the two beams from coming to close together. This allows even distribution of weight down through the vertical stanchions. For max weight that rail support and stanchions can take look at SWL indication on main traveller. DO NOT add the various beam support weights together the max load that can be lifted is the heaviest beams SWL. | Location Adjustment Applicable (See Guidance Notes) - ERC = UK mean of 1.00 | (BEAMS Note 1) The ERC for this item should be added to the total of the ERC of the other P&M items on the site and the Buildings ERC (where applicable) to enable the correct contract size adjustment to be made. ERC of P&M Items + ERC of Building Component’s = Total ERC (net figure rateable items only) to which contract size adjustment should be applied The 2023 Generic Contractors Test Spreadsheet has this facility built into the programme - it is recommended you undertake all contractors test valuations using this spreadsheet. (Details on the application of contract size adjustments can be found in the RCG 2023 Guidance notes). Where RV is calculated using the comparative method (rental method) the contract size adjustment should be made as follows: Select - SCAT code box ""P and M as an addition” within the 2023 Generic Contractors Test Spreadsheet facility. Or Where the spreadsheet is not used take the: Reciprocal of statutory de-capitalisation rate (i.e. 5% reciprocal = 20) multiply by rateable value of the buildings (before any overall end allowances are made and after making a notional deduction for the land value) and add to the ERC of P&M. Use resultant figure to calculate contract size adjustment. (Guidance Notes - Section 6) | The costs are based on units with a 15m span traveller. The lifting capacity of the crane, height to underside of rail track (top of the track support beam) and the length of the gantry is all that is required to operate the scales (measured between the rails down the middle of the workshop). (Do not hook a metal tape onto the horizontal beam in order to gain the height. Most have exposed electrical cables attached). LINEAR METRE is distance-taking measurement between rail tracks of the length of the rail tracks. (Not always the length of the building) and is NOT the combined length of the two rails. The above costs do not include the moving traveller but do include foundations | Moving beam buffers These may be of various lengths and where two travellers work the same beam they prevent the two beams from coming to close together. This allows even distribution of weight down through the vertical stanchions. For max weight that rail support and stanchions can take look at SWL indication on main traveller. DO NOT add the various beam support weights together the max load that can be lifted is the heaviest beams SWL. | Class 4 Table 3 Foundations, settings, fixed gantries, supports Class 1 Table 1) List of Accessories (i) Travellers, Cranes Class 2 Table 2) | Whole is not rateable if under Class 1 or Class 2 if not used in connection with fuel for the generation of power or if not accessory to Class 1 or Class | Moving Traveller (Class 1 and Class 2) | It is assumed that the item forms part of an "average size industrial, commercial or office complex". Where it would be normal to find more than one item in such a hereditament the ERC stated has been adjusted to reflect any number / quantity, discount. These figures are NOT one off figures. | If the traveller span varies from the 15m basic cost guide standard then the following % adjustments are to be adopted. 5m span deduct 60%, 7 & 8m span deduct 50%, 10m span deduct 30%, (15m span no change), 20m span add 45%, 25m span add 90%. | Cranes: Gantry Rails & Supports Integral. Composite stanchion taking the main support beam and rail track. | - | 10071 |  | M | - | NA | NA | NA | 1584.0625 | Option 2 | 1963.9272 | 23.98% | 0 | 0 | -100% | -100% | 0 | -100% | Redirected | NA | VOA_GPN_GOV_UK\7246041 | 2019-08-30 | Low | Blue | High | Risk taken from previous CG | - | - | NA | SPONS A&B | NA | (BEAMS Note 1) The ERC for this item should be added to the total of the ERC of the other P&M items on the site and the Buildings ERC (where applicable) to enable the correct contract size adjustment to be made. ERC of P&M Items + ERC of Building Component’s = Total ERC (net figure rateable items only) to which contract size adjustment should be applied The 2021 Generic Contractors Test Spreadsheet has this facility built into the programme - it is recommended you undertake all contractors test valuations using this spreadsheet. (Details on the application of contract size adjustments can be found in the RCG 2021 Guidance notes). Where RV is calculated using the comparative method (rental method) the contract size adjustment should be made as follows: Select - SCAT code box "P and M as an addition” within the 2021 Generic Contractors Test Spreadsheet facility. Or Where the spreadsheet is not used take the: Reciprocal of statutory de-capitalisation rate (i.e. 5% reciprocal = 20) multiply by rateable value of the buildings (before any overall end allowances are made and after making a notional deduction for the land value) and add to the ERC of P&M. Use resultant figure to calculate contract size adjustment. (Guidance Notes - Section 6) | Cranes: Gantry Rails & Supports Integral. Composite stanchion taking the main support beam and rail track. | - | 1 | TRUE
999 | 214BAG | 7949 | 214BAG | Cranes | Gantry Rails and Supports - Integral | Height to Underside of Rail Track | 13.72m | 50 tonnes | The crane gantry support beam supports the rail track upon which the moving traveller rests. The costs given include the extra foundations, the extra size of the support stanchion, the support beam and the rail track. Most buildings erected with structural steel stanchions are capable of also holding a gantry rail of up to 5 tonnes. In these cases an angle fillet is bolted to the upright projecting into the workshop/warehouse and the rail track support (with rail track on top) is fixed to this. As the traveller tonnage increases (over 5 tonnes) the upright stanchions, and horizontal beam, (and foundations to the stanchions) are increased in size to accommodate the extra load and thus the costs set out are in part for this ADDITIONAL cost element. This is over and above the figures used for the building framework. The additional steelwork, concrete foundation work, support beam, support flanges and rail track are regarded as Class 4 Table 3 structural supports and ERC¬s provided are all inclusive. The foundations will be larger to accommodate the extra load and the table includes an item for this element Below 5 tonnes the support beam and rail track may be substantial and the cost of this alone can be calculated by using the weight of steel appropriate. See Structural Steelwork supporting structures. Moving beam buffers These may be of various lengths and where two travellers work the same beam they prevent the two beams from coming to close together. This allows even distribution of weight down through the vertical stanchions. For max weight that rail support and stanchions can take look at SWL indication on main traveller. DO NOT add the various beam support weights together the max load that can be lifted is the heaviest beams SWL. | Location Adjustment Applicable (See Guidance Notes) - ERC = UK mean of 1.00 | (BEAMS Note 1) The ERC for this item should be added to the total of the ERC of the other P&M items on the site and the Buildings ERC (where applicable) to enable the correct contract size adjustment to be made. ERC of P&M Items + ERC of Building Component’s = Total ERC (net figure rateable items only) to which contract size adjustment should be applied The 2023 Generic Contractors Test Spreadsheet has this facility built into the programme - it is recommended you undertake all contractors test valuations using this spreadsheet. (Details on the application of contract size adjustments can be found in the RCG 2023 Guidance notes). Where RV is calculated using the comparative method (rental method) the contract size adjustment should be made as follows: Select - SCAT code box ""P and M as an addition” within the 2023 Generic Contractors Test Spreadsheet facility. Or Where the spreadsheet is not used take the: Reciprocal of statutory de-capitalisation rate (i.e. 5% reciprocal = 20) multiply by rateable value of the buildings (before any overall end allowances are made and after making a notional deduction for the land value) and add to the ERC of P&M. Use resultant figure to calculate contract size adjustment. (Guidance Notes - Section 6) | The costs are based on units with a 15m span traveller. The lifting capacity of the crane, height to underside of rail track (top of the track support beam) and the length of the gantry is all that is required to operate the scales (measured between the rails down the middle of the workshop). (Do not hook a metal tape onto the horizontal beam in order to gain the height. Most have exposed electrical cables attached). LINEAR METRE is distance-taking measurement between rail tracks of the length of the rail tracks. (Not always the length of the building) and is NOT the combined length of the two rails. The above costs do not include the moving traveller but do include foundations | Moving beam buffers These may be of various lengths and where two travellers work the same beam they prevent the two beams from coming to close together. This allows even distribution of weight down through the vertical stanchions. For max weight that rail support and stanchions can take look at SWL indication on main traveller. DO NOT add the various beam support weights together the max load that can be lifted is the heaviest beams SWL. | Class 4 Table 3 Foundations, settings, fixed gantries, supports Class 1 Table 1) List of Accessories (i) Travellers, Cranes Class 2 Table 2) | Whole is not rateable if under Class 1 or Class 2 if not used in connection with fuel for the generation of power or if not accessory to Class 1 or Class | Moving Traveller (Class 1 and Class 2) | It is assumed that the item forms part of an "average size industrial, commercial or office complex". Where it would be normal to find more than one item in such a hereditament the ERC stated has been adjusted to reflect any number / quantity, discount. These figures are NOT one off figures. | If the traveller span varies from the 15m basic cost guide standard then the following % adjustments are to be adopted. 5m span deduct 60%, 7 & 8m span deduct 50%, 10m span deduct 30%, (15m span no change), 20m span add 45%, 25m span add 90%. | Cranes: Gantry Rails & Supports Integral. Composite stanchion taking the main support beam and rail track. | - | 10071 |  | M | - | NA | NA | NA | 1849.5 | Option 2 | 2293.0177 | 23.98% | 0 | 0 | -100% | -100% | 0 | -100% | Redirected | NA | VOA_GPN_GOV_UK\7246041 | 2019-08-30 | Low | Blue | High | Risk taken from previous CG | - | - | NA | SPONS A&B | NA | (BEAMS Note 1) The ERC for this item should be added to the total of the ERC of the other P&M items on the site and the Buildings ERC (where applicable) to enable the correct contract size adjustment to be made. ERC of P&M Items + ERC of Building Component’s = Total ERC (net figure rateable items only) to which contract size adjustment should be applied The 2021 Generic Contractors Test Spreadsheet has this facility built into the programme - it is recommended you undertake all contractors test valuations using this spreadsheet. (Details on the application of contract size adjustments can be found in the RCG 2021 Guidance notes). Where RV is calculated using the comparative method (rental method) the contract size adjustment should be made as follows: Select - SCAT code box "P and M as an addition” within the 2021 Generic Contractors Test Spreadsheet facility. Or Where the spreadsheet is not used take the: Reciprocal of statutory de-capitalisation rate (i.e. 5% reciprocal = 20) multiply by rateable value of the buildings (before any overall end allowances are made and after making a notional deduction for the land value) and add to the ERC of P&M. Use resultant figure to calculate contract size adjustment. (Guidance Notes - Section 6) | Cranes: Gantry Rails & Supports Integral. Composite stanchion taking the main support beam and rail track. | - | 1 | TRUE
1000 | 214BAH | 7950 | 214BAH | Cranes | Gantry Rails and Supports - Integral | Height to Underside of Rail Track | 13.72m | 75 tonnes | The crane gantry support beam supports the rail track upon which the moving traveller rests. The costs given include the extra foundations, the extra size of the support stanchion, the support beam and the rail track. Most buildings erected with structural steel stanchions are capable of also holding a gantry rail of up to 5 tonnes. In these cases an angle fillet is bolted to the upright projecting into the workshop/warehouse and the rail track support (with rail track on top) is fixed to this. As the traveller tonnage increases (over 5 tonnes) the upright stanchions, and horizontal beam, (and foundations to the stanchions) are increased in size to accommodate the extra load and thus the costs set out are in part for this ADDITIONAL cost element. This is over and above the figures used for the building framework. The additional steelwork, concrete foundation work, support beam, support flanges and rail track are regarded as Class 4 Table 3 structural supports and ERC¬s provided are all inclusive. The foundations will be larger to accommodate the extra load and the table includes an item for this element Below 5 tonnes the support beam and rail track may be substantial and the cost of this alone can be calculated by using the weight of steel appropriate. See Structural Steelwork supporting structures. Moving beam buffers These may be of various lengths and where two travellers work the same beam they prevent the two beams from coming to close together. This allows even distribution of weight down through the vertical stanchions. For max weight that rail support and stanchions can take look at SWL indication on main traveller. DO NOT add the various beam support weights together the max load that can be lifted is the heaviest beams SWL. | Location Adjustment Applicable (See Guidance Notes) - ERC = UK mean of 1.00 | (BEAMS Note 1) The ERC for this item should be added to the total of the ERC of the other P&M items on the site and the Buildings ERC (where applicable) to enable the correct contract size adjustment to be made. ERC of P&M Items + ERC of Building Component’s = Total ERC (net figure rateable items only) to which contract size adjustment should be applied The 2023 Generic Contractors Test Spreadsheet has this facility built into the programme - it is recommended you undertake all contractors test valuations using this spreadsheet. (Details on the application of contract size adjustments can be found in the RCG 2023 Guidance notes). Where RV is calculated using the comparative method (rental method) the contract size adjustment should be made as follows: Select - SCAT code box ""P and M as an addition” within the 2023 Generic Contractors Test Spreadsheet facility. Or Where the spreadsheet is not used take the: Reciprocal of statutory de-capitalisation rate (i.e. 5% reciprocal = 20) multiply by rateable value of the buildings (before any overall end allowances are made and after making a notional deduction for the land value) and add to the ERC of P&M. Use resultant figure to calculate contract size adjustment. (Guidance Notes - Section 6) | The costs are based on units with a 15m span traveller. The lifting capacity of the crane, height to underside of rail track (top of the track support beam) and the length of the gantry is all that is required to operate the scales (measured between the rails down the middle of the workshop). (Do not hook a metal tape onto the horizontal beam in order to gain the height. Most have exposed electrical cables attached). LINEAR METRE is distance-taking measurement between rail tracks of the length of the rail tracks. (Not always the length of the building) and is NOT the combined length of the two rails. The above costs do not include the moving traveller but do include foundations | Moving beam buffers These may be of various lengths and where two travellers work the same beam they prevent the two beams from coming to close together. This allows even distribution of weight down through the vertical stanchions. For max weight that rail support and stanchions can take look at SWL indication on main traveller. DO NOT add the various beam support weights together the max load that can be lifted is the heaviest beams SWL. | Class 4 Table 3 Foundations, settings, fixed gantries, supports Class 1 Table 1) List of Accessories (i) Travellers, Cranes Class 2 Table 2) | Whole is not rateable if under Class 1 or Class 2 if not used in connection with fuel for the generation of power or if not accessory to Class 1 or Class | Moving Traveller (Class 1 and Class 2) | It is assumed that the item forms part of an "average size industrial, commercial or office complex". Where it would be normal to find more than one item in such a hereditament the ERC stated has been adjusted to reflect any number / quantity, discount. These figures are NOT one off figures. | If the traveller span varies from the 15m basic cost guide standard then the following % adjustments are to be adopted. 5m span deduct 60%, 7 & 8m span deduct 50%, 10m span deduct 30%, (15m span no change), 20m span add 45%, 25m span add 90%. | Cranes: Gantry Rails & Supports Integral. Composite stanchion taking the main support beam and rail track. | - | 10071 |  | M | - | NA | NA | NA | 2414.625 | Option 2 | 2993.662 | 23.98% | 0 | 0 | -100% | -100% | 0 | -100% | Redirected | NA | VOA_GPN_GOV_UK\7246041 | 2019-08-30 | Low | Blue | High | Risk taken from previous CG | - | - | NA | SPONS A&B | NA | (BEAMS Note 1) The ERC for this item should be added to the total of the ERC of the other P&M items on the site and the Buildings ERC (where applicable) to enable the correct contract size adjustment to be made. ERC of P&M Items + ERC of Building Component’s = Total ERC (net figure rateable items only) to which contract size adjustment should be applied The 2021 Generic Contractors Test Spreadsheet has this facility built into the programme - it is recommended you undertake all contractors test valuations using this spreadsheet. (Details on the application of contract size adjustments can be found in the RCG 2021 Guidance notes). Where RV is calculated using the comparative method (rental method) the contract size adjustment should be made as follows: Select - SCAT code box "P and M as an addition” within the 2021 Generic Contractors Test Spreadsheet facility. Or Where the spreadsheet is not used take the: Reciprocal of statutory de-capitalisation rate (i.e. 5% reciprocal = 20) multiply by rateable value of the buildings (before any overall end allowances are made and after making a notional deduction for the land value) and add to the ERC of P&M. Use resultant figure to calculate contract size adjustment. (Guidance Notes - Section 6) | Cranes: Gantry Rails & Supports Integral. Composite stanchion taking the main support beam and rail track. | - | 1 | TRUE
1001 | 214BAI | 7903 | 214BAI | Cranes | Gantry Rails and Supports - Integral | Height to Underside of Rail Track | 13.72m | 100 tonnes | The crane gantry support beam supports the rail track upon which the moving traveller rests. The costs given include the extra foundations, the extra size of the support stanchion, the support beam and the rail track. Most buildings erected with structural steel stanchions are capable of also holding a gantry rail of up to 5 tonnes. In these cases an angle fillet is bolted to the upright projecting into the workshop/warehouse and the rail track support (with rail track on top) is fixed to this. As the traveller tonnage increases (over 5 tonnes) the upright stanchions, and horizontal beam, (and foundations to the stanchions) are increased in size to accommodate the extra load and thus the costs set out are in part for this ADDITIONAL cost element. This is over and above the figures used for the building framework. The additional steelwork, concrete foundation work, support beam, support flanges and rail track are regarded as Class 4 Table 3 structural supports and ERC¬s provided are all inclusive. The foundations will be larger to accommodate the extra load and the table includes an item for this element Below 5 tonnes the support beam and rail track may be substantial and the cost of this alone can be calculated by using the weight of steel appropriate. See Structural Steelwork supporting structures. Moving beam buffers These may be of various lengths and where two travellers work the same beam they prevent the two beams from coming to close together. This allows even distribution of weight down through the vertical stanchions. For max weight that rail support and stanchions can take look at SWL indication on main traveller. DO NOT add the various beam support weights together the max load that can be lifted is the heaviest beams SWL. | Location Adjustment Applicable (See Guidance Notes) - ERC = UK mean of 1.00 | (BEAMS Note 1) The ERC for this item should be added to the total of the ERC of the other P&M items on the site and the Buildings ERC (where applicable) to enable the correct contract size adjustment to be made. ERC of P&M Items + ERC of Building Component’s = Total ERC (net figure rateable items only) to which contract size adjustment should be applied The 2023 Generic Contractors Test Spreadsheet has this facility built into the programme - it is recommended you undertake all contractors test valuations using this spreadsheet. (Details on the application of contract size adjustments can be found in the RCG 2023 Guidance notes). Where RV is calculated using the comparative method (rental method) the contract size adjustment should be made as follows: Select - SCAT code box ""P and M as an addition” within the 2023 Generic Contractors Test Spreadsheet facility. Or Where the spreadsheet is not used take the: Reciprocal of statutory de-capitalisation rate (i.e. 5% reciprocal = 20) multiply by rateable value of the buildings (before any overall end allowances are made and after making a notional deduction for the land value) and add to the ERC of P&M. Use resultant figure to calculate contract size adjustment. (Guidance Notes - Section 6) | The costs are based on units with a 15m span traveller. The lifting capacity of the crane, height to underside of rail track (top of the track support beam) and the length of the gantry is all that is required to operate the scales (measured between the rails down the middle of the workshop). (Do not hook a metal tape onto the horizontal beam in order to gain the height. Most have exposed electrical cables attached). LINEAR METRE is distance-taking measurement between rail tracks of the length of the rail tracks. (Not always the length of the building) and is NOT the combined length of the two rails. The above costs do not include the moving traveller but do include foundations | Moving beam buffers These may be of various lengths and where two travellers work the same beam they prevent the two beams from coming to close together. This allows even distribution of weight down through the vertical stanchions. For max weight that rail support and stanchions can take look at SWL indication on main traveller. DO NOT add the various beam support weights together the max load that can be lifted is the heaviest beams SWL. | Class 4 Table 3 Foundations, settings, fixed gantries, supports Class 1 Table 1) List of Accessories (i) Travellers, Cranes Class 2 Table 2) | Whole is not rateable if under Class 1 or Class 2 if not used in connection with fuel for the generation of power or if not accessory to Class 1 or Class | Moving Traveller (Class 1 and Class 2) | It is assumed that the item forms part of an "average size industrial, commercial or office complex". Where it would be normal to find more than one item in such a hereditament the ERC stated has been adjusted to reflect any number / quantity, discount. These figures are NOT one off figures. | If the traveller span varies from the 15m basic cost guide standard then the following % adjustments are to be adopted. 5m span deduct 60%, 7 & 8m span deduct 50%, 10m span deduct 30%, (15m span no change), 20m span add 45%, 25m span add 90%. | Cranes: Gantry Rails & Supports Integral. Composite stanchion taking the main support beam and rail track. | - | 10071 |  | M | - | NA | NA | NA | 2885.5625 | Option 2 | 3577.5322 | 23.98% | 0 | 0 | -100% | -100% | 0 | -100% | Redirected | NA | VOA_GPN_GOV_UK\7246041 | 2019-08-30 | Low | Blue | High | Risk taken from previous CG | - | - | NA | SPONS A&B | NA | (BEAMS Note 1) The ERC for this item should be added to the total of the ERC of the other P&M items on the site and the Buildings ERC (where applicable) to enable the correct contract size adjustment to be made. ERC of P&M Items + ERC of Building Component’s = Total ERC (net figure rateable items only) to which contract size adjustment should be applied The 2021 Generic Contractors Test Spreadsheet has this facility built into the programme - it is recommended you undertake all contractors test valuations using this spreadsheet. (Details on the application of contract size adjustments can be found in the RCG 2021 Guidance notes). Where RV is calculated using the comparative method (rental method) the contract size adjustment should be made as follows: Select - SCAT code box "P and M as an addition” within the 2021 Generic Contractors Test Spreadsheet facility. Or Where the spreadsheet is not used take the: Reciprocal of statutory de-capitalisation rate (i.e. 5% reciprocal = 20) multiply by rateable value of the buildings (before any overall end allowances are made and after making a notional deduction for the land value) and add to the ERC of P&M. Use resultant figure to calculate contract size adjustment. (Guidance Notes - Section 6) | Cranes: Gantry Rails & Supports Integral. Composite stanchion taking the main support beam and rail track. | - | 1 | TRUE
1002 | 214BAJ | 7951 | 214BAJ | Cranes | Gantry Rails and Supports - Integral | Height to Underside of Rail Track | 13.72m | 150 tonnes | The crane gantry support beam supports the rail track upon which the moving traveller rests. The costs given include the extra foundations, the extra size of the support stanchion, the support beam and the rail track. Most buildings erected with structural steel stanchions are capable of also holding a gantry rail of up to 5 tonnes. In these cases an angle fillet is bolted to the upright projecting into the workshop/warehouse and the rail track support (with rail track on top) is fixed to this. As the traveller tonnage increases (over 5 tonnes) the upright stanchions, and horizontal beam, (and foundations to the stanchions) are increased in size to accommodate the extra load and thus the costs set out are in part for this ADDITIONAL cost element. This is over and above the figures used for the building framework. The additional steelwork, concrete foundation work, support beam, support flanges and rail track are regarded as Class 4 Table 3 structural supports and ERC¬s provided are all inclusive. The foundations will be larger to accommodate the extra load and the table includes an item for this element Below 5 tonnes the support beam and rail track may be substantial and the cost of this alone can be calculated by using the weight of steel appropriate. See Structural Steelwork supporting structures. Moving beam buffers These may be of various lengths and where two travellers work the same beam they prevent the two beams from coming to close together. This allows even distribution of weight down through the vertical stanchions. For max weight that rail support and stanchions can take look at SWL indication on main traveller. DO NOT add the various beam support weights together the max load that can be lifted is the heaviest beams SWL. | Location Adjustment Applicable (See Guidance Notes) - ERC = UK mean of 1.00 | (BEAMS Note 1) The ERC for this item should be added to the total of the ERC of the other P&M items on the site and the Buildings ERC (where applicable) to enable the correct contract size adjustment to be made. ERC of P&M Items + ERC of Building Component’s = Total ERC (net figure rateable items only) to which contract size adjustment should be applied The 2023 Generic Contractors Test Spreadsheet has this facility built into the programme - it is recommended you undertake all contractors test valuations using this spreadsheet. (Details on the application of contract size adjustments can be found in the RCG 2023 Guidance notes). Where RV is calculated using the comparative method (rental method) the contract size adjustment should be made as follows: Select - SCAT code box ""P and M as an addition” within the 2023 Generic Contractors Test Spreadsheet facility. Or Where the spreadsheet is not used take the: Reciprocal of statutory de-capitalisation rate (i.e. 5% reciprocal = 20) multiply by rateable value of the buildings (before any overall end allowances are made and after making a notional deduction for the land value) and add to the ERC of P&M. Use resultant figure to calculate contract size adjustment. (Guidance Notes - Section 6) | The costs are based on units with a 15m span traveller. The lifting capacity of the crane, height to underside of rail track (top of the track support beam) and the length of the gantry is all that is required to operate the scales (measured between the rails down the middle of the workshop). (Do not hook a metal tape onto the horizontal beam in order to gain the height. Most have exposed electrical cables attached). LINEAR METRE is distance-taking measurement between rail tracks of the length of the rail tracks. (Not always the length of the building) and is NOT the combined length of the two rails. The above costs do not include the moving traveller but do include foundations | Moving beam buffers These may be of various lengths and where two travellers work the same beam they prevent the two beams from coming to close together. This allows even distribution of weight down through the vertical stanchions. For max weight that rail support and stanchions can take look at SWL indication on main traveller. DO NOT add the various beam support weights together the max load that can be lifted is the heaviest beams SWL. | Class 4 Table 3 Foundations, settings, fixed gantries, supports Class 1 Table 1) List of Accessories (i) Travellers, Cranes Class 2 Table 2) | Whole is not rateable if under Class 1 or Class 2 if not used in connection with fuel for the generation of power or if not accessory to Class 1 or Class | Moving Traveller (Class 1 and Class 2) | It is assumed that the item forms part of an "average size industrial, commercial or office complex". Where it would be normal to find more than one item in such a hereditament the ERC stated has been adjusted to reflect any number / quantity, discount. These figures are NOT one off figures. | If the traveller span varies from the 15m basic cost guide standard then the following % adjustments are to be adopted. 5m span deduct 60%, 7 & 8m span deduct 50%, 10m span deduct 30%, (15m span no change), 20m span add 45%, 25m span add 90%. | Cranes: Gantry Rails & Supports Integral. Composite stanchion taking the main support beam and rail track. | - | 10071 |  | M | - | NA | NA | NA | 3686.1562 | Option 2 | 4570.1116 | 23.98% | 0 | 0 | -100% | -100% | 0 | -100% | Redirected | NA | VOA_GPN_GOV_UK\7246041 | 2019-08-30 | Low | Blue | High | Risk taken from previous CG | - | - | NA | SPONS A&B | NA | (BEAMS Note 1) The ERC for this item should be added to the total of the ERC of the other P&M items on the site and the Buildings ERC (where applicable) to enable the correct contract size adjustment to be made. ERC of P&M Items + ERC of Building Component’s = Total ERC (net figure rateable items only) to which contract size adjustment should be applied The 2021 Generic Contractors Test Spreadsheet has this facility built into the programme - it is recommended you undertake all contractors test valuations using this spreadsheet. (Details on the application of contract size adjustments can be found in the RCG 2021 Guidance notes). Where RV is calculated using the comparative method (rental method) the contract size adjustment should be made as follows: Select - SCAT code box "P and M as an addition” within the 2021 Generic Contractors Test Spreadsheet facility. Or Where the spreadsheet is not used take the: Reciprocal of statutory de-capitalisation rate (i.e. 5% reciprocal = 20) multiply by rateable value of the buildings (before any overall end allowances are made and after making a notional deduction for the land value) and add to the ERC of P&M. Use resultant figure to calculate contract size adjustment. (Guidance Notes - Section 6) | Cranes: Gantry Rails & Supports Integral. Composite stanchion taking the main support beam and rail track. | - | 1 | TRUE
1003 | 214BAK | 7952 | 214BAK | Cranes | Gantry Rails and Supports - Integral | Height to Underside of Rail Track | 15.24m | 40 tonnes | The crane gantry support beam supports the rail track upon which the moving traveller rests. The costs given include the extra foundations, the extra size of the support stanchion, the support beam and the rail track. Most buildings erected with structural steel stanchions are capable of also holding a gantry rail of up to 5 tonnes. In these cases an angle fillet is bolted to the upright projecting into the workshop/warehouse and the rail track support (with rail track on top) is fixed to this. As the traveller tonnage increases (over 5 tonnes) the upright stanchions, and horizontal beam, (and foundations to the stanchions) are increased in size to accommodate the extra load and thus the costs set out are in part for this ADDITIONAL cost element. This is over and above the figures used for the building framework. The additional steelwork, concrete foundation work, support beam, support flanges and rail track are regarded as Class 4 Table 3 structural supports and ERC provided are all inclusive. The foundations will be larger to accommodate the extra load and the table includes an item for this element Below 5 tonnes the support beam and rail track may be substantial and the cost of this alone can be calculated by using the weight of steel appropriate. See Structural Steelwork supporting structures. Moving beam buffers These may be of various lengths and where two travellers work the same beam they prevent the two beams from coming to close together. This allows even distribution of weight down through the vertical stanchions. For max weight that rail support and stanchions can take look at SWL indication on main traveller. DO NOT add the various beam support weights together the max load that can be lifted is the heaviest beams SWL. | Location Adjustment Applicable (See Guidance Notes) - ERC = UK mean of 1.00 | (BEAMS Note 1) The ERC for this item should be added to the total of the ERC of the other P&M items on the site and the Buildings ERC (where applicable) to enable the correct contract size adjustment to be made. ERC of P&M Items + ERC of Building Component’s = Total ERC (net figure rateable items only) to which contract size adjustment should be applied The 2023 Generic Contractors Test Spreadsheet has this facility built into the programme - it is recommended you undertake all contractors test valuations using this spreadsheet. (Details on the application of contract size adjustments can be found in the RCG 2023 Guidance notes). Where RV is calculated using the comparative method (rental method) the contract size adjustment should be made as follows: Select - SCAT code box ""P and M as an addition” within the 2023 Generic Contractors Test Spreadsheet facility. Or Where the spreadsheet is not used take the: Reciprocal of statutory de-capitalisation rate (i.e. 5% reciprocal = 20) multiply by rateable value of the buildings (before any overall end allowances are made and after making a notional deduction for the land value) and add to the ERC of P&M. Use resultant figure to calculate contract size adjustment. (Guidance Notes - Section 6) | The costs are based on units with a 15m span traveller. The lifting capacity of the crane, height to underside of rail track (top of the track support beam) and the length of the gantry is all that is required to operate the scales (measured between the rails down the middle of the workshop). (Do not hook a metal tape onto the horizontal beam in order to gain the height. Most have exposed electrical cables attached). LINEAR METRE is distance-taking measurement between rail tracks of the length of the rail tracks. (Not always the length of the building) and is NOT the combined length of the two rails. The above costs do not include the moving traveller but do include foundations | Moving beam buffers These may be of various lengths and where two travellers work the same beam they prevent the two beams from coming to close together. This allows even distribution of weight down through the vertical stanchions. For max weight that rail support and stanchions can take look at SWL indication on main traveller. DO NOT add the various beam support weights together the max load that can be lifted is the heaviest beams SWL. | Class 4 Table 3 Foundations, settings, fixed gantries, supports Class 1 Table 1) List of Accessories (i) Travellers, Cranes Class 2 Table 2) | Whole is not rateable if under Class 1 or Class 2 if not used in connection with fuel for the generation of power or if not accessory to Class 1 or Class. | Moving Traveller (Class 1 and Class 2). | It is assumed that the item forms part of an average size industrial, commercial or office complex. Where it would be normal to find more than one item in such a hereditament the ERC stated has been adjusted to reflect any number / quantity, discount. These figures are NOT one off figures. | If the traveller span varies from the 15m basic cost guide standard then the following % adjustments are to be adopted. 5m span deduct 60%, 7 & 8m span deduct 50%, 10m span deduct 30%, (15m span no change), 20m span add 45%, 25m span add 90%. | Cranes: Gantry Rails & Supports Integral. Composite stanchion taking the main support beam and rail track. | - | 10071 | 214BAF, 214BAB | m | - | Please Select | - | - | 1661.125 | Option 2 | 2059.4696 | 23.98% | 2199.6199 | 1662.3942 | 0.0764% | -19.28% | 1662.3942 | 0.0764% | ERC Over-ridden | Ryan Casey | VOA_GPN_GOV_UK\7233251 | 2021-07-29 | Low | Blue | High | Cost build up has no narrative to explain quantities no resemblance to SPONS rates. Needs a fresh measure next time and costs likely to decrease significantly. | - | No build up. RC continued template for Freestanding cranes, which had a build-up. ERC index RCG2021 rate. | NA | SPONS A&B | 2 | (BEAMS Note 1) P&M | Cranes: Gantry Rails & Supports Integral. Composite stanchion taking the main support beam and rail track. | - | 1 | TRUE
1004 | 214BAL | 7953 | 214BAL | Cranes | Gantry Rails and Supports - Integral | Height to Underside of Rail Track | 15.24m | 50 tonnes | The crane gantry support beam supports the rail track upon which the moving traveller rests. The costs given include the extra foundations, the extra size of the support stanchion, the support beam and the rail track. Most buildings erected with structural steel stanchions are capable of also holding a gantry rail of up to 5 tonnes. In these cases an angle fillet is bolted to the upright projecting into the workshop/warehouse and the rail track support (with rail track on top) is fixed to this. As the traveller tonnage increases (over 5 tonnes) the upright stanchions, and horizontal beam, (and foundations to the stanchions) are increased in size to accommodate the extra load and thus the costs set out are in part for this ADDITIONAL cost element. This is over and above the figures used for the building framework. The additional steelwork, concrete foundation work, support beam, support flanges and rail track are regarded as Class 4 Table 3 structural supports and ERC provided are all inclusive. The foundations will be larger to accommodate the extra load and the table includes an item for this element Below 5 tonnes the support beam and rail track may be substantial and the cost of this alone can be calculated by using the weight of steel appropriate. See Structural Steelwork supporting structures. Moving beam buffers These may be of various lengths and where two travellers work the same beam they prevent the two beams from coming to close together. This allows even distribution of weight down through the vertical stanchions. For max weight that rail support and stanchions can take look at SWL indication on main traveller. DO NOT add the various beam support weights together the max load that can be lifted is the heaviest beams SWL. | Location Adjustment Applicable (See Guidance Notes) - ERC = UK mean of 1.00 | (BEAMS Note 1) The ERC for this item should be added to the total of the ERC of the other P&M items on the site and the Buildings ERC (where applicable) to enable the correct contract size adjustment to be made. ERC of P&M Items + ERC of Building Component’s = Total ERC (net figure rateable items only) to which contract size adjustment should be applied The 2023 Generic Contractors Test Spreadsheet has this facility built into the programme - it is recommended you undertake all contractors test valuations using this spreadsheet. (Details on the application of contract size adjustments can be found in the RCG 2023 Guidance notes). Where RV is calculated using the comparative method (rental method) the contract size adjustment should be made as follows: Select - SCAT code box ""P and M as an addition” within the 2023 Generic Contractors Test Spreadsheet facility. Or Where the spreadsheet is not used take the: Reciprocal of statutory de-capitalisation rate (i.e. 5% reciprocal = 20) multiply by rateable value of the buildings (before any overall end allowances are made and after making a notional deduction for the land value) and add to the ERC of P&M. Use resultant figure to calculate contract size adjustment. (Guidance Notes - Section 6) | The costs are based on units with a 15m span traveller. The lifting capacity of the crane, height to underside of rail track (top of the track support beam) and the length of the gantry is all that is required to operate the scales (measured between the rails down the middle of the workshop). (Do not hook a metal tape onto the horizontal beam in order to gain the height. Most have exposed electrical cables attached). LINEAR METRE is distance-taking measurement between rail tracks of the length of the rail tracks. (Not always the length of the building) and is NOT the combined length of the two rails. The above costs do not include the moving traveller but do include foundations | Moving beam buffers These may be of various lengths and where two travellers work the same beam they prevent the two beams from coming to close together. This allows even distribution of weight down through the vertical stanchions. For max weight that rail support and stanchions can take look at SWL indication on main traveller. DO NOT add the various beam support weights together the max load that can be lifted is the heaviest beams SWL. | Class 4 Table 3 Foundations, settings, fixed gantries, supports Class 1 Table 1) List of Accessories (i) Travellers, Cranes Class 2 Table 2) | Whole is not rateable if under Class 1 or Class 2 if not used in connection with fuel for the generation of power or if not accessory to Class 1 or Class. | Moving Traveller (Class 1 and Class 2). | It is assumed that the item forms part of an average size industrial, commercial or office complex. Where it would be normal to find more than one item in such a hereditament the ERC stated has been adjusted to reflect any number / quantity, discount. These figures are NOT one off figures. | If the traveller span varies from the 15m basic cost guide standard then the following % adjustments are to be adopted. 5m span deduct 60%, 7 & 8m span deduct 50%, 10m span deduct 30%, (15m span no change), 20m span add 45%, 25m span add 90%. | Cranes: Gantry Rails & Supports Integral. Composite stanchion taking the main support beam and rail track. | - | 10071 | 214BAG, 214BAC | m | - | Please Select | - | - | 1939.4062 | Option 2 | 2404.4838 | 23.98% | 3678.6746 | 2780.211 | 43.35% | 15.63% | 2780.211 | 43.35% | ERC Over-ridden | Ryan Casey | VOA_GPN_GOV_UK\7233251 | 2021-07-29 | Low | Blue | High | Cost build up has no narrative to explain quantities no resemblance to SPONS rates. Needs a fresh measure next time and costs likely to decrease significantly. | - | No build up. RC continued template for Freestanding cranes, which had a build-up. ERC index RCG2021 rate. | NA | SPONS A&B | 2 | (BEAMS Note 1) P&M | Cranes: Gantry Rails & Supports Integral. Composite stanchion taking the main support beam and rail track. | - | 1 | TRUE
1005 | 214BAM | 7954 | 214BAM | Cranes | Gantry Rails and Supports - Integral | Height to Underside of Rail Track | 15.24m | 75 tonnes | The crane gantry support beam supports the rail track upon which the moving traveller rests. The costs given include the extra foundations, the extra size of the support stanchion, the support beam and the rail track. Most buildings erected with structural steel stanchions are capable of also holding a gantry rail of up to 5 tonnes. In these cases an angle fillet is bolted to the upright projecting into the workshop/warehouse and the rail track support (with rail track on top) is fixed to this. As the traveller tonnage increases (over 5 tonnes) the upright stanchions, and horizontal beam, (and foundations to the stanchions) are increased in size to accommodate the extra load and thus the costs set out are in part for this ADDITIONAL cost element. This is over and above the figures used for the building framework. The additional steelwork, concrete foundation work, support beam, support flanges and rail track are regarded as Class 4 Table 3 structural supports and ERC provided are all inclusive. The foundations will be larger to accommodate the extra load and the table includes an item for this element Below 5 tonnes the support beam and rail track may be substantial and the cost of this alone can be calculated by using the weight of steel appropriate. See Structural Steelwork supporting structures. Moving beam buffers These may be of various lengths and where two travellers work the same beam they prevent the two beams from coming to close together. This allows even distribution of weight down through the vertical stanchions. For max weight that rail support and stanchions can take look at SWL indication on main traveller. DO NOT add the various beam support weights together the max load that can be lifted is the heaviest beams SWL. | Location Adjustment Applicable (See Guidance Notes) - ERC = UK mean of 1.00 | (BEAMS Note 1) The ERC for this item should be added to the total of the ERC of the other P&M items on the site and the Buildings ERC (where applicable) to enable the correct contract size adjustment to be made. ERC of P&M Items + ERC of Building Component’s = Total ERC (net figure rateable items only) to which contract size adjustment should be applied The 2023 Generic Contractors Test Spreadsheet has this facility built into the programme - it is recommended you undertake all contractors test valuations using this spreadsheet. (Details on the application of contract size adjustments can be found in the RCG 2023 Guidance notes). Where RV is calculated using the comparative method (rental method) the contract size adjustment should be made as follows: Select - SCAT code box ""P and M as an addition” within the 2023 Generic Contractors Test Spreadsheet facility. Or Where the spreadsheet is not used take the: Reciprocal of statutory de-capitalisation rate (i.e. 5% reciprocal = 20) multiply by rateable value of the buildings (before any overall end allowances are made and after making a notional deduction for the land value) and add to the ERC of P&M. Use resultant figure to calculate contract size adjustment. (Guidance Notes - Section 6) | The costs are based on units with a 15m span traveller. The lifting capacity of the crane, height to underside of rail track (top of the track support beam) and the length of the gantry is all that is required to operate the scales (measured between the rails down the middle of the workshop). (Do not hook a metal tape onto the horizontal beam in order to gain the height. Most have exposed electrical cables attached). LINEAR METRE is distance-taking measurement between rail tracks of the length of the rail tracks. (Not always the length of the building) and is NOT the combined length of the two rails. The above costs do not include the moving traveller but do include foundations | Moving beam buffers These may be of various lengths and where two travellers work the same beam they prevent the two beams from coming to close together. This allows even distribution of weight down through the vertical stanchions. For max weight that rail support and stanchions can take look at SWL indication on main traveller. DO NOT add the various beam support weights together the max load that can be lifted is the heaviest beams SWL. | Class 4 Table 3 Foundations, settings, fixed gantries, supports Class 1 Table 1) List of Accessories (i) Travellers, Cranes Class 2 Table 2) | Whole is not rateable if under Class 1 or Class 2 if not used in connection with fuel for the generation of power or if not accessory to Class 1 or Class. | Moving Traveller (Class 1 and Class 2). | It is assumed that the item forms part of an average size industrial, commercial or office complex. Where it would be normal to find more than one item in such a hereditament the ERC stated has been adjusted to reflect any number / quantity, discount. These figures are NOT one off figures. | If the traveller span varies from the 15m basic cost guide standard then the following % adjustments are to be adopted. 5m span deduct 60%, 7 & 8m span deduct 50%, 10m span deduct 30%, (15m span no change), 20m span add 45%, 25m span add 90%. | Cranes: Gantry Rails & Supports Integral. Composite stanchion taking the main support beam and rail track. | - | 10071 | 214BAH, 214BAD | m | - | Please Select | - | - | 2530.2188 | Option 2 | 3136.9756 | 23.98% | 3553.4089 | 2685.5396 | 6.139% | -14.39% | 2685.5396 | 6.139% | ERC Over-ridden | Ryan Casey | VOA_GPN_GOV_UK\7233251 | 2021-07-29 | Low | Blue | High | Cost build up has no narrative to explain quantities no resemblance to SPONS rates. Needs a fresh measure next time and costs likely to decrease significantly. | - | No build up. RC continued template for Freestanding cranes, which had a build-up. ERC index RCG2021 rate. | NA | SPONS A&B | 2 | (BEAMS Note 1) P&M | Cranes: Gantry Rails & Supports Integral. Composite stanchion taking the main support beam and rail track. | - | 1 | TRUE
1006 | 214BAN | 7955 | 214BAN | Cranes | Gantry Rails and Supports - Integral | Height to Underside of Rail Track | 15.24m | 100 tonnes | The crane gantry support beam supports the rail track upon which the moving traveller rests. The costs given include the extra foundations, the extra size of the support stanchion, the support beam and the rail track. Most buildings erected with structural steel stanchions are capable of also holding a gantry rail of up to 5 tonnes. In these cases an angle fillet is bolted to the upright projecting into the workshop/warehouse and the rail track support (with rail track on top) is fixed to this. As the traveller tonnage increases (over 5 tonnes) the upright stanchions, and horizontal beam, (and foundations to the stanchions) are increased in size to accommodate the extra load and thus the costs set out are in part for this ADDITIONAL cost element. This is over and above the figures used for the building framework. The additional steelwork, concrete foundation work, support beam, support flanges and rail track are regarded as Class 4 Table 3 structural supports and ERC¬s provided are all inclusive. The foundations will be larger to accommodate the extra load and the table includes an item for this element Below 5 tonnes the support beam and rail track may be substantial and the cost of this alone can be calculated by using the weight of steel appropriate. See Structural Steelwork supporting structures. Moving beam buffers These may be of various lengths and where two travellers work the same beam they prevent the two beams from coming to close together. This allows even distribution of weight down through the vertical stanchions. For max weight that rail support and stanchions can take look at SWL indication on main traveller. DO NOT add the various beam support weights together the max load that can be lifted is the heaviest beams SWL. | Location Adjustment Applicable (See Guidance Notes) - ERC = UK mean of 1.00 | (BEAMS Note 1) The ERC for this item should be added to the total of the ERC of the other P&M items on the site and the Buildings ERC (where applicable) to enable the correct contract size adjustment to be made. ERC of P&M Items + ERC of Building Component’s = Total ERC (net figure rateable items only) to which contract size adjustment should be applied The 2023 Generic Contractors Test Spreadsheet has this facility built into the programme - it is recommended you undertake all contractors test valuations using this spreadsheet. (Details on the application of contract size adjustments can be found in the RCG 2023 Guidance notes). Where RV is calculated using the comparative method (rental method) the contract size adjustment should be made as follows: Select - SCAT code box ""P and M as an addition” within the 2023 Generic Contractors Test Spreadsheet facility. Or Where the spreadsheet is not used take the: Reciprocal of statutory de-capitalisation rate (i.e. 5% reciprocal = 20) multiply by rateable value of the buildings (before any overall end allowances are made and after making a notional deduction for the land value) and add to the ERC of P&M. Use resultant figure to calculate contract size adjustment. (Guidance Notes - Section 6) | The costs are based on units with a 15m span traveller. The lifting capacity of the crane, height to underside of rail track (top of the track support beam) and the length of the gantry is all that is required to operate the scales (measured between the rails down the middle of the workshop). (Do not hook a metal tape onto the horizontal beam in order to gain the height. Most have exposed electrical cables attached). LINEAR METRE is distance-taking measurement between rail tracks of the length of the rail tracks. (Not always the length of the building) and is NOT the combined length of the two rails. The above costs do not include the moving traveller but do include foundations | Moving beam buffers These may be of various lengths and where two travellers work the same beam they prevent the two beams from coming to close together. This allows even distribution of weight down through the vertical stanchions. For max weight that rail support and stanchions can take look at SWL indication on main traveller. DO NOT add the various beam support weights together the max load that can be lifted is the heaviest beams SWL. | Class 4 Table 3 Foundations, settings, fixed gantries, supports Class 1 Table 1) List of Accessories (i) Travellers, Cranes Class 2 Table 2) | Whole is not rateable if under Class 1 or Class 2 if not used in connection with fuel for the generation of power or if not accessory to Class 1 or Class | Moving Traveller (Class 1 and Class 2) | It is assumed that the item forms part of an "average size industrial, commercial or office complex". Where it would be normal to find more than one item in such a hereditament the ERC stated has been adjusted to reflect any number / quantity, discount. These figures are NOT one off figures. | If the traveller span varies from the 15m basic cost guide standard then the following % adjustments are to be adopted. 5m span deduct 60%, 7 & 8m span deduct 50%, 10m span deduct 30%, (15m span no change), 20m span add 45%, 25m span add 90%. | Cranes: Gantry Rails & Supports Integral. Composite stanchion taking the main support beam and rail track. | - | 10071 |  | M | - | NA | NA | NA | 3022.5625 | Option 2 | 3747.3854 | 23.98% | 0 | 0 | -100% | -100% | 0 | -100% | Redirected | NA | VOA_GPN_GOV_UK\7246041 | 2019-08-30 | Low | Blue | High | Risk taken from previous CG | - | - | NA | SPONS A&B | NA | (BEAMS Note 1) The ERC for this item should be added to the total of the ERC of the other P&M items on the site and the Buildings ERC (where applicable) to enable the correct contract size adjustment to be made. ERC of P&M Items + ERC of Building Component’s = Total ERC (net figure rateable items only) to which contract size adjustment should be applied The 2021 Generic Contractors Test Spreadsheet has this facility built into the programme - it is recommended you undertake all contractors test valuations using this spreadsheet. (Details on the application of contract size adjustments can be found in the RCG 2021 Guidance notes). Where RV is calculated using the comparative method (rental method) the contract size adjustment should be made as follows: Select - SCAT code box "P and M as an addition” within the 2021 Generic Contractors Test Spreadsheet facility. Or Where the spreadsheet is not used take the: Reciprocal of statutory de-capitalisation rate (i.e. 5% reciprocal = 20) multiply by rateable value of the buildings (before any overall end allowances are made and after making a notional deduction for the land value) and add to the ERC of P&M. Use resultant figure to calculate contract size adjustment. (Guidance Notes - Section 6) | Cranes: Gantry Rails & Supports Integral. Composite stanchion taking the main support beam and rail track. | - | 1 | TRUE
1007 | 214BAO | 7956 | 214BAO | Cranes | Gantry Rails and Supports - Integral | Height to Underside of Rail Track | 15.24m | 150 tonnes | The crane gantry support beam supports the rail track upon which the moving traveller rests. The costs given include the extra foundations, the extra size of the support stanchion, the support beam and the rail track. Most buildings erected with structural steel stanchions are capable of also holding a gantry rail of up to 5 tonnes. In these cases an angle fillet is bolted to the upright projecting into the workshop/warehouse and the rail track support (with rail track on top) is fixed to this. As the traveller tonnage increases (over 5 tonnes) the upright stanchions, and horizontal beam, (and foundations to the stanchions) are increased in size to accommodate the extra load and thus the costs set out are in part for this ADDITIONAL cost element. This is over and above the figures used for the building framework. The additional steelwork, concrete foundation work, support beam, support flanges and rail track are regarded as Class 4 Table 3 structural supports and ERC provided are all inclusive. The foundations will be larger to accommodate the extra load and the table includes an item for this element Below 5 tonnes the support beam and rail track may be substantial and the cost of this alone can be calculated by using the weight of steel appropriate. See Structural Steelwork supporting structures. Moving beam buffers These may be of various lengths and where two travellers work the same beam they prevent the two beams from coming to close together. This allows even distribution of weight down through the vertical stanchions. For max weight that rail support and stanchions can take look at SWL indication on main traveller. DO NOT add the various beam support weights together the max load that can be lifted is the heaviest beams SWL. | Location Adjustment Applicable (See Guidance Notes) - ERC = UK mean of 1.00 | (BEAMS Note 1) The ERC for this item should be added to the total of the ERC of the other P&M items on the site and the Buildings ERC (where applicable) to enable the correct contract size adjustment to be made. ERC of P&M Items + ERC of Building Component’s = Total ERC (net figure rateable items only) to which contract size adjustment should be applied The 2023 Generic Contractors Test Spreadsheet has this facility built into the programme - it is recommended you undertake all contractors test valuations using this spreadsheet. (Details on the application of contract size adjustments can be found in the RCG 2023 Guidance notes). Where RV is calculated using the comparative method (rental method) the contract size adjustment should be made as follows: Select - SCAT code box ""P and M as an addition” within the 2023 Generic Contractors Test Spreadsheet facility. Or Where the spreadsheet is not used take the: Reciprocal of statutory de-capitalisation rate (i.e. 5% reciprocal = 20) multiply by rateable value of the buildings (before any overall end allowances are made and after making a notional deduction for the land value) and add to the ERC of P&M. Use resultant figure to calculate contract size adjustment. (Guidance Notes - Section 6) | The costs are based on units with a 15m span traveller. The lifting capacity of the crane, height to underside of rail track (top of the track support beam) and the length of the gantry is all that is required to operate the scales (measured between the rails down the middle of the workshop). (Do not hook a metal tape onto the horizontal beam in order to gain the height. Most have exposed electrical cables attached). LINEAR METRE is distance-taking measurement between rail tracks of the length of the rail tracks. (Not always the length of the building) and is NOT the combined length of the two rails. The above costs do not include the moving traveller but do include foundations | Moving beam buffers These may be of various lengths and where two travellers work the same beam they prevent the two beams from coming to close together. This allows even distribution of weight down through the vertical stanchions. For max weight that rail support and stanchions can take look at SWL indication on main traveller. DO NOT add the various beam support weights together the max load that can be lifted is the heaviest beams SWL. | Class 4 Table 3 Foundations, settings, fixed gantries, supports Class 1 Table 1) List of Accessories (i) Travellers, Cranes Class 2 Table 2) | Whole is not rateable if under Class 1 or Class 2 if not used in connection with fuel for the generation of power or if not accessory to Class 1 or Class. | Moving Traveller (Class 1 and Class 2). | It is assumed that the item forms part of an average size industrial, commercial or office complex. Where it would be normal to find more than one item in such a hereditament the ERC stated has been adjusted to reflect any number / quantity, discount. These figures are NOT one off figures. | If the traveller span varies from the 15m basic cost guide standard then the following % adjustments are to be adopted. 5m span deduct 60%, 7 & 8m span deduct 50%, 10m span deduct 30%, (15m span no change), 20m span add 45%, 25m span add 90%. | Cranes: Gantry Rails & Supports Integral. Composite stanchion taking the main support beam and rail track. | - | 10071 |  | m | - | Please Select | - | - | 3861.6875 | Option 2 | 4787.736 | 23.98% | 6534.5029 | 4938.544 | 27.89% | 3.15% | 4938.544 | 27.89% | ERC Over-ridden | Ryan Casey | VOA_GPN_GOV_UK\7233251 | 2021-07-29 | Low | Blue | High | Cost build up has no narrative to explain quantities no resemblance to SPONS rates. Needs a fresh measure next time and costs likely to decrease significantly. | - | No build up. RC continued template for Freestanding cranes, which had a build-up. ERC index RCG2021 rate. | NA | SPONS A&B | 2 | (BEAMS Note 1) P&M | Cranes: Gantry Rails & Supports Integral. Composite stanchion taking the main support beam and rail track. | - | 1 | TRUE
1008 | 214BAP | 7960 | 214BAP | Cranes | Gantry Rails and Supports - Integral | Height to Underside of Rail Track | 15.24m | 200 tonnes | The crane gantry support beam supports the rail track upon which the moving traveller rests. The costs given include the extra foundations, the extra size of the support stanchion, the support beam and the rail track. Most buildings erected with structural steel stanchions are capable of also holding a gantry rail of up to 5 tonnes. In these cases an angle fillet is bolted to the upright projecting into the workshop/warehouse and the rail track support (with rail track on top) is fixed to this. As the traveller tonnage increases (over 5 tonnes) the upright stanchions, and horizontal beam, (and foundations to the stanchions) are increased in size to accommodate the extra load and thus the costs set out are in part for this ADDITIONAL cost element. This is over and above the figures used for the building framework. The additional steelwork, concrete foundation work, support beam, support flanges and rail track are regarded as Class 4 Table 3 structural supports and ERC provided are all inclusive. The foundations will be larger to accommodate the extra load and the table includes an item for this element Below 5 tonnes the support beam and rail track may be substantial and the cost of this alone can be calculated by using the weight of steel appropriate. See Structural Steelwork supporting structures. Moving beam buffers These may be of various lengths and where two travellers work the same beam they prevent the two beams from coming to close together. This allows even distribution of weight down through the vertical stanchions. For max weight that rail support and stanchions can take look at SWL indication on main traveller. DO NOT add the various beam support weights together the max load that can be lifted is the heaviest beams SWL. | Location Adjustment Applicable (See Guidance Notes) - ERC = UK mean of 1.00 | (BEAMS Note 1) The ERC for this item should be added to the total of the ERC of the other P&M items on the site and the Buildings ERC (where applicable) to enable the correct contract size adjustment to be made. ERC of P&M Items + ERC of Building Component’s = Total ERC (net figure rateable items only) to which contract size adjustment should be applied The 2023 Generic Contractors Test Spreadsheet has this facility built into the programme - it is recommended you undertake all contractors test valuations using this spreadsheet. (Details on the application of contract size adjustments can be found in the RCG 2023 Guidance notes). Where RV is calculated using the comparative method (rental method) the contract size adjustment should be made as follows: Select - SCAT code box ""P and M as an addition” within the 2023 Generic Contractors Test Spreadsheet facility. Or Where the spreadsheet is not used take the: Reciprocal of statutory de-capitalisation rate (i.e. 5% reciprocal = 20) multiply by rateable value of the buildings (before any overall end allowances are made and after making a notional deduction for the land value) and add to the ERC of P&M. Use resultant figure to calculate contract size adjustment. (Guidance Notes - Section 6) | The costs are based on units with a 15m span traveller. The lifting capacity of the crane, height to underside of rail track (top of the track support beam) and the length of the gantry is all that is required to operate the scales (measured between the rails down the middle of the workshop). (Do not hook a metal tape onto the horizontal beam in order to gain the height. Most have exposed electrical cables attached). LINEAR METRE is distance-taking measurement between rail tracks of the length of the rail tracks. (Not always the length of the building) and is NOT the combined length of the two rails. The above costs do not include the moving traveller but do include foundations | Moving beam buffers These may be of various lengths and where two travellers work the same beam they prevent the two beams from coming to close together. This allows even distribution of weight down through the vertical stanchions. For max weight that rail support and stanchions can take look at SWL indication on main traveller. DO NOT add the various beam support weights together the max load that can be lifted is the heaviest beams SWL. | Class 4 Table 3 Foundations, settings, fixed gantries, supports Class 1 Table 1) List of Accessories (i) Travellers, Cranes Class 2 Table 2) | Whole is not rateable if under Class 1 or Class 2 if not used in connection with fuel for the generation of power or if not accessory to Class 1 or Class. | Moving Traveller (Class 1 and Class 2). | It is assumed that the item forms part of an average size industrial, commercial or office complex. Where it would be normal to find more than one item in such a hereditament the ERC stated has been adjusted to reflect any number / quantity, discount. These figures are NOT one off figures. | If the traveller span varies from the 15m basic cost guide standard then the following % adjustments are to be adopted. 5m span deduct 60%, 7 & 8m span deduct 50%, 10m span deduct 30%, (15m span no change), 20m span add 45%, 25m span add 90%. | Cranes: Gantry Rails & Supports Integral. Composite stanchion taking the main support beam and rail track. | - | 10071 |  | m | - | Please Select | - | - | 4593.7812 | Option 2 | 5695.3888 | 23.98% | 7168.876 | 5417.9806 | 17.94% | -4.871% | 5417.9806 | 17.94% | ERC Over-ridden | Ryan Casey | VOA_GPN_GOV_UK\7233251 | 2021-07-29 | Low | Blue | High | Cost build up has no narrative to explain quantities no resemblance to SPONS rates. Needs a fresh measure next time and costs likely to decrease significantly. | - | No build up. RC continued template for Freestanding cranes, which had a build-up. ERC index RCG2021 rate. | NA | SPONS A&B | 2 | (BEAMS Note 1) P&M | Cranes: Gantry Rails & Supports Integral. Composite stanchion taking the main support beam and rail track. | - | 1 | TRUE
1009 | 214BAQ | 7961 | 214BAQ | Cranes | Gantry Rails and Supports - Integral | Height to Underside of Rail Track | 16.76m | 40 tonnes | The crane gantry support beam supports the rail track upon which the moving traveller rests. The costs given include the extra foundations, the extra size of the support stanchion, the support beam and the rail track. Most buildings erected with structural steel stanchions are capable of also holding a gantry rail of up to 5 tonnes. In these cases an angle fillet is bolted to the upright projecting into the workshop/warehouse and the rail track support (with rail track on top) is fixed to this. As the traveller tonnage increases (over 5 tonnes) the upright stanchions, and horizontal beam, (and foundations to the stanchions) are increased in size to accommodate the extra load and thus the costs set out are in part for this ADDITIONAL cost element. This is over and above the figures used for the building framework. The additional steelwork, concrete foundation work, support beam, support flanges and rail track are regarded as Class 4 Table 3 structural supports and ERC¬s provided are all inclusive. The foundations will be larger to accommodate the extra load and the table includes an item for this element Below 5 tonnes the support beam and rail track may be substantial and the cost of this alone can be calculated by using the weight of steel appropriate. See Structural Steelwork supporting structures. Moving beam buffers These may be of various lengths and where two travellers work the same beam they prevent the two beams from coming to close together. This allows even distribution of weight down through the vertical stanchions. For max weight that rail support and stanchions can take look at SWL indication on main traveller. DO NOT add the various beam support weights together the max load that can be lifted is the heaviest beams SWL. | Location Adjustment Applicable (See Guidance Notes) - ERC = UK mean of 1.00 | (BEAMS Note 1) The ERC for this item should be added to the total of the ERC of the other P&M items on the site and the Buildings ERC (where applicable) to enable the correct contract size adjustment to be made. ERC of P&M Items + ERC of Building Component’s = Total ERC (net figure rateable items only) to which contract size adjustment should be applied The 2023 Generic Contractors Test Spreadsheet has this facility built into the programme - it is recommended you undertake all contractors test valuations using this spreadsheet. (Details on the application of contract size adjustments can be found in the RCG 2023 Guidance notes). Where RV is calculated using the comparative method (rental method) the contract size adjustment should be made as follows: Select - SCAT code box ""P and M as an addition” within the 2023 Generic Contractors Test Spreadsheet facility. Or Where the spreadsheet is not used take the: Reciprocal of statutory de-capitalisation rate (i.e. 5% reciprocal = 20) multiply by rateable value of the buildings (before any overall end allowances are made and after making a notional deduction for the land value) and add to the ERC of P&M. Use resultant figure to calculate contract size adjustment. (Guidance Notes - Section 6) | The costs are based on units with a 15m span traveller. The lifting capacity of the crane, height to underside of rail track (top of the track support beam) and the length of the gantry is all that is required to operate the scales (measured between the rails down the middle of the workshop). (Do not hook a metal tape onto the horizontal beam in order to gain the height. Most have exposed electrical cables attached). LINEAR METRE is distance-taking measurement between rail tracks of the length of the rail tracks. (Not always the length of the building) and is NOT the combined length of the two rails. The above costs do not include the moving traveller but do include foundations | Moving beam buffers These may be of various lengths and where two travellers work the same beam they prevent the two beams from coming to close together. This allows even distribution of weight down through the vertical stanchions. For max weight that rail support and stanchions can take look at SWL indication on main traveller. DO NOT add the various beam support weights together the max load that can be lifted is the heaviest beams SWL. | Class 4 Table 3 Foundations, settings, fixed gantries, supports Class 1 Table 1) List of Accessories (i) Travellers, Cranes Class 2 Table 2) | Whole is not rateable if under Class 1 or Class 2 if not used in connection with fuel for the generation of power or if not accessory to Class 1 or Class | Moving Traveller (Class 1 and Class 2) | It is assumed that the item forms part of an "average size industrial, commercial or office complex". Where it would be normal to find more than one item in such a hereditament the ERC stated has been adjusted to reflect any number / quantity, discount. These figures are NOT one off figures. | If the traveller span varies from the 15m basic cost guide standard then the following % adjustments are to be adopted. 5m span deduct 60%, 7 & 8m span deduct 50%, 10m span deduct 30%, (15m span no change), 20m span add 45%, 25m span add 90%. | Cranes: Gantry Rails & Supports Integral. Composite stanchion taking the main support beam and rail track. | - | 10071 |  | M | - | NA | NA | NA | 1738.1875 | Option 2 | 2155.012 | 23.98% | 0 | 0 | -100% | -100% | 0 | -100% | Redirected | NA | VOA_GPN_GOV_UK\7246041 | 2019-08-30 | Low | Blue | High | Risk taken from previous CG | - | - | NA | SPONS A&B | NA | (BEAMS Note 1) The ERC for this item should be added to the total of the ERC of the other P&M items on the site and the Buildings ERC (where applicable) to enable the correct contract size adjustment to be made. ERC of P&M Items + ERC of Building Component’s = Total ERC (net figure rateable items only) to which contract size adjustment should be applied The 2021 Generic Contractors Test Spreadsheet has this facility built into the programme - it is recommended you undertake all contractors test valuations using this spreadsheet. (Details on the application of contract size adjustments can be found in the RCG 2021 Guidance notes). Where RV is calculated using the comparative method (rental method) the contract size adjustment should be made as follows: Select - SCAT code box "P and M as an addition” within the 2021 Generic Contractors Test Spreadsheet facility. Or Where the spreadsheet is not used take the: Reciprocal of statutory de-capitalisation rate (i.e. 5% reciprocal = 20) multiply by rateable value of the buildings (before any overall end allowances are made and after making a notional deduction for the land value) and add to the ERC of P&M. Use resultant figure to calculate contract size adjustment. (Guidance Notes - Section 6) | Cranes: Gantry Rails & Supports Integral. Composite stanchion taking the main support beam and rail track. | - | 1 | TRUE
1010 | 214BAR | 7962 | 214BAR | Cranes | Gantry Rails and Supports - Integral | Height to Underside of Rail Track | 16.76m | 50 tonnes | The crane gantry support beam supports the rail track upon which the moving traveller rests. The costs given include the extra foundations, the extra size of the support stanchion, the support beam and the rail track. Most buildings erected with structural steel stanchions are capable of also holding a gantry rail of up to 5 tonnes. In these cases an angle fillet is bolted to the upright projecting into the workshop/warehouse and the rail track support (with rail track on top) is fixed to this. As the traveller tonnage increases (over 5 tonnes) the upright stanchions, and horizontal beam, (and foundations to the stanchions) are increased in size to accommodate the extra load and thus the costs set out are in part for this ADDITIONAL cost element. This is over and above the figures used for the building framework. The additional steelwork, concrete foundation work, support beam, support flanges and rail track are regarded as Class 4 Table 3 structural supports and ERC¬s provided are all inclusive. The foundations will be larger to accommodate the extra load and the table includes an item for this element Below 5 tonnes the support beam and rail track may be substantial and the cost of this alone can be calculated by using the weight of steel appropriate. See Structural Steelwork supporting structures. Moving beam buffers These may be of various lengths and where two travellers work the same beam they prevent the two beams from coming to close together. This allows even distribution of weight down through the vertical stanchions. For max weight that rail support and stanchions can take look at SWL indication on main traveller. DO NOT add the various beam support weights together the max load that can be lifted is the heaviest beams SWL. | Location Adjustment Applicable (See Guidance Notes) - ERC = UK mean of 1.00 | (BEAMS Note 1) The ERC for this item should be added to the total of the ERC of the other P&M items on the site and the Buildings ERC (where applicable) to enable the correct contract size adjustment to be made. ERC of P&M Items + ERC of Building Component’s = Total ERC (net figure rateable items only) to which contract size adjustment should be applied The 2023 Generic Contractors Test Spreadsheet has this facility built into the programme - it is recommended you undertake all contractors test valuations using this spreadsheet. (Details on the application of contract size adjustments can be found in the RCG 2023 Guidance notes). Where RV is calculated using the comparative method (rental method) the contract size adjustment should be made as follows: Select - SCAT code box ""P and M as an addition” within the 2023 Generic Contractors Test Spreadsheet facility. Or Where the spreadsheet is not used take the: Reciprocal of statutory de-capitalisation rate (i.e. 5% reciprocal = 20) multiply by rateable value of the buildings (before any overall end allowances are made and after making a notional deduction for the land value) and add to the ERC of P&M. Use resultant figure to calculate contract size adjustment. (Guidance Notes - Section 6) | The costs are based on units with a 15m span traveller. The lifting capacity of the crane, height to underside of rail track (top of the track support beam) and the length of the gantry is all that is required to operate the scales (measured between the rails down the middle of the workshop). (Do not hook a metal tape onto the horizontal beam in order to gain the height. Most have exposed electrical cables attached). LINEAR METRE is distance-taking measurement between rail tracks of the length of the rail tracks. (Not always the length of the building) and is NOT the combined length of the two rails. The above costs do not include the moving traveller but do include foundations | Moving beam buffers These may be of various lengths and where two travellers work the same beam they prevent the two beams from coming to close together. This allows even distribution of weight down through the vertical stanchions. For max weight that rail support and stanchions can take look at SWL indication on main traveller. DO NOT add the various beam support weights together the max load that can be lifted is the heaviest beams SWL. | Class 4 Table 3 Foundations, settings, fixed gantries, supports Class 1 Table 1) List of Accessories (i) Travellers, Cranes Class 2 Table 2) | Whole is not rateable if under Class 1 or Class 2 if not used in connection with fuel for the generation of power or if not accessory to Class 1 or Class | Moving Traveller (Class 1 and Class 2) | It is assumed that the item forms part of an "average size industrial, commercial or office complex". Where it would be normal to find more than one item in such a hereditament the ERC stated has been adjusted to reflect any number / quantity, discount. These figures are NOT one off figures. | If the traveller span varies from the 15m basic cost guide standard then the following % adjustments are to be adopted. 5m span deduct 60%, 7 & 8m span deduct 50%, 10m span deduct 30%, (15m span no change), 20m span add 45%, 25m span add 90%. | Cranes: Gantry Rails & Supports Integral. Composite stanchion taking the main support beam and rail track. | - | 10071 |  | M | - | NA | NA | NA | 1982.2188 | Option 2 | 2457.5629 | 23.98% | 0 | 0 | -100% | -100% | 0 | -100% | Redirected | NA | VOA_GPN_GOV_UK\7246041 | 2019-08-30 | Low | Blue | High | Risk taken from previous CG | - | - | NA | SPONS A&B | NA | (BEAMS Note 1) The ERC for this item should be added to the total of the ERC of the other P&M items on the site and the Buildings ERC (where applicable) to enable the correct contract size adjustment to be made. ERC of P&M Items + ERC of Building Component’s = Total ERC (net figure rateable items only) to which contract size adjustment should be applied The 2021 Generic Contractors Test Spreadsheet has this facility built into the programme - it is recommended you undertake all contractors test valuations using this spreadsheet. (Details on the application of contract size adjustments can be found in the RCG 2021 Guidance notes). Where RV is calculated using the comparative method (rental method) the contract size adjustment should be made as follows: Select - SCAT code box "P and M as an addition” within the 2021 Generic Contractors Test Spreadsheet facility. Or Where the spreadsheet is not used take the: Reciprocal of statutory de-capitalisation rate (i.e. 5% reciprocal = 20) multiply by rateable value of the buildings (before any overall end allowances are made and after making a notional deduction for the land value) and add to the ERC of P&M. Use resultant figure to calculate contract size adjustment. (Guidance Notes - Section 6) | Cranes: Gantry Rails & Supports Integral. Composite stanchion taking the main support beam and rail track. | - | 1 | TRUE
1011 | 214BAS | 7963 | 214BAS | Cranes | Gantry Rails and Supports - Integral | Height to Underside of Rail Track | 16.76m | 75 tonnes | The crane gantry support beam supports the rail track upon which the moving traveller rests. The costs given include the extra foundations, the extra size of the support stanchion, the support beam and the rail track. Most buildings erected with structural steel stanchions are capable of also holding a gantry rail of up to 5 tonnes. In these cases an angle fillet is bolted to the upright projecting into the workshop/warehouse and the rail track support (with rail track on top) is fixed to this. As the traveller tonnage increases (over 5 tonnes) the upright stanchions, and horizontal beam, (and foundations to the stanchions) are increased in size to accommodate the extra load and thus the costs set out are in part for this cost element. This is over and above the figures used for the building framework. The additional steelwork, concrete foundation work, support beam, support flanges and rail track are regarded as Class 4 Table 3 structural supports and ERC¬s provided are all inclusive. The foundations will be larger to accommodate the extra load and the table includes an item for this element Below 5 tonnes the support beam and rail track may be substantial and the cost of this alone can be calculated by using the weight of steel appropriate. See Structural Steelwork supporting structures. Moving beam buffers. These may be of various lengths and where two travellers work the same beam they prevent the two beams from coming to close together. This allows even distribution of weight down through the vertical stanchions. For max weight that rail support and stanchions can take look at SWL indication on main traveller. DO NOT add the various beam support weights together the max load that can be lifted is the heaviest beams SWL. | Location Adjustment Applicable (See Guidance Notes) - ERC = UK mean of 1.00 | (BEAMS Note 1) The ERC for this item should be added to the total of the ERC of the other P&M items on the site and the Buildings ERC (where applicable) to enable the correct contract size adjustment to be made. ERC of P&M Items + ERC of Building Component’s = Total ERC (net figure rateable items only) to which contract size adjustment should be applied The 2023 Generic Contractors Test Spreadsheet has this facility built into the programme - it is recommended you undertake all contractors test valuations using this spreadsheet. (Details on the application of contract size adjustments can be found in the RCG 2023 Guidance notes). Where RV is calculated using the comparative method (rental method) the contract size adjustment should be made as follows: Select - SCAT code box ""P and M as an addition” within the 2023 Generic Contractors Test Spreadsheet facility. Or Where the spreadsheet is not used take the: Reciprocal of statutory de-capitalisation rate (i.e. 5% reciprocal = 20) multiply by rateable value of the buildings (before any overall end allowances are made and after making a notional deduction for the land value) and add to the ERC of P&M. Use resultant figure to calculate contract size adjustment. (Guidance Notes - Section 6) | The costs are based on units with a 15m span traveller. The lifting capacity of the crane, height to underside of rail track (top of the track support beam) and the length of the gantry is all that is required to operate the scales (measured between the rails down the middle of the workshop). (Do not hook a metal tape onto the horizontal beam in order to gain the height. Most have exposed electrical cables attached). LINEAR METRE is distance-taking measurement between rail tracks of the length of the rail tracks. (Not always the length of the building) and is NOT the combined length of the two rails. The above costs do not include the moving traveller but do include foundations | Moving beam buffers These may be of various lengths and where two travellers work the same beam they prevent the two beams from coming too close together. This allows even distribution of weight down through the vertical stanchions. For max weight that rail support and stanchions can take look at SWL indication on main traveller. DO NOT add the various beam support weights together the max load that can be lifted is the heaviest beams SWL. | 7 Class 4 Table 3 Foundations, settings, fixed gantries, supports Class 1 Table 1) List of Accessories (i) Travellers, Cranes Class 2 Table 2) | 7 Whole is not rateable if under Class 1 or Class 2 if not used in connection with fuel for the generation of power or if not accessory to Class 1 or Class | Moving Traveller (Class 1 and Class 2) | It is assumed that the item forms part of an "average size industrial, commercial or office complex". Where it would be normal to find more than one item in such a hereditament the ERC stated has been adjusted to reflect any number / quantity, discount. These figures are NOT one off figures. | If the traveller span varies from the 15m basic cost guide standard then the following % adjustments are to be adopted. 5m span deduct 60%, 7 & 8m span deduct 50%, 10m span deduct 30%, (15m span no change), 20m span add 45%, 25m span add 90%. | Cranes: Gantry Rails & Supports Integral. Composite stanchion taking the main support beam and rail track. | - | 10071 |  | M | - | NA | NA | NA | 2641.5312 | Option 2 | 3274.9813 | 23.98% | 0 | 0 | -100% | -100% | 0 | -100% | Redirected | NA | VOA_GPN_GOV_UK\7246041 | 2019-08-30 | Low | Blue | High | Risk taken from previous CG | - | - | NA | SPONS A&B | NA | (BEAMS Note 1) The ERC for this item should be added to the total of the ERC of the other P&M items on the site and the Buildings ERC (where applicable) to enable the correct contract size adjustment to be made. ERC of P&M Items + ERC of Building Component’s = Total ERC (net figure rateable items only) to which contract size adjustment should be applied The 2021 Generic Contractors Test Spreadsheet has this facility built into the programme - it is recommended you undertake all contractors test valuations using this spreadsheet. (Details on the application of contract size adjustments can be found in the RCG 2021 Guidance notes). Where RV is calculated using the comparative method (rental method) the contract size adjustment should be made as follows: Select - SCAT code box "P and M as an addition” within the 2021 Generic Contractors Test Spreadsheet facility. Or Where the spreadsheet is not used take the: Reciprocal of statutory de-capitalisation rate (i.e. 5% reciprocal = 20) multiply by rateable value of the buildings (before any overall end allowances are made and after making a notional deduction for the land value) and add to the ERC of P&M. Use resultant figure to calculate contract size adjustment. (Guidance Notes - Section 6) | Cranes: Gantry Rails & Supports Integral. Composite stanchion taking the main support beam and rail track. | - | 1 | TRUE
1012 | 214BAT | 7964 | 214BAT | Cranes | Gantry Rails and Supports - Integral | Height to Underside of Rail Track | 16.76m | 100 tonnes | The crane gantry support beam supports the rail track upon which the moving traveller rests. The costs given include the extra foundations, the extra size of the support stanchion, the support beam and the rail track. Most buildings erected with structural steel stanchions are capable of also holding a gantry rail of up to 5 tonnes. In these cases an angle fillet is bolted to the upright projecting into the workshop/warehouse and the rail track support (with rail track on top) is fixed to this. As the traveller tonnage increases (over 5 tonnes) the upright stanchions, and horizontal beam, (and foundations to the stanchions) are increased in size to accommodate the extra load and thus the costs set out are in part for this ADDITIONAL cost element. This is over and above the figures used for the building framework. The additional steelwork, concrete foundation work, support beam, support flanges and rail track are regarded as Class 4 Table 3 structural supports and ERC¬s provided are all inclusive. The foundations will be larger to accommodate the extra load and the table includes an item for this element Below 5 tonnes the support beam and rail track may be substantial and the cost of this alone can be calculated by using the weight of steel appropriate. See Structural Steelwork supporting structures. Moving beam buffers These may be of various lengths and where two travellers work the same beam they prevent the two beams from coming to close together. This allows even distribution of weight down through the vertical stanchions. For max weight that rail support and stanchions can take look at SWL indication on main traveller. DO NOT add the various beam support weights together the max load that can be lifted is the heaviest beams SWL. | Location Adjustment Applicable (See Guidance Notes) - ERC = UK mean of 1.00 | (BEAMS Note 1) The ERC for this item should be added to the total of the ERC of the other P&M items on the site and the Buildings ERC (where applicable) to enable the correct contract size adjustment to be made. ERC of P&M Items + ERC of Building Component’s = Total ERC (net figure rateable items only) to which contract size adjustment should be applied The 2023 Generic Contractors Test Spreadsheet has this facility built into the programme - it is recommended you undertake all contractors test valuations using this spreadsheet. (Details on the application of contract size adjustments can be found in the RCG 2023 Guidance notes). Where RV is calculated using the comparative method (rental method) the contract size adjustment should be made as follows: Select - SCAT code box ""P and M as an addition” within the 2023 Generic Contractors Test Spreadsheet facility. Or Where the spreadsheet is not used take the: Reciprocal of statutory de-capitalisation rate (i.e. 5% reciprocal = 20) multiply by rateable value of the buildings (before any overall end allowances are made and after making a notional deduction for the land value) and add to the ERC of P&M. Use resultant figure to calculate contract size adjustment. (Guidance Notes - Section 6) | The costs are based on units with a 15m span traveller. The lifting capacity of the crane, height to underside of rail track (top of the track support beam) and the length of the gantry is all that is required to operate the scales (measured between the rails down the middle of the workshop). (Do not hook a metal tape onto the horizontal beam in order to gain the height. Most have exposed electrical cables attached). LINEAR METRE is distance-taking measurement between rail tracks of the length of the rail tracks. (Not always the length of the building) and is NOT the combined length of the two rails. The above costs do not include the moving traveller but do include foundations | Moving beam buffers These may be of various lengths and where two travellers work the same beam they prevent the two beams from coming to close together. This allows even distribution of weight down through the vertical stanchions. For max weight that rail support and stanchions can take look at SWL indication on main traveller. DO NOT add the various beam support weights together the max load that can be lifted is the heaviest beams SWL. | Class 4 Table 3 Foundations, settings, fixed gantries, supports Class 1 Table 1) List of Accessories (i) Travellers, Cranes Class 2 Table 2) | Whole is not rateable if under Class 1 or Class 2 if not used in connection with fuel for the generation of power or if not accessory to Class 1 or Class | Moving Traveller (Class 1 and Class 2) | It is assumed that the item forms part of an "average size industrial, commercial or office complex". Where it would be normal to find more than one item in such a hereditament the ERC stated has been adjusted to reflect any number / quantity, discount. These figures are NOT one off figures. | If the traveller span varies from the 15m basic cost guide standard then the following % adjustments are to be adopted. 5m span deduct 60%, 7 & 8m span deduct 50%, 10m span deduct 30%, (15m span no change), 20m span add 45%, 25m span add 90%. | Cranes: Gantry Rails & Supports Integral. Composite stanchion taking the main support beam and rail track. | - | 10071 |  | M | - | NA | NA | NA | 3159.5625 | Option 2 | 3917.2386 | 23.98% | 0 | 0 | -100% | -100% | 0 | -100% | Redirected | NA | VOA_GPN_GOV_UK\7246041 | 2019-08-30 | Low | Blue | High | Risk taken from previous CG | - | - | NA | SPONS A&B | NA | (BEAMS Note 1) The ERC for this item should be added to the total of the ERC of the other P&M items on the site and the Buildings ERC (where applicable) to enable the correct contract size adjustment to be made. ERC of P&M Items + ERC of Building Component’s = Total ERC (net figure rateable items only) to which contract size adjustment should be applied The 2021 Generic Contractors Test Spreadsheet has this facility built into the programme - it is recommended you undertake all contractors test valuations using this spreadsheet. (Details on the application of contract size adjustments can be found in the RCG 2021 Guidance notes). Where RV is calculated using the comparative method (rental method) the contract size adjustment should be made as follows: Select - SCAT code box "P and M as an addition” within the 2021 Generic Contractors Test Spreadsheet facility. Or Where the spreadsheet is not used take the: Reciprocal of statutory de-capitalisation rate (i.e. 5% reciprocal = 20) multiply by rateable value of the buildings (before any overall end allowances are made and after making a notional deduction for the land value) and add to the ERC of P&M. Use resultant figure to calculate contract size adjustment. (Guidance Notes - Section 6) | Cranes: Gantry Rails & Supports Integral. Composite stanchion taking the main support beam and rail track. | - | 1 | TRUE
1013 | 214BAU | 7965 | 214BAU | Cranes | Gantry Rails and Supports - Integral | Height to Underside of Rail Track | 16.76m | 150 tonnes | The crane gantry support beam supports the rail track upon which the moving traveller rests. The costs given include the extra foundations, the extra size of the support stanchion, the support beam and the rail track. Most buildings erected with structural steel stanchions are capable of also holding a gantry rail of up to 5 tonnes. In these cases an angle fillet is bolted to the upright projecting into the workshop/warehouse and the rail track support (with rail track on top) is fixed to this. As the traveller tonnage increases (over 5 tonnes) the upright stanchions, and horizontal beam, (and foundations to the stanchions) are increased in size to accommodate the extra load and thus the costs set out are in part for this ADDITIONAL cost element. This is over and above the figures used for the building framework. The additional steelwork, concrete foundation work, support beam, support flanges and rail track are regarded as Class 4 Table 3 structural supports and ERC¬s provided are all inclusive. The foundations will be larger to accommodate the extra load and the table includes an item for this element Below 5 tonnes the support beam and rail track may be substantial and the cost of this alone can be calculated by using the weight of steel appropriate. See Structural Steelwork supporting structures. Moving beam buffers These may be of various lengths and where two travellers work the same beam they prevent the two beams from coming to close together. This allows even distribution of weight down through the vertical stanchions. For max weight that rail support and stanchions can take look at SWL indication on main traveller. DO NOT add the various beam support weights together the max load that can be lifted is the heaviest beams SWL. | Location Adjustment Applicable (See Guidance Notes) - ERC = UK mean of 1.00 | (BEAMS Note 1) The ERC for this item should be added to the total of the ERC of the other P&M items on the site and the Buildings ERC (where applicable) to enable the correct contract size adjustment to be made. ERC of P&M Items + ERC of Building Component’s = Total ERC (net figure rateable items only) to which contract size adjustment should be applied The 2023 Generic Contractors Test Spreadsheet has this facility built into the programme - it is recommended you undertake all contractors test valuations using this spreadsheet. (Details on the application of contract size adjustments can be found in the RCG 2023 Guidance notes). Where RV is calculated using the comparative method (rental method) the contract size adjustment should be made as follows: Select - SCAT code box ""P and M as an addition” within the 2023 Generic Contractors Test Spreadsheet facility. Or Where the spreadsheet is not used take the: Reciprocal of statutory de-capitalisation rate (i.e. 5% reciprocal = 20) multiply by rateable value of the buildings (before any overall end allowances are made and after making a notional deduction for the land value) and add to the ERC of P&M. Use resultant figure to calculate contract size adjustment. (Guidance Notes - Section 6) | The costs are based on units with a 15m span traveller. The lifting capacity of the crane, height to underside of rail track (top of the track support beam) and the length of the gantry is all that is required to operate the scales (measured between the rails down the middle of the workshop). (Do not hook a metal tape onto the horizontal beam in order to gain the height. Most have exposed electrical cables attached). LINEAR METRE is distance-taking measurement between rail tracks of the length of the rail tracks. (Not always the length of the building) and is NOT the combined length of the two rails. The above costs do not include the moving traveller but do include foundations | Moving beam buffers These may be of various lengths and where two travellers work the same beam they prevent the two beams from coming to close together. This allows even distribution of weight down through the vertical stanchions. For max weight that rail support and stanchions can take look at SWL indication on main traveller. DO NOT add the various beam support weights together the max load that can be lifted is the heaviest beams SWL. | Class 4 Table 3 Foundations, settings, fixed gantries, supports Class 1 Table 1) List of Accessories (i) Travellers, Cranes Class 2 Table 2) | Whole is not rateable if under Class 1 or Class 2 if not used in connection with fuel for the generation of power or if not accessory to Class 1 or Class | Moving Traveller (Class 1 and Class 2) | It is assumed that the item forms part of an "average size industrial, commercial or office complex". Where it would be normal to find more than one item in such a hereditament the ERC stated has been adjusted to reflect any number / quantity, discount. These figures are NOT one off figures. | If the traveller span varies from the 15m basic cost guide standard then the following % adjustments are to be adopted. 5m span deduct 60%, 7 & 8m span deduct 50%, 10m span deduct 30%, (15m span no change), 20m span add 45%, 25m span add 90%. | Cranes: Gantry Rails & Supports Integral. Composite stanchion taking the main support beam and rail track. | - | 10071 |  | M | - | NA | NA | NA | 4037.2188 | Option 2 | 5005.3604 | 23.98% | 0 | 0 | -100% | -100% | 0 | -100% | Redirected | NA | VOA_GPN_GOV_UK\7246041 | 2019-08-30 | Low | Blue | High | Risk taken from previous CG | - | - | NA | SPONS A&B | NA | (BEAMS Note 1) The ERC for this item should be added to the total of the ERC of the other P&M items on the site and the Buildings ERC (where applicable) to enable the correct contract size adjustment to be made. ERC of P&M Items + ERC of Building Component’s = Total ERC (net figure rateable items only) to which contract size adjustment should be applied The 2021 Generic Contractors Test Spreadsheet has this facility built into the programme - it is recommended you undertake all contractors test valuations using this spreadsheet. (Details on the application of contract size adjustments can be found in the RCG 2021 Guidance notes). Where RV is calculated using the comparative method (rental method) the contract size adjustment should be made as follows: Select - SCAT code box "P and M as an addition” within the 2021 Generic Contractors Test Spreadsheet facility. Or Where the spreadsheet is not used take the: Reciprocal of statutory de-capitalisation rate (i.e. 5% reciprocal = 20) multiply by rateable value of the buildings (before any overall end allowances are made and after making a notional deduction for the land value) and add to the ERC of P&M. Use resultant figure to calculate contract size adjustment. (Guidance Notes - Section 6) | Cranes: Gantry Rails & Supports Integral. Composite stanchion taking the main support beam and rail track. | - | 1 | TRUE
1014 | 214BAV | 7966 | 214BAV | Cranes | Gantry Rails and Supports - Integral | Height to Underside of Rail Track | 16.76m | 200 tonnes | The crane gantry support beam supports the rail track upon which the moving traveller rests. The costs given include the extra foundations, the extra size of the support stanchion, the support beam and the rail track. Most buildings erected with structural steel stanchions are capable of also holding a gantry rail of up to 5 tonnes. In these cases an angle fillet is bolted to the upright projecting into the workshop/warehouse and the rail track support (with rail track on top) is fixed to this. As the traveller tonnage increases (over 5 tonnes) the upright stanchions, and horizontal beam, (and foundations to the stanchions) are increased in size to accommodate the extra load and thus the costs set out are in part for this ADDITIONAL cost element. This is over and above the figures used for the building framework. The additional steelwork, concrete foundation work, support beam, support flanges and rail track are regarded as Class 4 Table 3 structural supports and ERC¬s provided are all inclusive. The foundations will be larger to accommodate the extra load and the table includes an item for this element Below 5 tonnes the support beam and rail track may be substantial and the cost of this alone can be calculated by using the weight of steel appropriate. See Structural Steelwork supporting structures. Moving beam buffers These may be of various lengths and where two travellers work the same beam they prevent the two beams from coming to close together. This allows even distribution of weight down through the vertical stanchions. For max weight that rail support and stanchions can take look at SWL indication on main traveller. DO NOT add the various beam support weights together the max load that can be lifted is the heaviest beams SWL. | Location Adjustment Applicable (See Guidance Notes) - ERC = UK mean of 1.00 | (BEAMS Note 1) The ERC for this item should be added to the total of the ERC of the other P&M items on the site and the Buildings ERC (where applicable) to enable the correct contract size adjustment to be made. ERC of P&M Items + ERC of Building Component’s = Total ERC (net figure rateable items only) to which contract size adjustment should be applied The 2023 Generic Contractors Test Spreadsheet has this facility built into the programme - it is recommended you undertake all contractors test valuations using this spreadsheet. (Details on the application of contract size adjustments can be found in the RCG 2023 Guidance notes). Where RV is calculated using the comparative method (rental method) the contract size adjustment should be made as follows: Select - SCAT code box ""P and M as an addition” within the 2023 Generic Contractors Test Spreadsheet facility. Or Where the spreadsheet is not used take the: Reciprocal of statutory de-capitalisation rate (i.e. 5% reciprocal = 20) multiply by rateable value of the buildings (before any overall end allowances are made and after making a notional deduction for the land value) and add to the ERC of P&M. Use resultant figure to calculate contract size adjustment. (Guidance Notes - Section 6) | The costs are based on units with a 15m span traveller. The lifting capacity of the crane, height to underside of rail track (top of the track support beam) and the length of the gantry is all that is required to operate the scales (measured between the rails down the middle of the workshop). (Do not hook a metal tape onto the horizontal beam in order to gain the height. Most have exposed electrical cables attached). LINEAR METRE is distance-taking measurement between rail tracks of the length of the rail tracks. (Not always the length of the building) and is NOT the combined length of the two rails. The above costs do not include the moving traveller but do include foundations | Moving beam buffers These may be of various lengths and where two travellers work the same beam they prevent the two beams from coming to close together. This allows even distribution of weight down through the vertical stanchions. For max weight that rail support and stanchions can take look at SWL indication on main traveller. DO NOT add the various beam support weights together the max load that can be lifted is the heaviest beams SWL. | Class 4 Table 3 Foundations, settings, fixed gantries, supports Class 1 Table 1) List of Accessories (i) Travellers, Cranes Class 2 Table 2) | Whole is not rateable if under Class 1 or Class 2 if not used in connection with fuel for the generation of power or if not accessory to Class 1 or Class | Moving Traveller (Class 1 and Class 2) | It is assumed that the item forms part of an "average size industrial, commercial or office complex". Where it would be normal to find more than one item in such a hereditament the ERC stated has been adjusted to reflect any number / quantity, discount. These figures are NOT one off figures. | If the traveller span varies from the 15m basic cost guide standard then the following % adjustments are to be adopted. 5m span deduct 60%, 7 & 8m span deduct 50%, 10m span deduct 30%, (15m span no change), 20m span add 45%, 25m span add 90%. | Cranes: Gantry Rails & Supports Integral. Composite stanchion taking the main support beam and rail track. | - | 10071 |  | M | - | NA | NA | NA | 4795 | Option 2 | 5944.8607 | 23.98% | 0 | 0 | -100% | -100% | 0 | -100% | Redirected | NA | VOA_GPN_GOV_UK\7246041 | 2019-08-30 | Low | Blue | High | Risk taken from previous CG | - | - | NA | SPONS A&B | NA | (BEAMS Note 1) The ERC for this item should be added to the total of the ERC of the other P&M items on the site and the Buildings ERC (where applicable) to enable the correct contract size adjustment to be made. ERC of P&M Items + ERC of Building Component’s = Total ERC (net figure rateable items only) to which contract size adjustment should be applied The 2021 Generic Contractors Test Spreadsheet has this facility built into the programme - it is recommended you undertake all contractors test valuations using this spreadsheet. (Details on the application of contract size adjustments can be found in the RCG 2021 Guidance notes). Where RV is calculated using the comparative method (rental method) the contract size adjustment should be made as follows: Select - SCAT code box "P and M as an addition” within the 2021 Generic Contractors Test Spreadsheet facility. Or Where the spreadsheet is not used take the: Reciprocal of statutory de-capitalisation rate (i.e. 5% reciprocal = 20) multiply by rateable value of the buildings (before any overall end allowances are made and after making a notional deduction for the land value) and add to the ERC of P&M. Use resultant figure to calculate contract size adjustment. (Guidance Notes - Section 6) | Cranes: Gantry Rails & Supports Integral. Composite stanchion taking the main support beam and rail track. | - | 1 | TRUE
1015 | 214BAW | 7967 | 214BAW | Cranes | Gantry Rails and Supports - Integral | Height to Underside of Rail Track | 16.76m | 250 tonnes | The crane gantry support beam supports the rail track upon which the moving traveller rests. The costs given include the extra foundations, the extra size of the support stanchion, the support beam and the rail track. Most buildings erected with structural steel stanchions are capable of also holding a gantry rail of up to 5 tonnes. In these cases an angle fillet is bolted to the upright projecting into the workshop/warehouse and the rail track support (with rail track on top) is fixed to this. As the traveller tonnage increases (over 5 tonnes) the upright stanchions, and horizontal beam, (and foundations to the stanchions) are increased in size to accommodate the extra load and thus the costs set out are in part for this ADDITIONAL cost element. This is over and above the figures used for the building framework. The additional steelwork, concrete foundation work, support beam, support flanges and rail track are regarded as Class 4 Table 3 structural supports and ERC¬s provided are all inclusive. The foundations will be larger to accommodate the extra load and the table includes an item for this element Below 5 tonnes the support beam and rail track may be substantial and the cost of this alone can be calculated by using the weight of steel appropriate. See Structural Steelwork supporting structures. Moving beam buffers These may be of various lengths and where two travellers work the same beam they prevent the two beams from coming to close together. This allows even distribution of weight down through the vertical stanchions. For max weight that rail support and stanchions can take look at SWL indication on main traveller. DO NOT add the various beam support weights together the max load that can be lifted is the heaviest beams SWL. | Location Adjustment Applicable (See Guidance Notes) - ERC = UK mean of 1.00 | (BEAMS Note 1) The ERC for this item should be added to the total of the ERC of the other P&M items on the site and the Buildings ERC (where applicable) to enable the correct contract size adjustment to be made. ERC of P&M Items + ERC of Building Component’s = Total ERC (net figure rateable items only) to which contract size adjustment should be applied The 2023 Generic Contractors Test Spreadsheet has this facility built into the programme - it is recommended you undertake all contractors test valuations using this spreadsheet. (Details on the application of contract size adjustments can be found in the RCG 2023 Guidance notes). Where RV is calculated using the comparative method (rental method) the contract size adjustment should be made as follows: Select - SCAT code box ""P and M as an addition” within the 2023 Generic Contractors Test Spreadsheet facility. Or Where the spreadsheet is not used take the: Reciprocal of statutory de-capitalisation rate (i.e. 5% reciprocal = 20) multiply by rateable value of the buildings (before any overall end allowances are made and after making a notional deduction for the land value) and add to the ERC of P&M. Use resultant figure to calculate contract size adjustment. (Guidance Notes - Section 6) | The costs are based on units with a 15m span traveller. The lifting capacity of the crane, height to underside of rail track (top of the track support beam) and the length of the gantry is all that is required to operate the scales (measured between the rails down the middle of the workshop). (Do not hook a metal tape onto the horizontal beam in order to gain the height. Most have exposed electrical cables attached). LINEAR METRE is distance-taking measurement between rail tracks of the length of the rail tracks. (Not always the length of the building) and is NOT the combined length of the two rails. The above costs do not include the moving traveller but do include foundations | Moving beam buffers These may be of various lengths and where two travellers work the same beam they prevent the two beams from coming to close together. This allows even distribution of weight down through the vertical stanchions. For max weight that rail support and stanchions can take look at SWL indication on main traveller. DO NOT add the various beam support weights together the max load that can be lifted is the heaviest beams SWL. | Class 4 Table 3 Foundations, settings, fixed gantries, supports Class 1 Table 1) List of Accessories (i) Travellers, Cranes Class 2 Table 2) | Whole is not rateable if under Class 1 or Class 2 if not used in connection with fuel for the generation of power or if not accessory to Class 1 or Class | Moving Traveller (Class 1 and Class 2) | It is assumed that the item forms part of an "average size industrial, commercial or office complex". Where it would be normal to find more than one item in such a hereditament the ERC stated has been adjusted to reflect any number / quantity, discount. These figures are NOT one off figures. | If the traveller span varies from the 15m basic cost guide standard then the following % adjustments are to be adopted. 5m span deduct 60%, 7 & 8m span deduct 50%, 10m span deduct 30%, (15m span no change), 20m span add 45%, 25m span add 90%. | Cranes: Gantry Rails & Supports Integral. Composite stanchion taking the main support beam and rail track. | - | 10071 |  | M | - | NA | NA | NA | 5497.125 | Option 2 | 6815.3581 | 23.98% | 0 | 0 | -100% | -100% | 0 | -100% | Redirected | NA | VOA_GPN_GOV_UK\7246041 | 2019-08-30 | Low | Blue | High | Risk taken from previous CG | - | - | NA | SPONS A&B | NA | (BEAMS Note 1) The ERC for this item should be added to the total of the ERC of the other P&M items on the site and the Buildings ERC (where applicable) to enable the correct contract size adjustment to be made. ERC of P&M Items + ERC of Building Component’s = Total ERC (net figure rateable items only) to which contract size adjustment should be applied The 2021 Generic Contractors Test Spreadsheet has this facility built into the programme - it is recommended you undertake all contractors test valuations using this spreadsheet. (Details on the application of contract size adjustments can be found in the RCG 2021 Guidance notes). Where RV is calculated using the comparative method (rental method) the contract size adjustment should be made as follows: Select - SCAT code box "P and M as an addition” within the 2021 Generic Contractors Test Spreadsheet facility. Or Where the spreadsheet is not used take the: Reciprocal of statutory de-capitalisation rate (i.e. 5% reciprocal = 20) multiply by rateable value of the buildings (before any overall end allowances are made and after making a notional deduction for the land value) and add to the ERC of P&M. Use resultant figure to calculate contract size adjustment. (Guidance Notes - Section 6) | Cranes: Gantry Rails & Supports Integral. Composite stanchion taking the main support beam and rail track. | - | 1 | TRUE
1016 | 214BAX | 7968 | 214BAX | Cranes | Gantry Rails and Supports - Integral | Height to Underside of Rail Track | 18.29m | 40 tonnes | The crane gantry support beam supports the rail track upon which the moving traveller rests. The costs given include the extra foundations, the extra size of the support stanchion, the support beam and the rail track. Most buildings erected with structural steel stanchions are capable of also holding a gantry rail of up to 5 tonnes. In these cases an angle fillet is bolted to the upright projecting into the workshop/warehouse and the rail track support (with rail track on top) is fixed to this. As the traveller tonnage increases (over 5 tonnes) the upright stanchions, and horizontal beam, (and foundations to the stanchions) are increased in size to accommodate the extra load and thus the costs set out are in part for this ADDITIONAL cost element. This is over and above the figures used for the building framework. The additional steelwork, concrete foundation work, support beam, support flanges and rail track are regarded as Class 4 Table 3 structural supports and ERC¬s provided are all inclusive. The foundations will be larger to accommodate the extra load and the table includes an item for this element Below 5 tonnes the support beam and rail track may be substantial and the cost of this alone can be calculated by using the weight of steel appropriate. See Structural Steelwork supporting structures. Moving beam buffers These may be of various lengths and where two travellers work the same beam they prevent the two beams from coming to close together. This allows even distribution of weight down through the vertical stanchions. For max weight that rail support and stanchions can take look at SWL indication on main traveller. DO NOT add the various beam support weights together the max load that can be lifted is the heaviest beams SWL. | Location Adjustment Applicable (See Guidance Notes) - ERC = UK mean of 1.00 | (BEAMS Note 1) The ERC for this item should be added to the total of the ERC of the other P&M items on the site and the Buildings ERC (where applicable) to enable the correct contract size adjustment to be made. ERC of P&M Items + ERC of Building Component’s = Total ERC (net figure rateable items only) to which contract size adjustment should be applied The 2023 Generic Contractors Test Spreadsheet has this facility built into the programme - it is recommended you undertake all contractors test valuations using this spreadsheet. (Details on the application of contract size adjustments can be found in the RCG 2023 Guidance notes). Where RV is calculated using the comparative method (rental method) the contract size adjustment should be made as follows: Select - SCAT code box ""P and M as an addition” within the 2023 Generic Contractors Test Spreadsheet facility. Or Where the spreadsheet is not used take the: Reciprocal of statutory de-capitalisation rate (i.e. 5% reciprocal = 20) multiply by rateable value of the buildings (before any overall end allowances are made and after making a notional deduction for the land value) and add to the ERC of P&M. Use resultant figure to calculate contract size adjustment. (Guidance Notes - Section 6) | The costs are based on units with a 15m span traveller. The lifting capacity of the crane, height to underside of rail track (top of the track support beam) and the length of the gantry is all that is required to operate the scales (measured between the rails down the middle of the workshop). (Do not hook a metal tape onto the horizontal beam in order to gain the height. Most have exposed electrical cables attached). LINEAR METRE is distance-taking measurement between rail tracks of the length of the rail tracks. (Not always the length of the building) and is NOT the combined length of the two rails. The above costs do not include the moving traveller but do include foundations | Moving beam buffers These may be of various lengths and where two travellers work the same beam they prevent the two beams from coming to close together. This allows even distribution of weight down through the vertical stanchions. For max weight that rail support and stanchions can take look at SWL indication on main traveller. DO NOT add the various beam support weights together the max load that can be lifted is the heaviest beams SWL. | Class 4 Table 3 Foundations, settings, fixed gantries, supports Class 1 Table 1) List of Accessories (i) Travellers, Cranes Class 2 Table 2) | Whole is not rateable if under Class 1 or Class 2 if not used in connection with fuel for the generation of power or if not accessory to Class 1 or Class | Moving Traveller (Class 1 and Class 2) | It is assumed that the item forms part of an "average size industrial, commercial or office complex". Where it would be normal to find more than one item in such a hereditament the ERC stated has been adjusted to reflect any number / quantity, discount. These figures are NOT one off figures. | If the traveller span varies from the 15m basic cost guide standard then the following % adjustments are to be adopted. 5m span deduct 60%, 7 & 8m span deduct 50%, 10m span deduct 30%, (15m span no change), 20m span add 45%, 25m span add 90%. | Cranes: Gantry Rails & Supports Integral. Composite stanchion taking the main support beam and rail track. | - | 10071 |  | M | - | NA | NA | NA | 1815.25 | Option 2 | 2250.5544 | 23.98% | 0 | 0 | -100% | -100% | 0 | -100% | Redirected | NA | VOA_GPN_GOV_UK\7246041 | 2019-08-30 | Low | Blue | High | Risk taken from previous CG | - | - | NA | SPONS A&B | NA | (BEAMS Note 1) The ERC for this item should be added to the total of the ERC of the other P&M items on the site and the Buildings ERC (where applicable) to enable the correct contract size adjustment to be made. ERC of P&M Items + ERC of Building Component’s = Total ERC (net figure rateable items only) to which contract size adjustment should be applied The 2021 Generic Contractors Test Spreadsheet has this facility built into the programme - it is recommended you undertake all contractors test valuations using this spreadsheet. (Details on the application of contract size adjustments can be found in the RCG 2021 Guidance notes). Where RV is calculated using the comparative method (rental method) the contract size adjustment should be made as follows: Select - SCAT code box "P and M as an addition” within the 2021 Generic Contractors Test Spreadsheet facility. Or Where the spreadsheet is not used take the: Reciprocal of statutory de-capitalisation rate (i.e. 5% reciprocal = 20) multiply by rateable value of the buildings (before any overall end allowances are made and after making a notional deduction for the land value) and add to the ERC of P&M. Use resultant figure to calculate contract size adjustment. (Guidance Notes - Section 6) | Cranes: Gantry Rails & Supports Integral. Composite stanchion taking the main support beam and rail track. | - | 1 | TRUE
1017 | 214BAY | 7969 | 214BAY | Cranes | Gantry Rails and Supports - Integral | Height to Underside of Rail Track | 18.29m | 50 tonnes | The crane gantry support beam supports the rail track upon which the moving traveller rests. The costs given include the extra foundations, the extra size of the support stanchion, the support beam and the rail track. Most buildings erected with structural steel stanchions are capable of also holding a gantry rail of up to 5 tonnes. In these cases an angle fillet is bolted to the upright projecting into the workshop/warehouse and the rail track support (with rail track on top) is fixed to this. As the traveller tonnage increases (over 5 tonnes) the upright stanchions, and horizontal beam, (and foundations to the stanchions) are increased in size to accommodate the extra load and thus the costs set out are in part for this ADDITIONAL cost element. This is over and above the figures used for the building framework. The additional steelwork, concrete foundation work, support beam, support flanges and rail track are regarded as Class 4 Table 3 structural supports and ERC¬s provided are all inclusive. The foundations will be larger to accommodate the extra load and the table includes an item for this element Below 5 tonnes the support beam and rail track may be substantial and the cost of this alone can be calculated by using the weight of steel appropriate. See Structural Steelwork supporting structures. Moving beam buffers These may be of various lengths and where two travellers work the same beam they prevent the two beams from coming to close together. This allows even distribution of weight down through the vertical stanchions. For max weight that rail support and stanchions can take look at SWL indication on main traveller. DO NOT add the various beam support weights together the max load that can be lifted is the heaviest beams SWL. | Location Adjustment Applicable (See Guidance Notes) - ERC = UK mean of 1.00 | (BEAMS Note 1) The ERC for this item should be added to the total of the ERC of the other P&M items on the site and the Buildings ERC (where applicable) to enable the correct contract size adjustment to be made. ERC of P&M Items + ERC of Building Component’s = Total ERC (net figure rateable items only) to which contract size adjustment should be applied The 2023 Generic Contractors Test Spreadsheet has this facility built into the programme - it is recommended you undertake all contractors test valuations using this spreadsheet. (Details on the application of contract size adjustments can be found in the RCG 2023 Guidance notes). Where RV is calculated using the comparative method (rental method) the contract size adjustment should be made as follows: Select - SCAT code box ""P and M as an addition” within the 2023 Generic Contractors Test Spreadsheet facility. Or Where the spreadsheet is not used take the: Reciprocal of statutory de-capitalisation rate (i.e. 5% reciprocal = 20) multiply by rateable value of the buildings (before any overall end allowances are made and after making a notional deduction for the land value) and add to the ERC of P&M. Use resultant figure to calculate contract size adjustment. (Guidance Notes - Section 6) | The costs are based on units with a 15m span traveller. The lifting capacity of the crane, height to underside of rail track (top of the track support beam) and the length of the gantry is all that is required to operate the scales (measured between the rails down the middle of the workshop). (Do not hook a metal tape onto the horizontal beam in order to gain the height. Most have exposed electrical cables attached). LINEAR METRE is distance-taking measurement between rail tracks of the length of the rail tracks. (Not always the length of the building) and is NOT the combined length of the two rails. The above costs do not include the moving traveller but do include foundations | Moving beam buffers These may be of various lengths and where two travellers work the same beam they prevent the two beams from coming to close together. This allows even distribution of weight down through the vertical stanchions. For max weight that rail support and stanchions can take look at SWL indication on main traveller. DO NOT add the various beam support weights together the max load that can be lifted is the heaviest beams SWL. | Class 4 Table 3 Foundations, settings, fixed gantries, supports Class 1 Table 1) List of Accessories (i) Travellers, Cranes Class 2 Table 2) | Whole is not rateable if under Class 1 or Class 2 if not used in connection with fuel for the generation of power or if not accessory to Class 1 or Class | Moving Traveller (Class 1 and Class 2) | It is assumed that the item forms part of an "average size industrial, commercial or office complex". Where it would be normal to find more than one item in such a hereditament the ERC stated has been adjusted to reflect any number / quantity, discount. These figures are NOT one off figures. | If the traveller span varies from the 15m basic cost guide standard then the following % adjustments are to be adopted. 5m span deduct 60%, 7 & 8m span deduct 50%, 10m span deduct 30%, (15m span no change), 20m span add 45%, 25m span add 90%. | Cranes: Gantry Rails & Supports Integral. Composite stanchion taking the main support beam and rail track. | - | 10071 |  | M | - | NA | NA | NA | 2114.9375 | Option 2 | 2622.1082 | 23.98% | 0 | 0 | -100% | -100% | 0 | -100% | Redirected | NA | VOA_GPN_GOV_UK\7246041 | 2019-08-30 | Low | Blue | High | Risk taken from previous CG | - | - | NA | SPONS A&B | NA | (BEAMS Note 1) The ERC for this item should be added to the total of the ERC of the other P&M items on the site and the Buildings ERC (where applicable) to enable the correct contract size adjustment to be made. ERC of P&M Items + ERC of Building Component’s = Total ERC (net figure rateable items only) to which contract size adjustment should be applied The 2021 Generic Contractors Test Spreadsheet has this facility built into the programme - it is recommended you undertake all contractors test valuations using this spreadsheet. (Details on the application of contract size adjustments can be found in the RCG 2021 Guidance notes). Where RV is calculated using the comparative method (rental method) the contract size adjustment should be made as follows: Select - SCAT code box "P and M as an addition” within the 2021 Generic Contractors Test Spreadsheet facility. Or Where the spreadsheet is not used take the: Reciprocal of statutory de-capitalisation rate (i.e. 5% reciprocal = 20) multiply by rateable value of the buildings (before any overall end allowances are made and after making a notional deduction for the land value) and add to the ERC of P&M. Use resultant figure to calculate contract size adjustment. (Guidance Notes - Section 6) | Cranes: Gantry Rails & Supports Integral. Composite stanchion taking the main support beam and rail track. | - | 1 | TRUE
1018 | 214BAZ | 7970 | 214BAZ | Cranes | Gantry Rails and Supports - Integral | Height to Underside of Rail Track | 18.29m | 75 tonnes | The crane gantry support beam supports the rail track upon which the moving traveller rests. The costs given include the extra foundations, the extra size of the support stanchion, the support beam and the rail track. Most buildings erected with structural steel stanchions are capable of also holding a gantry rail of up to 5 tonnes. In these cases an angle fillet is bolted to the upright projecting into the workshop/warehouse and the rail track support (with rail track on top) is fixed to this. As the traveller tonnage increases (over 5 tonnes) the upright stanchions, and horizontal beam, (and foundations to the stanchions) are increased in size to accommodate the extra load and thus the costs set out are in part for this ADDITIONAL cost element. This is over and above the figures used for the building framework. The additional steelwork, concrete foundation work, support beam, support flanges and rail track are regarded as Class 4 Table 3 structural supports and ERC¬s provided are all inclusive. The foundations will be larger to accommodate the extra load and the table includes an item for this element Below 5 tonnes the support beam and rail track may be substantial and the cost of this alone can be calculated by using the weight of steel appropriate. See Structural Steelwork supporting structures. Moving beam buffers These may be of various lengths and where two travellers work the same beam they prevent the two beams from coming to close together. This allows even distribution of weight down through the vertical stanchions. For max weight that rail support and stanchions can take look at SWL indication on main traveller. DO NOT add the various beam support weights together the max load that can be lifted is the heaviest beams SWL. | Location Adjustment Applicable (See Guidance Notes) - ERC = UK mean of 1.00 | (BEAMS Note 1) The ERC for this item should be added to the total of the ERC of the other P&M items on the site and the Buildings ERC (where applicable) to enable the correct contract size adjustment to be made. ERC of P&M Items + ERC of Building Component’s = Total ERC (net figure rateable items only) to which contract size adjustment should be applied The 2023 Generic Contractors Test Spreadsheet has this facility built into the programme - it is recommended you undertake all contractors test valuations using this spreadsheet. (Details on the application of contract size adjustments can be found in the RCG 2023 Guidance notes). Where RV is calculated using the comparative method (rental method) the contract size adjustment should be made as follows: Select - SCAT code box ""P and M as an addition” within the 2023 Generic Contractors Test Spreadsheet facility. Or Where the spreadsheet is not used take the: Reciprocal of statutory de-capitalisation rate (i.e. 5% reciprocal = 20) multiply by rateable value of the buildings (before any overall end allowances are made and after making a notional deduction for the land value) and add to the ERC of P&M. Use resultant figure to calculate contract size adjustment. (Guidance Notes - Section 6) | The costs are based on units with a 15m span traveller. The lifting capacity of the crane, height to underside of rail track (top of the track support beam) and the length of the gantry is all that is required to operate the scales (measured between the rails down the middle of the workshop). (Do not hook a metal tape onto the horizontal beam in order to gain the height. Most have exposed electrical cables attached). LINEAR METRE is distance-taking measurement between rail tracks of the length of the rail tracks. (Not always the length of the building) and is NOT the combined length of the two rails. The above costs do not include the moving traveller but do include foundations | Moving beam buffers These may be of various lengths and where two travellers work the same beam they prevent the two beams from coming to close together. This allows even distribution of weight down through the vertical stanchions. For max weight that rail support and stanchions can take look at SWL indication on main traveller. DO NOT add the various beam support weights together the max load that can be lifted is the heaviest beams SWL. | Class 4 Table 3 Foundations, settings, fixed gantries, supports Class 1 Table 1) List of Accessories (i) Travellers, Cranes Class 2 Table 2) | Whole is not rateable if under Class 1 or Class 2 if not used in connection with fuel for the generation of power or if not accessory to Class 1 or Class | Moving Traveller (Class 1 and Class 2) | It is assumed that the item forms part of an "average size industrial, commercial or office complex". Where it would be normal to find more than one item in such a hereditament the ERC stated has been adjusted to reflect any number / quantity, discount. These figures are NOT one off figures. | If the traveller span varies from the 15m basic cost guide standard then the following % adjustments are to be adopted. 5m span deduct 60%, 7 & 8m span deduct 50%, 10m span deduct 30%, (15m span no change), 20m span add 45%, 25m span add 90%. | Cranes: Gantry Rails & Supports Integral. Composite stanchion taking the main support beam and rail track. | - | 10071 |  | M | - | NA | NA | NA | 2757.125 | Option 2 | 3418.2949 | 23.98% | 0 | 0 | -100% | -100% | 0 | -100% | Redirected | NA | VOA_GPN_GOV_UK\7246041 | 2019-08-30 | Low | Blue | High | Risk taken from previous CG | - | - | NA | SPONS A&B | NA | (BEAMS Note 1) The ERC for this item should be added to the total of the ERC of the other P&M items on the site and the Buildings ERC (where applicable) to enable the correct contract size adjustment to be made. ERC of P&M Items + ERC of Building Component’s = Total ERC (net figure rateable items only) to which contract size adjustment should be applied The 2021 Generic Contractors Test Spreadsheet has this facility built into the programme - it is recommended you undertake all contractors test valuations using this spreadsheet. (Details on the application of contract size adjustments can be found in the RCG 2021 Guidance notes). Where RV is calculated using the comparative method (rental method) the contract size adjustment should be made as follows: Select - SCAT code box "P and M as an addition” within the 2021 Generic Contractors Test Spreadsheet facility. Or Where the spreadsheet is not used take the: Reciprocal of statutory de-capitalisation rate (i.e. 5% reciprocal = 20) multiply by rateable value of the buildings (before any overall end allowances are made and after making a notional deduction for the land value) and add to the ERC of P&M. Use resultant figure to calculate contract size adjustment. (Guidance Notes - Section 6) | Cranes: Gantry Rails & Supports Integral. Composite stanchion taking the main support beam and rail track. | - | 1 | TRUE
1019 | 214BBA | 7971 | 214BBA | Cranes | Gantry Rails and Supports - Integral | Height to Underside of Rail Track | 18.29m | 100 tonnes | The crane gantry support beam supports the rail track upon which the moving traveller rests. The costs given include the extra foundations, the extra size of the support stanchion, the support beam and the rail track. Most buildings erected with structural steel stanchions are capable of also holding a gantry rail of up to 5 tonnes. In these cases an angle fillet is bolted to the upright projecting into the workshop/warehouse and the rail track support (with rail track on top) is fixed to this. As the traveller tonnage increases (over 5 tonnes) the upright stanchions, and horizontal beam, (and foundations to the stanchions) are increased in size to accommodate the extra load and thus the costs set out are in part for this ADDITIONAL cost element. This is over and above the figures used for the building framework. The additional steelwork, concrete foundation work, support beam, support flanges and rail track are regarded as Class 4 Table 3 structural supports and ERC¬s provided are all inclusive. The foundations will be larger to accommodate the extra load and the table includes an item for this element Below 5 tonnes the support beam and rail track may be substantial and the cost of this alone can be calculated by using the weight of steel appropriate. See Structural Steelwork supporting structures. Moving beam buffers These may be of various lengths and where two travellers work the same beam they prevent the two beams from coming to close together. This allows even distribution of weight down through the vertical stanchions. For max weight that rail support and stanchions can take look at SWL indication on main traveller. DO NOT add the various beam support weights together the max load that can be lifted is the heaviest beams SWL. | Location Adjustment Applicable (See Guidance Notes) - ERC = UK mean of 1.00 | (BEAMS Note 1) The ERC for this item should be added to the total of the ERC of the other P&M items on the site and the Buildings ERC (where applicable) to enable the correct contract size adjustment to be made. ERC of P&M Items + ERC of Building Component’s = Total ERC (net figure rateable items only) to which contract size adjustment should be applied The 2023 Generic Contractors Test Spreadsheet has this facility built into the programme - it is recommended you undertake all contractors test valuations using this spreadsheet. (Details on the application of contract size adjustments can be found in the RCG 2023 Guidance notes). Where RV is calculated using the comparative method (rental method) the contract size adjustment should be made as follows: Select - SCAT code box ""P and M as an addition” within the 2023 Generic Contractors Test Spreadsheet facility. Or Where the spreadsheet is not used take the: Reciprocal of statutory de-capitalisation rate (i.e. 5% reciprocal = 20) multiply by rateable value of the buildings (before any overall end allowances are made and after making a notional deduction for the land value) and add to the ERC of P&M. Use resultant figure to calculate contract size adjustment. (Guidance Notes - Section 6) | The costs are based on units with a 15m span traveller. The lifting capacity of the crane, height to underside of rail track (top of the track support beam) and the length of the gantry is all that is required to operate the scales (measured between the rails down the middle of the workshop). (Do not hook a metal tape onto the horizontal beam in order to gain the height. Most have exposed electrical cables attached). LINEAR METRE is distance-taking measurement between rail tracks of the length of the rail tracks. (Not always the length of the building) and is NOT the combined length of the two rails. The above costs do not include the moving traveller but do include foundations | Moving beam buffers These may be of various lengths and where two travellers work the same beam they prevent the two beams from coming to close together. This allows even distribution of weight down through the vertical stanchions. For max weight that rail support and stanchions can take look at SWL indication on main traveller. DO NOT add the various beam support weights together the max load that can be lifted is the heaviest beams SWL. | Class 4 Table 3 Foundations, settings, fixed gantries, supports Class 1 Table 1) List of Accessories (i) Travellers, Cranes Class 2 Table 2) | Whole is not rateable if under Class 1 or Class 2 if not used in connection with fuel for the generation of power or if not accessory to Class 1 or Class | Moving Traveller (Class 1 and Class 2) | It is assumed that the item forms part of an "average size industrial, commercial or office complex". Where it would be normal to find more than one item in such a hereditament the ERC stated has been adjusted to reflect any number / quantity, discount. These figures are NOT one off figures. | If the traveller span varies from the 15m basic cost guide standard then the following % adjustments are to be adopted. 5m span deduct 60%, 7 & 8m span deduct 50%, 10m span deduct 30%, (15m span no change), 20m span add 45%, 25m span add 90%. | Cranes: Gantry Rails & Supports Integral. Composite stanchion taking the main support beam and rail track. | - | 10071 |  | M | - | NA | NA | NA | 3301.7 | Option 2 | 4093.4612 | 23.98% | 0 | 0 | -100% | -100% | 0 | -100% | Redirected | NA | VOA_GPN_GOV_UK\7246041 | 2019-08-30 | Low | Blue | High | Risk taken from previous CG | - | - | NA | SPONS A&B | NA | (BEAMS Note 1) The ERC for this item should be added to the total of the ERC of the other P&M items on the site and the Buildings ERC (where applicable) to enable the correct contract size adjustment to be made. ERC of P&M Items + ERC of Building Component’s = Total ERC (net figure rateable items only) to which contract size adjustment should be applied The 2021 Generic Contractors Test Spreadsheet has this facility built into the programme - it is recommended you undertake all contractors test valuations using this spreadsheet. (Details on the application of contract size adjustments can be found in the RCG 2021 Guidance notes). Where RV is calculated using the comparative method (rental method) the contract size adjustment should be made as follows: Select - SCAT code box "P and M as an addition” within the 2021 Generic Contractors Test Spreadsheet facility. Or Where the spreadsheet is not used take the: Reciprocal of statutory de-capitalisation rate (i.e. 5% reciprocal = 20) multiply by rateable value of the buildings (before any overall end allowances are made and after making a notional deduction for the land value) and add to the ERC of P&M. Use resultant figure to calculate contract size adjustment. (Guidance Notes - Section 6) | Cranes: Gantry Rails & Supports Integral. Composite stanchion taking the main support beam and rail track. | - | 1 | TRUE
1020 | 214BBB | 7972 | 214BBB | Cranes | Gantry Rails and Supports - Integral | Height to Underside of Rail Track | 18.29m | 150 tonnes | The crane gantry support beam supports the rail track upon which the moving traveller rests. The costs given include the extra foundations, the extra size of the support stanchion, the support beam and the rail track. Most buildings erected with structural steel stanchions are capable of also holding a gantry rail of up to 5 tonnes. In these cases an angle fillet is bolted to the upright projecting into the workshop/warehouse and the rail track support (with rail track on top) is fixed to this. As the traveller tonnage increases (over 5 tonnes) the upright stanchions, and horizontal beam, (and foundations to the stanchions) are increased in size to accommodate the extra load and thus the costs set out are in part for this ADDITIONAL cost element. This is over and above the figures used for the building framework. The additional steelwork, concrete foundation work, support beam, support flanges and rail track are regarded as Class 4 Table 3 structural supports and ERC¬s provided are all inclusive. The foundations will be larger to accommodate the extra load and the table includes an item for this element Below 5 tonnes the support beam and rail track may be substantial and the cost of this alone can be calculated by using the weight of steel appropriate. See Structural Steelwork supporting structures. Moving beam buffers These may be of various lengths and where two travellers work the same beam they prevent the two beams from coming to close together. This allows even distribution of weight down through the vertical stanchions. For max weight that rail support and stanchions can take look at SWL indication on main traveller. DO NOT add the various beam support weights together the max load that can be lifted is the heaviest beams SWL. | Location Adjustment Applicable (See Guidance Notes) - ERC = UK mean of 1.00 | (BEAMS Note 1) The ERC for this item should be added to the total of the ERC of the other P&M items on the site and the Buildings ERC (where applicable) to enable the correct contract size adjustment to be made. ERC of P&M Items + ERC of Building Component’s = Total ERC (net figure rateable items only) to which contract size adjustment should be applied The 2023 Generic Contractors Test Spreadsheet has this facility built into the programme - it is recommended you undertake all contractors test valuations using this spreadsheet. (Details on the application of contract size adjustments can be found in the RCG 2023 Guidance notes). Where RV is calculated using the comparative method (rental method) the contract size adjustment should be made as follows: Select - SCAT code box ""P and M as an addition” within the 2023 Generic Contractors Test Spreadsheet facility. Or Where the spreadsheet is not used take the: Reciprocal of statutory de-capitalisation rate (i.e. 5% reciprocal = 20) multiply by rateable value of the buildings (before any overall end allowances are made and after making a notional deduction for the land value) and add to the ERC of P&M. Use resultant figure to calculate contract size adjustment. (Guidance Notes - Section 6) | The costs are based on units with a 15m span traveller. The lifting capacity of the crane, height to underside of rail track (top of the track support beam) and the length of the gantry is all that is required to operate the scales (measured between the rails down the middle of the workshop). (Do not hook a metal tape onto the horizontal beam in order to gain the height. Most have exposed electrical cables attached). LINEAR METRE is distance-taking measurement between rail tracks of the length of the rail tracks. (Not always the length of the building) and is NOT the combined length of the two rails. The above costs do not include the moving traveller but do include foundations | Moving beam buffers These may be of various lengths and where two travellers work the same beam they prevent the two beams from coming to close together. This allows even distribution of weight down through the vertical stanchions. For max weight that rail support and stanchions can take look at SWL indication on main traveller. DO NOT add the various beam support weights together the max load that can be lifted is the heaviest beams SWL. | Class 4 Table 3 Foundations, settings, fixed gantries, supports Class 1 Table 1) List of Accessories (i) Travellers, Cranes Class 2 Table 2) | Whole is not rateable if under Class 1 or Class 2 if not used in connection with fuel for the generation of power or if not accessory to Class 1 or Class | Moving Traveller (Class 1 and Class 2) | It is assumed that the item forms part of an "average size industrial, commercial or office complex". Where it would be normal to find more than one item in such a hereditament the ERC stated has been adjusted to reflect any number / quantity, discount. These figures are NOT one off figures. | If the traveller span varies from the 15m basic cost guide standard then the following % adjustments are to be adopted. 5m span deduct 60%, 7 & 8m span deduct 50%, 10m span deduct 30%, (15m span no change), 20m span add 45%, 25m span add 90%. | Cranes: Gantry Rails & Supports Integral. Composite stanchion taking the main support beam and rail track. | - | 10071 |  | M | - | NA | NA | NA | 4212.75 | Option 2 | 5222.9847 | 23.98% | 0 | 0 | -100% | -100% | 0 | -100% | Redirected | NA | VOA_GPN_GOV_UK\7246041 | 2019-08-30 | Low | Blue | High | Risk taken from previous CG | - | - | NA | SPONS A&B | NA | (BEAMS Note 1) The ERC for this item should be added to the total of the ERC of the other P&M items on the site and the Buildings ERC (where applicable) to enable the correct contract size adjustment to be made. ERC of P&M Items + ERC of Building Component’s = Total ERC (net figure rateable items only) to which contract size adjustment should be applied The 2021 Generic Contractors Test Spreadsheet has this facility built into the programme - it is recommended you undertake all contractors test valuations using this spreadsheet. (Details on the application of contract size adjustments can be found in the RCG 2021 Guidance notes). Where RV is calculated using the comparative method (rental method) the contract size adjustment should be made as follows: Select - SCAT code box "P and M as an addition” within the 2021 Generic Contractors Test Spreadsheet facility. Or Where the spreadsheet is not used take the: Reciprocal of statutory de-capitalisation rate (i.e. 5% reciprocal = 20) multiply by rateable value of the buildings (before any overall end allowances are made and after making a notional deduction for the land value) and add to the ERC of P&M. Use resultant figure to calculate contract size adjustment. (Guidance Notes - Section 6) | Cranes: Gantry Rails & Supports Integral. Composite stanchion taking the main support beam and rail track. | - | 1 | TRUE
1021 | 214BBC | 7973 | 214BBC | Cranes | Gantry Rails and Supports - Integral | Height to Underside of Rail Track | 18.29m | 200 tonnes | The crane gantry support beam supports the rail track upon which the moving traveller rests. The costs given include the extra foundations, the extra size of the support stanchion, the support beam and the rail track. Most buildings erected with structural steel stanchions are capable of also holding a gantry rail of up to 5 tonnes. In these cases an angle fillet is bolted to the upright projecting into the workshop/warehouse and the rail track support (with rail track on top) is fixed to this. As the traveller tonnage increases (over 5 tonnes) the upright stanchions, and horizontal beam, (and foundations to the stanchions) are increased in size to accommodate the extra load and thus the costs set out are in part for this ADDITIONAL cost element. This is over and above the figures used for the building framework. The additional steelwork, concrete foundation work, support beam, support flanges and rail track are regarded as Class 4 Table 3 structural supports and ERC¬s provided are all inclusive. The foundations will be larger to accommodate the extra load and the table includes an item for this element Below 5 tonnes the support beam and rail track may be substantial and the cost of this alone can be calculated by using the weight of steel appropriate. See Structural Steelwork supporting structures. Moving beam buffers These may be of various lengths and where two travellers work the same beam they prevent the two beams from coming to close together. This allows even distribution of weight down through the vertical stanchions. For max weight that rail support and stanchions can take look at SWL indication on main traveller. DO NOT add the various beam support weights together the max load that can be lifted is the heaviest beams SWL. | Location Adjustment Applicable (See Guidance Notes) - ERC = UK mean of 1.00 | (BEAMS Note 1) The ERC for this item should be added to the total of the ERC of the other P&M items on the site and the Buildings ERC (where applicable) to enable the correct contract size adjustment to be made. ERC of P&M Items + ERC of Building Component’s = Total ERC (net figure rateable items only) to which contract size adjustment should be applied The 2023 Generic Contractors Test Spreadsheet has this facility built into the programme - it is recommended you undertake all contractors test valuations using this spreadsheet. (Details on the application of contract size adjustments can be found in the RCG 2023 Guidance notes). Where RV is calculated using the comparative method (rental method) the contract size adjustment should be made as follows: Select - SCAT code box ""P and M as an addition” within the 2023 Generic Contractors Test Spreadsheet facility. Or Where the spreadsheet is not used take the: Reciprocal of statutory de-capitalisation rate (i.e. 5% reciprocal = 20) multiply by rateable value of the buildings (before any overall end allowances are made and after making a notional deduction for the land value) and add to the ERC of P&M. Use resultant figure to calculate contract size adjustment. (Guidance Notes - Section 6) | The costs are based on units with a 15m span traveller. The lifting capacity of the crane, height to underside of rail track (top of the track support beam) and the length of the gantry is all that is required to operate the scales (measured between the rails down the middle of the workshop). (Do not hook a metal tape onto the horizontal beam in order to gain the height. Most have exposed electrical cables attached). LINEAR METRE is distance-taking measurement between rail tracks of the length of the rail tracks. (Not always the length of the building) and is NOT the combined length of the two rails. The above costs do not include the moving traveller but do include foundations | Moving beam buffers These may be of various lengths and where two travellers work the same beam they prevent the two beams from coming to close together. This allows even distribution of weight down through the vertical stanchions. For max weight that rail support and stanchions can take look at SWL indication on main traveller. DO NOT add the various beam support weights together the max load that can be lifted is the heaviest beams SWL. | Class 4 Table 3 Foundations, settings, fixed gantries, supports Class 1 Table 1) List of Accessories (i) Travellers, Cranes Class 2 Table 2) | Whole is not rateable if under Class 1 or Class 2 if not used in connection with fuel for the generation of power or if not accessory to Class 1 or Class | Moving Traveller (Class 1 and Class 2) | It is assumed that the item forms part of an "average size industrial, commercial or office complex". Where it would be normal to find more than one item in such a hereditament the ERC stated has been adjusted to reflect any number / quantity, discount. These figures are NOT one off figures. | If the traveller span varies from the 15m basic cost guide standard then the following % adjustments are to be adopted. 5m span deduct 60%, 7 & 8m span deduct 50%, 10m span deduct 30%, (15m span no change), 20m span add 45%, 25m span add 90%. | Cranes: Gantry Rails & Supports Integral. Composite stanchion taking the main support beam and rail track. | - | 10071 |  | M | - | NA | NA | NA | 3292.2813 | Option 2 | 4081.7838 | 23.98% | 0 | 0 | -100% | -100% | 0 | -100% | Redirected | NA | VOA_GPN_GOV_UK\7246041 | 2019-08-30 | Low | Blue | High | Risk taken from previous CG | - | - | NA | SPONS A&B | NA | (BEAMS Note 1) The ERC for this item should be added to the total of the ERC of the other P&M items on the site and the Buildings ERC (where applicable) to enable the correct contract size adjustment to be made. ERC of P&M Items + ERC of Building Component’s = Total ERC (net figure rateable items only) to which contract size adjustment should be applied The 2021 Generic Contractors Test Spreadsheet has this facility built into the programme - it is recommended you undertake all contractors test valuations using this spreadsheet. (Details on the application of contract size adjustments can be found in the RCG 2021 Guidance notes). Where RV is calculated using the comparative method (rental method) the contract size adjustment should be made as follows: Select - SCAT code box "P and M as an addition” within the 2021 Generic Contractors Test Spreadsheet facility. Or Where the spreadsheet is not used take the: Reciprocal of statutory de-capitalisation rate (i.e. 5% reciprocal = 20) multiply by rateable value of the buildings (before any overall end allowances are made and after making a notional deduction for the land value) and add to the ERC of P&M. Use resultant figure to calculate contract size adjustment. (Guidance Notes - Section 6) | Cranes: Gantry Rails & Supports Integral. Composite stanchion taking the main support beam and rail track. | - | 1 | TRUE
1022 | 214BBD | 7904 | 214BBD | Cranes | Gantry Rails and Supports - Integral | Height to Underside of Rail Track | 18.29m | 250 tonnes | The crane gantry support beam supports the rail track upon which the moving traveller rests. The costs given include the extra foundations, the extra size of the support stanchion, the support beam and the rail track. Most buildings erected with structural steel stanchions are capable of also holding a gantry rail of up to 5 tonnes. In these cases an angle fillet is bolted to the upright projecting into the workshop/warehouse and the rail track support (with rail track on top) is fixed to this. As the traveller tonnage increases (over 5 tonnes) the upright stanchions, and horizontal beam, (and foundations to the stanchions) are increased in size to accommodate the extra load and thus the costs set out are in part for this ADDITIONAL cost element. This is over and above the figures used for the building framework. The additional steelwork, concrete foundation work, support beam, support flanges and rail track are regarded as Class 4 Table 3 structural supports and ERC¬s provided are all inclusive. The foundations will be larger to accommodate the extra load and the table includes an item for this element Below 5 tonnes the support beam and rail track may be substantial and the cost of this alone can be calculated by using the weight of steel appropriate. See Structural Steelwork supporting structures. Moving beam buffers These may be of various lengths and where two travellers work the same beam they prevent the two beams from coming to close together. This allows even distribution of weight down through the vertical stanchions. For max weight that rail support and stanchions can take look at SWL indication on main traveller. DO NOT add the various beam support weights together the max load that can be lifted is the heaviest beams SWL. | Location Adjustment Applicable (See Guidance Notes) - ERC = UK mean of 1.00 | (BEAMS Note 1) The ERC for this item should be added to the total of the ERC of the other P&M items on the site and the Buildings ERC (where applicable) to enable the correct contract size adjustment to be made. ERC of P&M Items + ERC of Building Component’s = Total ERC (net figure rateable items only) to which contract size adjustment should be applied The 2023 Generic Contractors Test Spreadsheet has this facility built into the programme - it is recommended you undertake all contractors test valuations using this spreadsheet. (Details on the application of contract size adjustments can be found in the RCG 2023 Guidance notes). Where RV is calculated using the comparative method (rental method) the contract size adjustment should be made as follows: Select - SCAT code box ""P and M as an addition” within the 2023 Generic Contractors Test Spreadsheet facility. Or Where the spreadsheet is not used take the: Reciprocal of statutory de-capitalisation rate (i.e. 5% reciprocal = 20) multiply by rateable value of the buildings (before any overall end allowances are made and after making a notional deduction for the land value) and add to the ERC of P&M. Use resultant figure to calculate contract size adjustment. (Guidance Notes - Section 6) | The costs are based on units with a 15m span traveller. The lifting capacity of the crane, height to underside of rail track (top of the track support beam) and the length of the gantry is all that is required to operate the scales (measured between the rails down the middle of the workshop). (Do not hook a metal tape onto the horizontal beam in order to gain the height. Most have exposed electrical cables attached). LINEAR METRE is distance-taking measurement between rail tracks of the length of the rail tracks. (Not always the length of the building) and is NOT the combined length of the two rails. The above costs do not include the moving traveller but do include foundations | Moving beam buffers These may be of various lengths and where two travellers work the same beam they prevent the two beams from coming to close together. This allows even distribution of weight down through the vertical stanchions. For max weight that rail support and stanchions can take look at SWL indication on main traveller. DO NOT add the various beam support weights together the max load that can be lifted is the heaviest beams SWL. | Class 4 Table 3 Foundations, settings, fixed gantries, supports Class 1 Table 1) List of Accessories (i) Travellers, Cranes Class 2 Table 2) | Whole is not rateable if under Class 1 or Class 2 if not used in connection with fuel for the generation of power or if not accessory to Class 1 or Class | Moving Traveller (Class 1 and Class 2) | It is assumed that the item forms part of an "average size industrial, commercial or office complex". Where it would be normal to find more than one item in such a hereditament the ERC stated has been adjusted to reflect any number / quantity, discount. These figures are NOT one off figures. | If the traveller span varies from the 15m basic cost guide standard then the following % adjustments are to be adopted. 5m span deduct 60%, 7 & 8m span deduct 50%, 10m span deduct 30%, (15m span no change), 20m span add 45%, 25m span add 90%. | Cranes: Gantry Rails & Supports Integral. Composite stanchion taking the main support beam and rail track. | - | 10071 |  | M | - | NA | NA | NA | 5741.1562 | Option 2 | 7117.9091 | 23.98% | 0 | 0 | -100% | -100% | 0 | -100% | Redirected | NA | VOA_GPN_GOV_UK\7246041 | 2019-08-30 | Low | Blue | High | Risk taken from previous CG | - | - | NA | SPONS A&B | NA | (BEAMS Note 1) The ERC for this item should be added to the total of the ERC of the other P&M items on the site and the Buildings ERC (where applicable) to enable the correct contract size adjustment to be made. ERC of P&M Items + ERC of Building Component’s = Total ERC (net figure rateable items only) to which contract size adjustment should be applied The 2021 Generic Contractors Test Spreadsheet has this facility built into the programme - it is recommended you undertake all contractors test valuations using this spreadsheet. (Details on the application of contract size adjustments can be found in the RCG 2021 Guidance notes). Where RV is calculated using the comparative method (rental method) the contract size adjustment should be made as follows: Select - SCAT code box "P and M as an addition” within the 2021 Generic Contractors Test Spreadsheet facility. Or Where the spreadsheet is not used take the: Reciprocal of statutory de-capitalisation rate (i.e. 5% reciprocal = 20) multiply by rateable value of the buildings (before any overall end allowances are made and after making a notional deduction for the land value) and add to the ERC of P&M. Use resultant figure to calculate contract size adjustment. (Guidance Notes - Section 6) | Cranes: Gantry Rails & Supports Integral. Composite stanchion taking the main support beam and rail track. | - | 1 | TRUE
1023 | 214BBE | 7974 | 214BBE | Cranes | Gantry Rails and Supports - Integral | Height to Underside of Rail Track | 19.81m | 40 tonnes | The crane gantry support beam supports the rail track upon which the moving traveller rests. The costs given include the extra foundations, the extra size of the support stanchion, the support beam and the rail track. Most buildings erected with structural steel stanchions are capable of also holding a gantry rail of up to 5 tonnes. In these cases an angle fillet is bolted to the upright projecting into the workshop/warehouse and the rail track support (with rail track on top) is fixed to this. As the traveller tonnage increases (over 5 tonnes) the upright stanchions, and horizontal beam, (and foundations to the stanchions) are increased in size to accommodate the extra load and thus the costs set out are in part for this ADDITIONAL cost element. This is over and above the figures used for the building framework. The additional steelwork, concrete foundation work, support beam, support flanges and rail track are regarded as Class 4 Table 3 structural supports and ERC provided are all inclusive. The foundations will be larger to accommodate the extra load and the table includes an item for this element Below 5 tonnes the support beam and rail track may be substantial and the cost of this alone can be calculated by using the weight of steel appropriate. See Structural Steelwork supporting structures. Moving beam buffers These may be of various lengths and where two travellers work the same beam they prevent the two beams from coming to close together. This allows even distribution of weight down through the vertical stanchions. For max weight that rail support and stanchions can take look at SWL indication on main traveller. DO NOT add the various beam support weights together the max load that can be lifted is the heaviest beams SWL. | Location Adjustment Applicable (See Guidance Notes) - ERC = UK mean of 1.00 | (BEAMS Note 1) The ERC for this item should be added to the total of the ERC of the other P&M items on the site and the Buildings ERC (where applicable) to enable the correct contract size adjustment to be made. ERC of P&M Items + ERC of Building Component’s = Total ERC (net figure rateable items only) to which contract size adjustment should be applied The 2023 Generic Contractors Test Spreadsheet has this facility built into the programme - it is recommended you undertake all contractors test valuations using this spreadsheet. (Details on the application of contract size adjustments can be found in the RCG 2023 Guidance notes). Where RV is calculated using the comparative method (rental method) the contract size adjustment should be made as follows: Select - SCAT code box ""P and M as an addition” within the 2023 Generic Contractors Test Spreadsheet facility. Or Where the spreadsheet is not used take the: Reciprocal of statutory de-capitalisation rate (i.e. 5% reciprocal = 20) multiply by rateable value of the buildings (before any overall end allowances are made and after making a notional deduction for the land value) and add to the ERC of P&M. Use resultant figure to calculate contract size adjustment. (Guidance Notes - Section 6) | The costs are based on units with a 15m span traveller. The lifting capacity of the crane, height to underside of rail track (top of the track support beam) and the length of the gantry is all that is required to operate the scales (measured between the rails down the middle of the workshop). (Do not hook a metal tape onto the horizontal beam in order to gain the height. Most have exposed electrical cables attached). LINEAR METRE is distance-taking measurement between rail tracks of the length of the rail tracks. (Not always the length of the building) and is NOT the combined length of the two rails. The above costs do not include the moving traveller but do include foundations | Moving beam buffers These may be of various lengths and where two travellers work the same beam they prevent the two beams from coming to close together. This allows even distribution of weight down through the vertical stanchions. For max weight that rail support and stanchions can take look at SWL indication on main traveller. DO NOT add the various beam support weights together the max load that can be lifted is the heaviest beams SWL. | Class 4 Table 3 Foundations, settings, fixed gantries, supports Class 1 Table 1) List of Accessories (i) Travellers, Cranes Class 2 Table 2) | Whole is not rateable if under Class 1 or Class 2 if not used in connection with fuel for the generation of power or if not accessory to Class 1 or Class. | Moving Traveller (Class 1 and Class 2). | It is assumed that the item forms part of an average size industrial, commercial or office complex. Where it would be normal to find more than one item in such a hereditament the ERC stated has been adjusted to reflect any number / quantity, discount. These figures are NOT one off figures. | If the traveller span varies from the 15m basic cost guide standard then the following % adjustments are to be adopted. 5m span deduct 60%, 7 & 8m span deduct 50%, 10m span deduct 30%, (15m span no change), 20m span add 45%, 25m span add 90%. | Cranes: Gantry Rails & Supports Integral. Composite stanchion taking the main support beam and rail track. | - | 10071 | 214BAX, 214BAQ | m | - | Please Select | - | - | 1965.0938 | Option 2 | 2436.3313 | 23.98% | 2414.5253 | 1824.812 | -7.139% | -25.1% | 1824.812 | -7.139% | ERC Over-ridden | Ryan Casey | VOA_GPN_GOV_UK\7233251 | 2021-07-29 | Low | Blue | High | Cost build up has no narrative to explain quantities no resemblance to SPONS rates. Needs a fresh measure next time and costs likely to decrease significantly. | - | No build up. RC continued template for Freestanding cranes, which had a build-up. ERC index RCG2021 rate. | NA | SPONS A&B | 2 | (BEAMS Note 1) P&M | Cranes: Gantry Rails & Supports Integral. Composite stanchion taking the main support beam and rail track. | - | 1 | TRUE
1024 | 214BBF | 7975 | 214BBF | Cranes | Gantry Rails and Supports - Integral | Height to Underside of Rail Track | 19.81m | 50 tonnes | The crane gantry support beam supports the rail track upon which the moving traveller rests. The costs given include the extra foundations, the extra size of the support stanchion, the support beam and the rail track. Most buildings erected with structural steel stanchions are capable of also holding a gantry rail of up to 5 tonnes. In these cases an angle fillet is bolted to the upright projecting into the workshop/warehouse and the rail track support (with rail track on top) is fixed to this. As the traveller tonnage increases (over 5 tonnes) the upright stanchions, and horizontal beam, (and foundations to the stanchions) are increased in size to accommodate the extra load and thus the costs set out are in part for this ADDITIONAL cost element. This is over and above the figures used for the building framework. The additional steelwork, concrete foundation work, support beam, support flanges and rail track are regarded as Class 4 Table 3 structural supports and ERC provided are all inclusive. The foundations will be larger to accommodate the extra load and the table includes an item for this element Below 5 tonnes the support beam and rail track may be substantial and the cost of this alone can be calculated by using the weight of steel appropriate. See Structural Steelwork supporting structures. Moving beam buffers These may be of various lengths and where two travellers work the same beam they prevent the two beams from coming to close together. This allows even distribution of weight down through the vertical stanchions. For max weight that rail support and stanchions can take look at SWL indication on main traveller. DO NOT add the various beam support weights together the max load that can be lifted is the heaviest beams SWL. | Location Adjustment Applicable (See Guidance Notes) - ERC = UK mean of 1.00 | (BEAMS Note 1) The ERC for this item should be added to the total of the ERC of the other P&M items on the site and the Buildings ERC (where applicable) to enable the correct contract size adjustment to be made. ERC of P&M Items + ERC of Building Component’s = Total ERC (net figure rateable items only) to which contract size adjustment should be applied The 2023 Generic Contractors Test Spreadsheet has this facility built into the programme - it is recommended you undertake all contractors test valuations using this spreadsheet. (Details on the application of contract size adjustments can be found in the RCG 2023 Guidance notes). Where RV is calculated using the comparative method (rental method) the contract size adjustment should be made as follows: Select - SCAT code box ""P and M as an addition” within the 2023 Generic Contractors Test Spreadsheet facility. Or Where the spreadsheet is not used take the: Reciprocal of statutory de-capitalisation rate (i.e. 5% reciprocal = 20) multiply by rateable value of the buildings (before any overall end allowances are made and after making a notional deduction for the land value) and add to the ERC of P&M. Use resultant figure to calculate contract size adjustment. (Guidance Notes - Section 6) | The costs are based on units with a 15m span traveller. The lifting capacity of the crane, height to underside of rail track (top of the track support beam) and the length of the gantry is all that is required to operate the scales (measured between the rails down the middle of the workshop). (Do not hook a metal tape onto the horizontal beam in order to gain the height. Most have exposed electrical cables attached). LINEAR METRE is distance-taking measurement between rail tracks of the length of the rail tracks. (Not always the length of the building) and is NOT the combined length of the two rails. The above costs do not include the moving traveller but do include foundations | Moving beam buffers These may be of various lengths and where two travellers work the same beam they prevent the two beams from coming to close together. This allows even distribution of weight down through the vertical stanchions. For max weight that rail support and stanchions can take look at SWL indication on main traveller. DO NOT add the various beam support weights together the max load that can be lifted is the heaviest beams SWL. | Class 4 Table 3 Foundations, settings, fixed gantries, supports Class 1 Table 1) List of Accessories (i) Travellers, Cranes Class 2 Table 2) | Whole is not rateable if under Class 1 or Class 2 if not used in connection with fuel for the generation of power or if not accessory to Class 1 or Class. | Moving Traveller (Class 1 and Class 2). | It is assumed that the item forms part of an average size industrial, commercial or office complex. Where it would be normal to find more than one item in such a hereditament the ERC stated has been adjusted to reflect any number / quantity, discount. These figures are NOT one off figures. | If the traveller span varies from the 15m basic cost guide standard then the following % adjustments are to be adopted. 5m span deduct 60%, 7 & 8m span deduct 50%, 10m span deduct 30%, (15m span no change), 20m span add 45%, 25m span add 90%. | Cranes: Gantry Rails & Supports Integral. Composite stanchion taking the main support beam and rail track. | - | 10071 | 214BAY, 214BAR | m | - | Please Select | - | - | 2204.8438 | Option 2 | 2733.5743 | 23.98% | 2765.0394 | 2089.7181 | -5.221% | -23.55% | 2089.7181 | -5.221% | ERC Over-ridden | Ryan Casey | VOA_GPN_GOV_UK\7233251 | 2021-07-29 | Low | Blue | High | Cost build up has no narrative to explain quantities no resemblance to SPONS rates. Needs a fresh measure next time and costs likely to decrease significantly. | - | No build up. RC continued template for Freestanding cranes, which had a build-up. ERC index RCG2021 rate. | NA | SPONS A&B | 2 | (BEAMS Note 1) P&M | Cranes: Gantry Rails & Supports Integral. Composite stanchion taking the main support beam and rail track. | - | 1 | TRUE
1025 | 214BBG | 7675 | 214BBG | Cranes | Gantry Rails and Supports - Integral | Height to Underside of Rail Track | 19.81m | 75 tonnes | The crane gantry support beam supports the rail track upon which the moving traveller rests. The costs given include the extra foundations, the extra size of the support stanchion, the support beam and the rail track. Most buildings erected with structural steel stanchions are capable of also holding a gantry rail of up to 5 tonnes. In these cases an angle fillet is bolted to the upright projecting into the workshop/warehouse and the rail track support (with rail track on top) is fixed to this. As the traveller tonnage increases (over 5 tonnes) the upright stanchions, and horizontal beam, (and foundations to the stanchions) are increased in size to accommodate the extra load and thus the costs set out are in part for this ADDITIONAL cost element. This is over and above the figures used for the building framework. The additional steelwork, concrete foundation work, support beam, support flanges and rail track are regarded as Class 4 Table 3 structural supports and ERC provided are all inclusive. The foundations will be larger to accommodate the extra load and the table includes an item for this element Below 5 tonnes the support beam and rail track may be substantial and the cost of this alone can be calculated by using the weight of steel appropriate. See Structural Steelwork supporting structures. Moving beam buffers These may be of various lengths and where two travellers work the same beam they prevent the two beams from coming to close together. This allows even distribution of weight down through the vertical stanchions. For max weight that rail support and stanchions can take look at SWL indication on main traveller. DO NOT add the various beam support weights together the max load that can be lifted is the heaviest beams SWL. | Location Adjustment Applicable (See Guidance Notes) - ERC = UK mean of 1.00 | (BEAMS Note 1) The ERC for this item should be added to the total of the ERC of the other P&M items on the site and the Buildings ERC (where applicable) to enable the correct contract size adjustment to be made. ERC of P&M Items + ERC of Building Component’s = Total ERC (net figure rateable items only) to which contract size adjustment should be applied The 2023 Generic Contractors Test Spreadsheet has this facility built into the programme - it is recommended you undertake all contractors test valuations using this spreadsheet. (Details on the application of contract size adjustments can be found in the RCG 2023 Guidance notes). Where RV is calculated using the comparative method (rental method) the contract size adjustment should be made as follows: Select - SCAT code box ""P and M as an addition” within the 2023 Generic Contractors Test Spreadsheet facility. Or Where the spreadsheet is not used take the: Reciprocal of statutory de-capitalisation rate (i.e. 5% reciprocal = 20) multiply by rateable value of the buildings (before any overall end allowances are made and after making a notional deduction for the land value) and add to the ERC of P&M. Use resultant figure to calculate contract size adjustment. (Guidance Notes - Section 6) | The costs are based on units with a 15m span traveller. The lifting capacity of the crane, height to underside of rail track (top of the track support beam) and the length of the gantry is all that is required to operate the scales (measured between the rails down the middle of the workshop). (Do not hook a metal tape onto the horizontal beam in order to gain the height. Most have exposed electrical cables attached). LINEAR METRE is distance-taking measurement between rail tracks of the length of the rail tracks. (Not always the length of the building) and is NOT the combined length of the two rails. The above costs do not include the moving traveller but do include foundations | Moving beam buffers These may be of various lengths and where two travellers work the same beam they prevent the two beams from coming to close together. This allows even distribution of weight down through the vertical stanchions. For max weight that rail support and stanchions can take look at SWL indication on main traveller. DO NOT add the various beam support weights together the max load that can be lifted is the heaviest beams SWL. | Class 4 Table 3 Foundations, settings, fixed gantries, supports Class 1 Table 1) List of Accessories (i) Travellers, Cranes Class 2 Table 2) | Whole is not rateable if under Class 1 or Class 2 if not used in connection with fuel for the generation of power or if not accessory to Class 1 or Class. | Moving Traveller (Class 1 and Class 2). | It is assumed that the item forms part of an average size industrial, commercial or office complex. Where it would be normal to find more than one item in such a hereditament the ERC stated has been adjusted to reflect any number / quantity, discount. These figures are NOT one off figures. | If the traveller span varies from the 15m basic cost guide standard then the following % adjustments are to be adopted. 5m span deduct 60%, 7 & 8m span deduct 50%, 10m span deduct 30%, (15m span no change), 20m span add 45%, 25m span add 90%. | Cranes: Gantry Rails & Supports Integral. Composite stanchion taking the main support beam and rail track. | - | 10071 | 214BAZ, 214BAS | m | - | Please Select | - | - | 2872.7187 | Option 2 | 3561.6085 | 23.98% | 3832.671 | 2896.5959 | 0.8312% | -18.67% | 2896.5959 | 0.8312% | ERC Over-ridden | Ryan Casey | VOA_GPN_GOV_UK\7233251 | 2021-07-29 | Low | Blue | High | Cost build up has no narrative to explain quantities no resemblance to SPONS rates. Needs a fresh measure next time and costs likely to decrease significantly. | - | No build up. RC continued template for Freestanding cranes, which had a build-up. ERC index RCG2021 rate. | NA | SPONS A&B | 2 | (BEAMS Note 1) P&M | Cranes: Gantry Rails & Supports Integral. Composite stanchion taking the main support beam and rail track. | - | 1 | TRUE
1026 | 214BBH | 7676 | 214BBH | Cranes | Gantry Rails and Supports - Integral | Height to Underside of Rail Track | 19.81m | 100 tonnes | The crane gantry support beam supports the rail track upon which the moving traveller rests. The costs given include the extra foundations, the extra size of the support stanchion, the support beam and the rail track. Most buildings erected with structural steel stanchions are capable of also holding a gantry rail of up to 5 tonnes. In these cases an angle fillet is bolted to the upright projecting into the workshop/warehouse and the rail track support (with rail track on top) is fixed to this. As the traveller tonnage increases (over 5 tonnes) the upright stanchions, and horizontal beam, (and foundations to the stanchions) are increased in size to accommodate the extra load and thus the costs set out are in part for this ADDITIONAL cost element. This is over and above the figures used for the building framework. The additional steelwork, concrete foundation work, support beam, support flanges and rail track are regarded as Class 4 Table 3 structural supports and ERC provided are all inclusive. The foundations will be larger to accommodate the extra load and the table includes an item for this element Below 5 tonnes the support beam and rail track may be substantial and the cost of this alone can be calculated by using the weight of steel appropriate. See Structural Steelwork supporting structures. Moving beam buffers These may be of various lengths and where two travellers work the same beam they prevent the two beams from coming to close together. This allows even distribution of weight down through the vertical stanchions. For max weight that rail support and stanchions can take look at SWL indication on main traveller. DO NOT add the various beam support weights together the max load that can be lifted is the heaviest beams SWL. | Location Adjustment Applicable (See Guidance Notes) - ERC = UK mean of 1.00 | (BEAMS Note 1) The ERC for this item should be added to the total of the ERC of the other P&M items on the site and the Buildings ERC (where applicable) to enable the correct contract size adjustment to be made. ERC of P&M Items + ERC of Building Component’s = Total ERC (net figure rateable items only) to which contract size adjustment should be applied The 2023 Generic Contractors Test Spreadsheet has this facility built into the programme - it is recommended you undertake all contractors test valuations using this spreadsheet. (Details on the application of contract size adjustments can be found in the RCG 2023 Guidance notes). Where RV is calculated using the comparative method (rental method) the contract size adjustment should be made as follows: Select - SCAT code box ""P and M as an addition” within the 2023 Generic Contractors Test Spreadsheet facility. Or Where the spreadsheet is not used take the: Reciprocal of statutory de-capitalisation rate (i.e. 5% reciprocal = 20) multiply by rateable value of the buildings (before any overall end allowances are made and after making a notional deduction for the land value) and add to the ERC of P&M. Use resultant figure to calculate contract size adjustment. (Guidance Notes - Section 6) | The costs are based on units with a 15m span traveller. The lifting capacity of the crane, height to underside of rail track (top of the track support beam) and the length of the gantry is all that is required to operate the scales (measured between the rails down the middle of the workshop). (Do not hook a metal tape onto the horizontal beam in order to gain the height. Most have exposed electrical cables attached). LINEAR METRE is distance-taking measurement between rail tracks of the length of the rail tracks. (Not always the length of the building) and is NOT the combined length of the two rails. The above costs do not include the moving traveller but do include foundations | Moving beam buffers These may be of various lengths and where two travellers work the same beam they prevent the two beams from coming to close together. This allows even distribution of weight down through the vertical stanchions. For max weight that rail support and stanchions can take look at SWL indication on main traveller. DO NOT add the various beam support weights together the max load that can be lifted is the heaviest beams SWL. | Class 4 Table 3 Foundations, settings, fixed gantries, supports Class 1 Table 1) List of Accessories (i) Travellers, Cranes Class 2 Table 2) | Whole is not rateable if under Class 1 or Class 2 if not used in connection with fuel for the generation of power or if not accessory to Class 1 or Class. | Moving Traveller (Class 1 and Class 2). | It is assumed that the item forms part of an average size industrial, commercial or office complex. Where it would be normal to find more than one item in such a hereditament the ERC stated has been adjusted to reflect any number / quantity, discount. These figures are NOT one off figures. | If the traveller span varies from the 15m basic cost guide standard then the following % adjustments are to be adopted. 5m span deduct 60%, 7 & 8m span deduct 50%, 10m span deduct 30%, (15m span no change), 20m span add 45%, 25m span add 90%. | Cranes: Gantry Rails & Supports Integral. Composite stanchion taking the main support beam and rail track. | - | 10071 | 214BBA, 214BAT | m | - | Please Select | - | - | 3433.5625 | Option 2 | 4256.9449 | 23.98% | 3978.6228 | 3006.9011 | -12.43% | -29.36% | 3006.9011 | -12.43% | ERC Over-ridden | Ryan Casey | VOA_GPN_GOV_UK\7233251 | 2021-07-29 | Low | Blue | High | Cost build up has no narrative to explain quantities no resemblance to SPONS rates. Needs a fresh measure next time and costs likely to decrease significantly. | - | No build up. RC continued template for Freestanding cranes, which had a build-up. ERC index RCG2021 rate. | NA | SPONS A&B | 2 | (BEAMS Note 1) P&M | Cranes: Gantry Rails & Supports Integral. Composite stanchion taking the main support beam and rail track. | - | 1 | TRUE
1027 | 214BBI | 7677 | 214BBI | Cranes | Gantry Rails and Supports - Integral | Height to Underside of Rail Track | 19.81m | 150 tonnes | The crane gantry support beam supports the rail track upon which the moving traveller rests. The costs given include the extra foundations, the extra size of the support stanchion, the support beam and the rail track. Most buildings erected with structural steel stanchions are capable of also holding a gantry rail of up to 5 tonnes. In these cases an angle fillet is bolted to the upright projecting into the workshop/warehouse and the rail track support (with rail track on top) is fixed to this. As the traveller tonnage increases (over 5 tonnes) the upright stanchions, and horizontal beam, (and foundations to the stanchions) are increased in size to accommodate the extra load and thus the costs set out are in part for this ADDITIONAL cost element. This is over and above the figures used for the building framework. The additional steelwork, concrete foundation work, support beam, support flanges and rail track are regarded as Class 4 Table 3 structural supports and ERC provided are all inclusive. The foundations will be larger to accommodate the extra load and the table includes an item for this element Below 5 tonnes the support beam and rail track may be substantial and the cost of this alone can be calculated by using the weight of steel appropriate. See Structural Steelwork supporting structures. Moving beam buffers These may be of various lengths and where two travellers work the same beam they prevent the two beams from coming to close together. This allows even distribution of weight down through the vertical stanchions. For max weight that rail support and stanchions can take look at SWL indication on main traveller. DO NOT add the various beam support weights together the max load that can be lifted is the heaviest beams SWL. | Location Adjustment Applicable (See Guidance Notes) - ERC = UK mean of 1.00 | (BEAMS Note 1) The ERC for this item should be added to the total of the ERC of the other P&M items on the site and the Buildings ERC (where applicable) to enable the correct contract size adjustment to be made. ERC of P&M Items + ERC of Building Component’s = Total ERC (net figure rateable items only) to which contract size adjustment should be applied The 2023 Generic Contractors Test Spreadsheet has this facility built into the programme - it is recommended you undertake all contractors test valuations using this spreadsheet. (Details on the application of contract size adjustments can be found in the RCG 2023 Guidance notes). Where RV is calculated using the comparative method (rental method) the contract size adjustment should be made as follows: Select - SCAT code box ""P and M as an addition” within the 2023 Generic Contractors Test Spreadsheet facility. Or Where the spreadsheet is not used take the: Reciprocal of statutory de-capitalisation rate (i.e. 5% reciprocal = 20) multiply by rateable value of the buildings (before any overall end allowances are made and after making a notional deduction for the land value) and add to the ERC of P&M. Use resultant figure to calculate contract size adjustment. (Guidance Notes - Section 6) | The costs are based on units with a 15m span traveller. The lifting capacity of the crane, height to underside of rail track (top of the track support beam) and the length of the gantry is all that is required to operate the scales (measured between the rails down the middle of the workshop). (Do not hook a metal tape onto the horizontal beam in order to gain the height. Most have exposed electrical cables attached). LINEAR METRE is distance-taking measurement between rail tracks of the length of the rail tracks. (Not always the length of the building) and is NOT the combined length of the two rails. The above costs do not include the moving traveller but do include foundations | Moving beam buffers These may be of various lengths and where two travellers work the same beam they prevent the two beams from coming to close together. This allows even distribution of weight down through the vertical stanchions. For max weight that rail support and stanchions can take look at SWL indication on main traveller. DO NOT add the various beam support weights together the max load that can be lifted is the heaviest beams SWL. | Class 4 Table 3 Foundations, settings, fixed gantries, supports Class 1 Table 1) List of Accessories (i) Travellers, Cranes Class 2 Table 2) | Whole is not rateable if under Class 1 or Class 2 if not used in connection with fuel for the generation of power or if not accessory to Class 1 or Class. | Moving Traveller (Class 1 and Class 2). | It is assumed that the item forms part of an average size industrial, commercial or office complex. Where it would be normal to find more than one item in such a hereditament the ERC stated has been adjusted to reflect any number / quantity, discount. These figures are NOT one off figures. | If the traveller span varies from the 15m basic cost guide standard then the following % adjustments are to be adopted. 5m span deduct 60%, 7 & 8m span deduct 50%, 10m span deduct 30%, (15m span no change), 20m span add 45%, 25m span add 90%. | Cranes: Gantry Rails & Supports Integral. Composite stanchion taking the main support beam and rail track. | - | 10071 | 214BBB, 214BAU | m | - | Please Select | - | - | 4439.6562 | Option 2 | 5504.304 | 23.98% | 7091.8779 | 5359.7881 | 20.73% | -2.626% | 5359.7881 | 20.73% | ERC Over-ridden | Ryan Casey | VOA_GPN_GOV_UK\7233251 | 2021-07-29 | Low | Blue | High | Cost build up has no narrative to explain quantities no resemblance to SPONS rates. Needs a fresh measure next time and costs likely to decrease significantly. | - | No build up. RC continued template for Freestanding cranes, which had a build-up. ERC index RCG2021 rate. | NA | SPONS A&B | 2 | (BEAMS Note 1) P&M | Cranes: Gantry Rails & Supports Integral. Composite stanchion taking the main support beam and rail track. | - | 1 | TRUE
1028 | 214BBJ | 7678 | 214BBJ | Cranes | Gantry Rails and Supports - Integral | Height to Underside of Rail Track | 19.81m | 200 tonnes | The crane gantry support beam supports the rail track upon which the moving traveller rests. The costs given include the extra foundations, the extra size of the support stanchion, the support beam and the rail track. Most buildings erected with structural steel stanchions are capable of also holding a gantry rail of up to 5 tonnes. In these cases an angle fillet is bolted to the upright projecting into the workshop/warehouse and the rail track support (with rail track on top) is fixed to this. As the traveller tonnage increases (over 5 tonnes) the upright stanchions, and horizontal beam, (and foundations to the stanchions) are increased in size to accommodate the extra load and thus the costs set out are in part for this ADDITIONAL cost element. This is over and above the figures used for the building framework. The additional steelwork, concrete foundation work, support beam, support flanges and rail track are regarded as Class 4 Table 3 structural supports and ERC provided are all inclusive. The foundations will be larger to accommodate the extra load and the table includes an item for this element Below 5 tonnes the support beam and rail track may be substantial and the cost of this alone can be calculated by using the weight of steel appropriate. See Structural Steelwork supporting structures. Moving beam buffers These may be of various lengths and where two travellers work the same beam they prevent the two beams from coming to close together. This allows even distribution of weight down through the vertical stanchions. For max weight that rail support and stanchions can take look at SWL indication on main traveller. DO NOT add the various beam support weights together the max load that can be lifted is the heaviest beams SWL. | Location Adjustment Applicable (See Guidance Notes) - ERC = UK mean of 1.00 | (BEAMS Note 1) The ERC for this item should be added to the total of the ERC of the other P&M items on the site and the Buildings ERC (where applicable) to enable the correct contract size adjustment to be made. ERC of P&M Items + ERC of Building Component’s = Total ERC (net figure rateable items only) to which contract size adjustment should be applied The 2023 Generic Contractors Test Spreadsheet has this facility built into the programme - it is recommended you undertake all contractors test valuations using this spreadsheet. (Details on the application of contract size adjustments can be found in the RCG 2023 Guidance notes). Where RV is calculated using the comparative method (rental method) the contract size adjustment should be made as follows: Select - SCAT code box ""P and M as an addition” within the 2023 Generic Contractors Test Spreadsheet facility. Or Where the spreadsheet is not used take the: Reciprocal of statutory de-capitalisation rate (i.e. 5% reciprocal = 20) multiply by rateable value of the buildings (before any overall end allowances are made and after making a notional deduction for the land value) and add to the ERC of P&M. Use resultant figure to calculate contract size adjustment. (Guidance Notes - Section 6) | The costs are based on units with a 15m span traveller. The lifting capacity of the crane, height to underside of rail track (top of the track support beam) and the length of the gantry is all that is required to operate the scales (measured between the rails down the middle of the workshop). (Do not hook a metal tape onto the horizontal beam in order to gain the height. Most have exposed electrical cables attached). LINEAR METRE is distance-taking measurement between rail tracks of the length of the rail tracks. (Not always the length of the building) and is NOT the combined length of the two rails. The above costs do not include the moving traveller but do include foundations | Moving beam buffers These may be of various lengths and where two travellers work the same beam they prevent the two beams from coming to close together. This allows even distribution of weight down through the vertical stanchions. For max weight that rail support and stanchions can take look at SWL indication on main traveller. DO NOT add the various beam support weights together the max load that can be lifted is the heaviest beams SWL. | Class 4 Table 3 Foundations, settings, fixed gantries, supports Class 1 Table 1) List of Accessories (i) Travellers, Cranes Class 2 Table 2) | Whole is not rateable if under Class 1 or Class 2 if not used in connection with fuel for the generation of power or if not accessory to Class 1 or Class. | Moving Traveller (Class 1 and Class 2). | It is assumed that the item forms part of an average size industrial, commercial or office complex. Where it would be normal to find more than one item in such a hereditament the ERC stated has been adjusted to reflect any number / quantity, discount. These figures are NOT one off figures. | If the traveller span varies from the 15m basic cost guide standard then the following % adjustments are to be adopted. 5m span deduct 60%, 7 & 8m span deduct 50%, 10m span deduct 30%, (15m span no change), 20m span add 45%, 25m span add 90%. | Cranes: Gantry Rails & Supports Integral. Composite stanchion taking the main support beam and rail track. | - | 10071 | 214BBC, 214BAV | m | - | Please Select | - | - | 5214.5625 | Option 2 | 6465.036 | 23.98% | 7726.251 | 5839.2247 | 11.98% | -9.68% | 5839.2247 | 11.98% | ERC Over-ridden | Ryan Casey | VOA_GPN_GOV_UK\7233251 | 2021-07-29 | Low | Blue | High | Cost build up has no narrative to explain quantities no resemblance to SPONS rates. Needs a fresh measure next time and costs likely to decrease significantly. | - | No build up. RC continued template for Freestanding cranes, which had a build-up. ERC index RCG2021 rate. | NA | SPONS A&B | 2 | (BEAMS Note 1) P&M | Cranes: Gantry Rails & Supports Integral. Composite stanchion taking the main support beam and rail track. | - | 1 | TRUE
1029 | 214BBK | 7679 | 214BBK | Cranes | Gantry Rails and Supports - Integral | Height to Underside of Rail Track | 19.81m | 250 tonnes | The crane gantry support beam supports the rail track upon which the moving traveller rests. The costs given include the extra foundations, the extra size of the support stanchion, the support beam and the rail track. Most buildings erected with structural steel stanchions are capable of also holding a gantry rail of up to 5 tonnes. In these cases an angle fillet is bolted to the upright projecting into the workshop/warehouse and the rail track support (with rail track on top) is fixed to this. As the traveller tonnage increases (over 5 tonnes) the upright stanchions, and horizontal beam, (and foundations to the stanchions) are increased in size to accommodate the extra load and thus the costs set out are in part for this ADDITIONAL cost element. This is over and above the figures used for the building framework. The additional steelwork, concrete foundation work, support beam, support flanges and rail track are regarded as Class 4 Table 3 structural supports and ERC provided are all inclusive. The foundations will be larger to accommodate the extra load and the table includes an item for this element Below 5 tonnes the support beam and rail track may be substantial and the cost of this alone can be calculated by using the weight of steel appropriate. See Structural Steelwork supporting structures. Moving beam buffers These may be of various lengths and where two travellers work the same beam they prevent the two beams from coming to close together. This allows even distribution of weight down through the vertical stanchions. For max weight that rail support and stanchions can take look at SWL indication on main traveller. DO NOT add the various beam support weights together the max load that can be lifted is the heaviest beams SWL. | Location Adjustment Applicable (See Guidance Notes) - ERC = UK mean of 1.00 | (BEAMS Note 1) The ERC for this item should be added to the total of the ERC of the other P&M items on the site and the Buildings ERC (where applicable) to enable the correct contract size adjustment to be made. ERC of P&M Items + ERC of Building Component’s = Total ERC (net figure rateable items only) to which contract size adjustment should be applied The 2023 Generic Contractors Test Spreadsheet has this facility built into the programme - it is recommended you undertake all contractors test valuations using this spreadsheet. (Details on the application of contract size adjustments can be found in the RCG 2023 Guidance notes). Where RV is calculated using the comparative method (rental method) the contract size adjustment should be made as follows: Select - SCAT code box ""P and M as an addition” within the 2023 Generic Contractors Test Spreadsheet facility. Or Where the spreadsheet is not used take the: Reciprocal of statutory de-capitalisation rate (i.e. 5% reciprocal = 20) multiply by rateable value of the buildings (before any overall end allowances are made and after making a notional deduction for the land value) and add to the ERC of P&M. Use resultant figure to calculate contract size adjustment. (Guidance Notes - Section 6) | The costs are based on units with a 15m span traveller. The lifting capacity of the crane, height to underside of rail track (top of the track support beam) and the length of the gantry is all that is required to operate the scales (measured between the rails down the middle of the workshop). (Do not hook a metal tape onto the horizontal beam in order to gain the height. Most have exposed electrical cables attached). LINEAR METRE is distance-taking measurement between rail tracks of the length of the rail tracks. (Not always the length of the building) and is NOT the combined length of the two rails. The above costs do not include the moving traveller but do include foundations | Moving beam buffers These may be of various lengths and where two travellers work the same beam they prevent the two beams from coming to close together. This allows even distribution of weight down through the vertical stanchions. For max weight that rail support and stanchions can take look at SWL indication on main traveller. DO NOT add the various beam support weights together the max load that can be lifted is the heaviest beams SWL. | Class 4 Table 3 Foundations, settings, fixed gantries, supports Class 1 Table 1) List of Accessories (i) Travellers, Cranes Class 2 Table 2) | Whole is not rateable if under Class 1 or Class 2 if not used in connection with fuel for the generation of power or if not accessory to Class 1 or Class. | Moving Traveller (Class 1 and Class 2). | It is assumed that the item forms part of an average size industrial, commercial or office complex. Where it would be normal to find more than one item in such a hereditament the ERC stated has been adjusted to reflect any number / quantity, discount. These figures are NOT one off figures. | If the traveller span varies from the 15m basic cost guide standard then the following % adjustments are to be adopted. 5m span deduct 60%, 7 & 8m span deduct 50%, 10m span deduct 30%, (15m span no change), 20m span add 45%, 25m span add 90%. | Cranes: Gantry Rails & Supports Integral. Composite stanchion taking the main support beam and rail track. | - | 10071 | 214BBD, 214BAW | m | - | Please Select | - | - | 5976.625 | Option 2 | 7409.8442 | 23.98% | 10830.3123 | 8185.1634 | 36.95% | 10.46% | 8185.1634 | 36.95% | ERC Over-ridden | Ryan Casey | VOA_GPN_GOV_UK\7233251 | 2021-07-29 | Low | Blue | High | Cost build up has no narrative to explain quantities no resemblance to SPONS rates. Needs a fresh measure next time and costs likely to decrease significantly. | - | No build up. RC continued template for Freestanding cranes, which had a build-up. ERC index RCG2021 rate. | NA | SPONS A&B | 2 | (BEAMS Note 1) P&M | Cranes: Gantry Rails & Supports Integral. Composite stanchion taking the main support beam and rail track. | - | 1 | TRUE
1030 | 214BBL | 7680 | 214BBL | Cranes | Gantry Rails and Supports - Integral | Height to Underside of Rail Track | 21.34m | 40 tonnes | The crane gantry support beam supports the rail track upon which the moving traveller rests. The costs given include the extra foundations, the extra size of the support stanchion, the support beam and the rail track. Most buildings erected with structural steel stanchions are capable of also holding a gantry rail of up to 5 tonnes. In these cases an angle fillet is bolted to the upright projecting into the workshop/warehouse and the rail track support (with rail track on top) is fixed to this. As the traveller tonnage increases (over 5 tonnes) the upright stanchions, and horizontal beam, (and foundations to the stanchions) are increased in size to accommodate the extra load and thus the costs set out are in part for this ADDITIONAL cost element. This is over and above the figures used for the building framework. The additional steelwork, concrete foundation work, support beam, support flanges and rail track are regarded as Class 4 Table 3 structural supports and ERC¬s provided are all inclusive. The foundations will be larger to accommodate the extra load and the table includes an item for this element Below 5 tonnes the support beam and rail track may be substantial and the cost of this alone can be calculated by using the weight of steel appropriate. See Structural Steelwork supporting structures. Moving beam buffers These may be of various lengths and where two travellers work the same beam they prevent the two beams from coming to close together. This allows even distribution of weight down through the vertical stanchions. For max weight that rail support and stanchions can take look at SWL indication on main traveller. DO NOT add the various beam support weights together the max load that can be lifted is the heaviest beams SWL. | Location Adjustment Applicable (See Guidance Notes) - ERC = UK mean of 1.00 | (BEAMS Note 1) The ERC for this item should be added to the total of the ERC of the other P&M items on the site and the Buildings ERC (where applicable) to enable the correct contract size adjustment to be made. ERC of P&M Items + ERC of Building Component’s = Total ERC (net figure rateable items only) to which contract size adjustment should be applied The 2023 Generic Contractors Test Spreadsheet has this facility built into the programme - it is recommended you undertake all contractors test valuations using this spreadsheet. (Details on the application of contract size adjustments can be found in the RCG 2023 Guidance notes). Where RV is calculated using the comparative method (rental method) the contract size adjustment should be made as follows: Select - SCAT code box ""P and M as an addition” within the 2023 Generic Contractors Test Spreadsheet facility. Or Where the spreadsheet is not used take the: Reciprocal of statutory de-capitalisation rate (i.e. 5% reciprocal = 20) multiply by rateable value of the buildings (before any overall end allowances are made and after making a notional deduction for the land value) and add to the ERC of P&M. Use resultant figure to calculate contract size adjustment. (Guidance Notes - Section 6) | The costs are based on units with a 15m span traveller. The lifting capacity of the crane, height to underside of rail track (top of the track support beam) and the length of the gantry is all that is required to operate the scales (measured between the rails down the middle of the workshop). (Do not hook a metal tape onto the horizontal beam in order to gain the height. Most have exposed electrical cables attached). LINEAR METRE is distance-taking measurement between rail tracks of the length of the rail tracks. (Not always the length of the building) and is NOT the combined length of the two rails. The above costs do not include the moving traveller but do include foundations. | Moving beam buffers These may be of various lengths and where two travellers work the same beam they prevent the two beams from coming to close together. This allows even distribution of weight down through the vertical stanchions. For max weight that rail support and stanchions can take look at SWL indication on main traveller. DO NOT add the various beam support weights together the max load that can be lifted is the heaviest beams SWL. | Class 4 Table 3 Foundations, settings, fixed gantries, supports Class 1 Table 1) List of Accessories (i) Travellers, Cranes Class 2 Table 2) | Whole is not rateable if under Class 1 or Class 2 if not used in connection with fuel for the generation of power or if not accessory to Class 1 or Class 2. | Moving Traveller (Class 1 and Class 2) | It is assumed that the item forms part of an "average size industrial, commercial or office complex". Where it would be normal to find more than one item in such a hereditament the ERC stated has been adjusted to reflect any number / quantity, discount. These figures are NOT one off figures. | If the traveller span varies from the 15m basic cost guide standard then the following % adjustments are to be adopted. 5m span deduct 60%, 7 & 8m span deduct 50%, 10m span deduct 30%, (15m span no change), 20m span add 45%, 25m span add 90%. | Cranes: Gantry Rails & Supports Integral. Composite stanchion taking the main support beam and rail track. | - | 10071 |  | M | - | NA | NA | NA | 1965.0938 | Option 2 | 2436.3313 | 23.98% | 0 | 0 | -100% | -100% | 0 | -100% | Redirected | NA | VOA_GPN_GOV_UK\7246041 | 2019-08-30 | Low | Blue | High | Risk taken from previous CG | - | - | NA | SPONS A&B | NA | (BEAMS Note 1) The ERC for this item should be added to the total of the ERC of the other P&M items on the site and the Buildings ERC (where applicable) to enable the correct contract size adjustment to be made. ERC of P&M Items + ERC of Building Component’s = Total ERC (net figure rateable items only) to which contract size adjustment should be applied The 2021 Generic Contractors Test Spreadsheet has this facility built into the programme - it is recommended you undertake all contractors test valuations using this spreadsheet. (Details on the application of contract size adjustments can be found in the RCG 2021 Guidance notes). Where RV is calculated using the comparative method (rental method) the contract size adjustment should be made as follows: Select - SCAT code box "P and M as an addition” within the 2021 Generic Contractors Test Spreadsheet facility. Or Where the spreadsheet is not used take the: Reciprocal of statutory de-capitalisation rate (i.e. 5% reciprocal = 20) multiply by rateable value of the buildings (before any overall end allowances are made and after making a notional deduction for the land value) and add to the ERC of P&M. Use resultant figure to calculate contract size adjustment. (Guidance Notes - Section 6) | Cranes: Gantry Rails & Supports Integral. Composite stanchion taking the main support beam and rail track. | - | 1 | TRUE
1031 | 214BBM | 7681 | 214BBM | Cranes | Gantry Rails and Supports - Integral | Height to Underside of Rail Track | 21.34m | 50 tonnes | The crane gantry support beam supports the rail track upon which the moving traveller rests. The costs given include the extra foundations, the extra size of the support stanchion, the support beam and the rail track. Most buildings erected with structural steel stanchions are capable of also holding a gantry rail of up to 5 tonnes. In these cases an angle fillet is bolted to the upright projecting into the workshop/warehouse and the rail track support (with rail track on top) is fixed to this. As the traveller tonnage increases (over 5 tonnes) the upright stanchions, and horizontal beam, (and foundations to the stanchions) are increased in size to accommodate the extra load and thus the costs set out are in part for this ADDITIONAL cost element. This is over and above the figures used for the building framework. The additional steelwork, concrete foundation work, support beam, support flanges and rail track are regarded as Class 4 Table 3 structural supports and ERC¬s provided are all inclusive. The foundations will be larger to accommodate the extra load and the table includes an item for this element Below 5 tonnes the support beam and rail track may be substantial and the cost of this alone can be calculated by using the weight of steel appropriate. See Structural Steelwork supporting structures. Moving beam buffers These may be of various lengths and where two travellers work the same beam they prevent the two beams from coming to close together. This allows even distribution of weight down through the vertical stanchions. For max weight that rail support and stanchions can take look at SWL indication on main traveller. DO NOT add the various beam support weights together the max load that can be lifted is the heaviest beams SWL. | Location Adjustment Applicable (See Guidance Notes) - ERC = UK mean of 1.00 | (BEAMS Note 1) The ERC for this item should be added to the total of the ERC of the other P&M items on the site and the Buildings ERC (where applicable) to enable the correct contract size adjustment to be made. ERC of P&M Items + ERC of Building Component’s = Total ERC (net figure rateable items only) to which contract size adjustment should be applied The 2023 Generic Contractors Test Spreadsheet has this facility built into the programme - it is recommended you undertake all contractors test valuations using this spreadsheet. (Details on the application of contract size adjustments can be found in the RCG 2023 Guidance notes). Where RV is calculated using the comparative method (rental method) the contract size adjustment should be made as follows: Select - SCAT code box ""P and M as an addition” within the 2023 Generic Contractors Test Spreadsheet facility. Or Where the spreadsheet is not used take the: Reciprocal of statutory de-capitalisation rate (i.e. 5% reciprocal = 20) multiply by rateable value of the buildings (before any overall end allowances are made and after making a notional deduction for the land value) and add to the ERC of P&M. Use resultant figure to calculate contract size adjustment. (Guidance Notes - Section 6) | The costs are based on units with a 15m span traveller. The lifting capacity of the crane, height to underside of rail track (top of the track support beam) and the length of the gantry is all that is required to operate the scales (measured between the rails down the middle of the workshop). (Do not hook a metal tape onto the horizontal beam in order to gain the height. Most have exposed electrical cables attached). LINEAR METRE is distance-taking measurement between rail tracks of the length of the rail tracks. (Not always the length of the building) and is NOT the combined length of the two rails. The above costs do not include the moving traveller but do include foundations. | Moving beam buffers These may be of various lengths and where two travellers work the same beam they prevent the two beams from coming to close together. This allows even distribution of weight down through the vertical stanchions. For max weight that rail support and stanchions can take look at SWL indication on main traveller. DO NOT add the various beam support weights together the max load that can be lifted is the heaviest beams SWL. | Class 4 Table 3 Foundations, settings, fixed gantries, supports Class 1 Table 1) List of Accessories (i) Travellers, Cranes Class 2 Table 2) | Whole is not rateable if under Class 1 or Class 2 if not used in connection with fuel for the generation of power or if not accessory to Class 1 or Class 2. | Moving Traveller (Class 1 and Class 2) | It is assumed that the item forms part of an "average size industrial, commercial or office complex". Where it would be normal to find more than one item in such a hereditament the ERC stated has been adjusted to reflect any number / quantity, discount. These figures are NOT one off figures. | If the traveller span varies from the 15m basic cost guide standard then the following % adjustments are to be adopted. 5m span deduct 60%, 7 & 8m span deduct 50%, 10m span deduct 30%, (15m span no change), 20m span add 45%, 25m span add 90%. | Cranes: Gantry Rails & Supports Integral. Composite stanchion taking the main support beam and rail track. | - | 10071 |  | M | - | NA | NA | NA | 2291.325 | Option 2 | 2840.7941 | 23.98% | 0 | 0 | -100% | -100% | 0 | -100% | Redirected | NA | VOA_GPN_GOV_UK\7246041 | 2019-08-30 | Low | Blue | High | Risk taken from previous CG | - | - | NA | SPONS A&B | NA | (BEAMS Note 1) The ERC for this item should be added to the total of the ERC of the other P&M items on the site and the Buildings ERC (where applicable) to enable the correct contract size adjustment to be made. ERC of P&M Items + ERC of Building Component’s = Total ERC (net figure rateable items only) to which contract size adjustment should be applied The 2021 Generic Contractors Test Spreadsheet has this facility built into the programme - it is recommended you undertake all contractors test valuations using this spreadsheet. (Details on the application of contract size adjustments can be found in the RCG 2021 Guidance notes). Where RV is calculated using the comparative method (rental method) the contract size adjustment should be made as follows: Select - SCAT code box "P and M as an addition” within the 2021 Generic Contractors Test Spreadsheet facility. Or Where the spreadsheet is not used take the: Reciprocal of statutory de-capitalisation rate (i.e. 5% reciprocal = 20) multiply by rateable value of the buildings (before any overall end allowances are made and after making a notional deduction for the land value) and add to the ERC of P&M. Use resultant figure to calculate contract size adjustment. (Guidance Notes - Section 6) | Cranes: Gantry Rails & Supports Integral. Composite stanchion taking the main support beam and rail track. | - | 1 | TRUE
1032 | 214BBN | 7682 | 214BBN | Cranes | Gantry Rails and Supports - Integral | Height to Underside of Rail Track | 21.34m | 75 tonnes | The crane gantry support beam supports the rail track upon which the moving traveller rests. The costs given include the extra foundations, the extra size of the support stanchion, the support beam and the rail track. Most buildings erected with structural steel stanchions are capable of also holding a gantry rail of up to 5 tonnes. In these cases an angle fillet is bolted to the upright projecting into the workshop/warehouse and the rail track support (with rail track on top) is fixed to this. As the traveller tonnage increases (over 5 tonnes) the upright stanchions, and horizontal beam, (and foundations to the stanchions) are increased in size to accommodate the extra load and thus the costs set out are in part for this ADDITIONAL cost element. This is over and above the figures used for the building framework. The additional steelwork, concrete foundation work, support beam, support flanges and rail track are regarded as Class 4 Table 3 structural supports and ERC¬s provided are all inclusive. The foundations will be larger to accommodate the extra load and the table includes an item for this element Below 5 tonnes the support beam and rail track may be substantial and the cost of this alone can be calculated by using the weight of steel appropriate. See Structural Steelwork supporting structures. Moving beam buffers These may be of various lengths and where two travellers work the same beam they prevent the two beams from coming to close together. This allows even distribution of weight down through the vertical stanchions. For max weight that rail support and stanchions can take look at SWL indication on main traveller. DO NOT add the various beam support weights together the max load that can be lifted is the heaviest beams SWL. | Location Adjustment Applicable (See Guidance Notes) - ERC = UK mean of 1.00 | (BEAMS Note 1) The ERC for this item should be added to the total of the ERC of the other P&M items on the site and the Buildings ERC (where applicable) to enable the correct contract size adjustment to be made. ERC of P&M Items + ERC of Building Component’s = Total ERC (net figure rateable items only) to which contract size adjustment should be applied The 2023 Generic Contractors Test Spreadsheet has this facility built into the programme - it is recommended you undertake all contractors test valuations using this spreadsheet. (Details on the application of contract size adjustments can be found in the RCG 2023 Guidance notes). Where RV is calculated using the comparative method (rental method) the contract size adjustment should be made as follows: Select - SCAT code box ""P and M as an addition” within the 2023 Generic Contractors Test Spreadsheet facility. Or Where the spreadsheet is not used take the: Reciprocal of statutory de-capitalisation rate (i.e. 5% reciprocal = 20) multiply by rateable value of the buildings (before any overall end allowances are made and after making a notional deduction for the land value) and add to the ERC of P&M. Use resultant figure to calculate contract size adjustment. (Guidance Notes - Section 6) | The costs are based on units with a 15m span traveller. The lifting capacity of the crane, height to underside of rail track (top of the track support beam) and the length of the gantry is all that is required to operate the scales (measured between the rails down the middle of the workshop). (Do not hook a metal tape onto the horizontal beam in order to gain the height. Most have exposed electrical cables attached). LINEAR METRE is distance-taking measurement between rail tracks of the length of the rail tracks. (Not always the length of the building) and is NOT the combined length of the two rails. The above costs do not include the moving traveller but do include foundations. | Moving beam buffers These may be of various lengths and where two travellers work the same beam they prevent the two beams from coming to close together. This allows even distribution of weight down through the vertical stanchions. For max weight that rail support and stanchions can take look at SWL indication on main traveller. DO NOT add the various beam support weights together the max load that can be lifted is the heaviest beams SWL. | Class 4 Table 3 Foundations, settings, fixed gantries, supports Class 1 Table 1) List of Accessories (i) Travellers, Cranes Class 2 Table 2) | Whole is not rateable if under Class 1 or Class 2 if not used in connection with fuel for the generation of power or if not accessory to Class 1 or Class 2. | Moving Traveller (Class 1 and Class 2) | It is assumed that the item forms part of an "average size industrial, commercial or office complex". Where it would be normal to find more than one item in such a hereditament the ERC stated has been adjusted to reflect any number / quantity, discount. These figures are NOT one off figures. | If the traveller span varies from the 15m basic cost guide standard then the following % adjustments are to be adopted. 5m span deduct 60%, 7 & 8m span deduct 50%, 10m span deduct 30%, (15m span no change), 20m span add 45%, 25m span add 90%. | Cranes: Gantry Rails & Supports Integral. Composite stanchion taking the main support beam and rail track. | - | 10071 |  | M | - | NA | NA | NA | 2988.3125 | Option 2 | 3704.9221 | 23.98% | 0 | 0 | -100% | -100% | 0 | -100% | Redirected | NA | VOA_GPN_GOV_UK\7246041 | 2019-08-30 | Low | Blue | High | Risk taken from previous CG | - | - | NA | SPONS A&B | NA | (BEAMS Note 1) The ERC for this item should be added to the total of the ERC of the other P&M items on the site and the Buildings ERC (where applicable) to enable the correct contract size adjustment to be made. ERC of P&M Items + ERC of Building Component’s = Total ERC (net figure rateable items only) to which contract size adjustment should be applied The 2021 Generic Contractors Test Spreadsheet has this facility built into the programme - it is recommended you undertake all contractors test valuations using this spreadsheet. (Details on the application of contract size adjustments can be found in the RCG 2021 Guidance notes). Where RV is calculated using the comparative method (rental method) the contract size adjustment should be made as follows: Select - SCAT code box "P and M as an addition” within the 2021 Generic Contractors Test Spreadsheet facility. Or Where the spreadsheet is not used take the: Reciprocal of statutory de-capitalisation rate (i.e. 5% reciprocal = 20) multiply by rateable value of the buildings (before any overall end allowances are made and after making a notional deduction for the land value) and add to the ERC of P&M. Use resultant figure to calculate contract size adjustment. (Guidance Notes - Section 6) | Cranes: Gantry Rails & Supports Integral. Composite stanchion taking the main support beam and rail track. | - | 1 | TRUE
1033 | 214BBO | 7683 | 214BBO | Cranes | Gantry Rails and Supports - Integral | Height to Underside of Rail Track | 21.34m | 100 tonnes | The crane gantry support beam supports the rail track upon which the moving traveller rests. The costs given include the extra foundations, the extra size of the support stanchion, the support beam and the rail track. Most buildings erected with structural steel stanchions are capable of also holding a gantry rail of up to 5 tonnes. In these cases an angle fillet is bolted to the upright projecting into the workshop/warehouse and the rail track support (with rail track on top) is fixed to this. As the traveller tonnage increases (over 5 tonnes) the upright stanchions, and horizontal beam, (and foundations to the stanchions) are increased in size to accommodate the extra load and thus the costs set out are in part for this ADDITIONAL cost element. This is over and above the figures used for the building framework. The additional steelwork, concrete foundation work, support beam, support flanges and rail track are regarded as Class 4 Table 3 structural supports and ERC¬s provided are all inclusive. The foundations will be larger to accommodate the extra load and the table includes an item for this element Below 5 tonnes the support beam and rail track may be substantial and the cost of this alone can be calculated by using the weight of steel appropriate. See Structural Steelwork supporting structures. Moving beam buffers These may be of various lengths and where two travellers work the same beam they prevent the two beams from coming to close together. This allows even distribution of weight down through the vertical stanchions. For max weight that rail support and stanchions can take look at SWL indication on main traveller. DO NOT add the various beam support weights together the max load that can be lifted is the heaviest beams SWL. | Location Adjustment Applicable (See Guidance Notes) - ERC = UK mean of 1.00 | (BEAMS Note 1) The ERC for this item should be added to the total of the ERC of the other P&M items on the site and the Buildings ERC (where applicable) to enable the correct contract size adjustment to be made. ERC of P&M Items + ERC of Building Component’s = Total ERC (net figure rateable items only) to which contract size adjustment should be applied The 2023 Generic Contractors Test Spreadsheet has this facility built into the programme - it is recommended you undertake all contractors test valuations using this spreadsheet. (Details on the application of contract size adjustments can be found in the RCG 2023 Guidance notes). Where RV is calculated using the comparative method (rental method) the contract size adjustment should be made as follows: Select - SCAT code box ""P and M as an addition” within the 2023 Generic Contractors Test Spreadsheet facility. Or Where the spreadsheet is not used take the: Reciprocal of statutory de-capitalisation rate (i.e. 5% reciprocal = 20) multiply by rateable value of the buildings (before any overall end allowances are made and after making a notional deduction for the land value) and add to the ERC of P&M. Use resultant figure to calculate contract size adjustment. (Guidance Notes - Section 6) | The costs are based on units with a 15m span traveller. The lifting capacity of the crane, height to underside of rail track (top of the track support beam) and the length of the gantry is all that is required to operate the scales (measured between the rails down the middle of the workshop). (Do not hook a metal tape onto the horizontal beam in order to gain the height. Most have exposed electrical cables attached). LINEAR METRE is distance-taking measurement between rail tracks of the length of the rail tracks. (Not always the length of the building) and is NOT the combined length of the two rails. The above costs do not include the moving traveller but do include foundations. | Moving beam buffers These may be of various lengths and where two travellers work the same beam they prevent the two beams from coming to close together. This allows even distribution of weight down through the vertical stanchions. For max weight that rail support and stanchions can take look at SWL indication on main traveller. DO NOT add the various beam support weights together the max load that can be lifted is the heaviest beams SWL. | Class 4 Table 3 Foundations, settings, fixed gantries, supports Class 1 Table 1) List of Accessories (i) Travellers, Cranes Class 2 Table 2) | Whole is not rateable if under Class 1 or Class 2 if not used in connection with fuel for the generation of power or if not accessory to Class 1 or Class 2. | Moving Traveller (Class 1 and Class 2) | It is assumed that the item forms part of an "average size industrial, commercial or office complex". Where it would be normal to find more than one item in such a hereditament the ERC stated has been adjusted to reflect any number / quantity, discount. These figures are NOT one off figures. | If the traveller span varies from the 15m basic cost guide standard then the following % adjustments are to be adopted. 5m span deduct 60%, 7 & 8m span deduct 50%, 10m span deduct 30%, (15m span no change), 20m span add 45%, 25m span add 90%. | Cranes: Gantry Rails & Supports Integral. Composite stanchion taking the main support beam and rail track. | - | 10071 |  | M | - | NA | NA | NA | 3574.8438 | Option 2 | 4432.106 | 23.98% | 0 | 0 | -100% | -100% | 0 | -100% | Redirected | NA | VOA_GPN_GOV_UK\7246041 | 2019-08-30 | Low | Blue | High | Risk taken from previous CG | - | - | NA | SPONS A&B | NA | (BEAMS Note 1) The ERC for this item should be added to the total of the ERC of the other P&M items on the site and the Buildings ERC (where applicable) to enable the correct contract size adjustment to be made. ERC of P&M Items + ERC of Building Component’s = Total ERC (net figure rateable items only) to which contract size adjustment should be applied The 2021 Generic Contractors Test Spreadsheet has this facility built into the programme - it is recommended you undertake all contractors test valuations using this spreadsheet. (Details on the application of contract size adjustments can be found in the RCG 2021 Guidance notes). Where RV is calculated using the comparative method (rental method) the contract size adjustment should be made as follows: Select - SCAT code box "P and M as an addition” within the 2021 Generic Contractors Test Spreadsheet facility. Or Where the spreadsheet is not used take the: Reciprocal of statutory de-capitalisation rate (i.e. 5% reciprocal = 20) multiply by rateable value of the buildings (before any overall end allowances are made and after making a notional deduction for the land value) and add to the ERC of P&M. Use resultant figure to calculate contract size adjustment. (Guidance Notes - Section 6) | Cranes: Gantry Rails & Supports Integral. Composite stanchion taking the main support beam and rail track. | - | 1 | TRUE
1034 | 214BBP | 7684 | 214BBP | Cranes | Gantry Rails and Supports - Integral | Height to Underside of Rail Track | 21.34m | 150 tonnes | The crane gantry support beam supports the rail track upon which the moving traveller rests. The costs given include the extra foundations, the extra size of the support stanchion, the support beam and the rail track. Most buildings erected with structural steel stanchions are capable of also holding a gantry rail of up to 5 tonnes. In these cases an angle fillet is bolted to the upright projecting into the workshop/warehouse and the rail track support (with rail track on top) is fixed to this. As the traveller tonnage increases (over 5 tonnes) the upright stanchions, and horizontal beam, (and foundations to the stanchions) are increased in size to accommodate the extra load and thus the costs set out are in part for this ADDITIONAL cost element. This is over and above the figures used for the building framework. The additional steelwork, concrete foundation work, support beam, support flanges and rail track are regarded as Class 4 Table 3 structural supports and ERC¬s provided are all inclusive. The foundations will be larger to accommodate the extra load and the table includes an item for this element Below 5 tonnes the support beam and rail track may be substantial and the cost of this alone can be calculated by using the weight of steel appropriate. See Structural Steelwork supporting structures. Moving beam buffers These may be of various lengths and where two travellers work the same beam they prevent the two beams from coming to close together. This allows even distribution of weight down through the vertical stanchions. For max weight that rail support and stanchions can take look at SWL indication on main traveller. DO NOT add the various beam support weights together the max load that can be lifted is the heaviest beams SWL. | Location Adjustment Applicable (See Guidance Notes) - ERC = UK mean of 1.00 | (BEAMS Note 1) The ERC for this item should be added to the total of the ERC of the other P&M items on the site and the Buildings ERC (where applicable) to enable the correct contract size adjustment to be made. ERC of P&M Items + ERC of Building Component’s = Total ERC (net figure rateable items only) to which contract size adjustment should be applied The 2023 Generic Contractors Test Spreadsheet has this facility built into the programme - it is recommended you undertake all contractors test valuations using this spreadsheet. (Details on the application of contract size adjustments can be found in the RCG 2023 Guidance notes). Where RV is calculated using the comparative method (rental method) the contract size adjustment should be made as follows: Select - SCAT code box ""P and M as an addition” within the 2023 Generic Contractors Test Spreadsheet facility. Or Where the spreadsheet is not used take the: Reciprocal of statutory de-capitalisation rate (i.e. 5% reciprocal = 20) multiply by rateable value of the buildings (before any overall end allowances are made and after making a notional deduction for the land value) and add to the ERC of P&M. Use resultant figure to calculate contract size adjustment. (Guidance Notes - Section 6) | The costs are based on units with a 15m span traveller. The lifting capacity of the crane, height to underside of rail track (top of the track support beam) and the length of the gantry is all that is required to operate the scales (measured between the rails down the middle of the workshop). (Do not hook a metal tape onto the horizontal beam in order to gain the height. Most have exposed electrical cables attached). LINEAR METRE is distance-taking measurement between rail tracks of the length of the rail tracks. (Not always the length of the building) and is NOT the combined length of the two rails. The above costs do not include the moving traveller but do include foundations. | Moving beam buffers These may be of various lengths and where two travellers work the same beam they prevent the two beams from coming to close together. This allows even distribution of weight down through the vertical stanchions. For max weight that rail support and stanchions can take look at SWL indication on main traveller. DO NOT add the various beam support weights together the max load that can be lifted is the heaviest beams SWL. | Class 4 Table 3 Foundations, settings, fixed gantries, supports Class 1 Table 1) List of Accessories (i) Travellers, Cranes Class 2 Table 2) | Whole is not rateable if under Class 1 or Class 2 if not used in connection with fuel for the generation of power or if not accessory to Class 1 or Class 2. | Moving Traveller (Class 1 and Class 2) | It is assumed that the item forms part of an "average size industrial, commercial or office complex". Where it would be normal to find more than one item in such a hereditament the ERC stated has been adjusted to reflect any number / quantity, discount. These figures are NOT one off figures. | If the traveller span varies from the 15m basic cost guide standard then the following % adjustments are to be adopted. 5m span deduct 60%, 7 & 8m span deduct 50%, 10m span deduct 30%, (15m span no change), 20m span add 45%, 25m span add 90%. | Cranes: Gantry Rails & Supports Integral. Composite stanchion taking the main support beam and rail track. | - | 10071 |  | M | - | NA | NA | NA | 4563.8125 | Option 2 | 5658.2335 | 23.98% | 0 | 0 | -100% | -100% | 0 | -100% | Redirected | NA | VOA_GPN_GOV_UK\7246041 | 2019-08-30 | Low | Blue | High | Risk taken from previous CG | - | - | NA | SPONS A&B | NA | (BEAMS Note 1) The ERC for this item should be added to the total of the ERC of the other P&M items on the site and the Buildings ERC (where applicable) to enable the correct contract size adjustment to be made. ERC of P&M Items + ERC of Building Component’s = Total ERC (net figure rateable items only) to which contract size adjustment should be applied The 2021 Generic Contractors Test Spreadsheet has this facility built into the programme - it is recommended you undertake all contractors test valuations using this spreadsheet. (Details on the application of contract size adjustments can be found in the RCG 2021 Guidance notes). Where RV is calculated using the comparative method (rental method) the contract size adjustment should be made as follows: Select - SCAT code box "P and M as an addition” within the 2021 Generic Contractors Test Spreadsheet facility. Or Where the spreadsheet is not used take the: Reciprocal of statutory de-capitalisation rate (i.e. 5% reciprocal = 20) multiply by rateable value of the buildings (before any overall end allowances are made and after making a notional deduction for the land value) and add to the ERC of P&M. Use resultant figure to calculate contract size adjustment. (Guidance Notes - Section 6) | Cranes: Gantry Rails & Supports Integral. Composite stanchion taking the main support beam and rail track. | - | 1 | TRUE
1035 | 214BBQ | 7685 | 214BBQ | Cranes | Gantry Rails and Supports - Integral | Height to Underside of Rail Track | 21.34m | 200 tonnes | The crane gantry support beam supports the rail track upon which the moving traveller rests. The costs given include the extra foundations, the extra size of the support stanchion, the support beam and the rail track. Most buildings erected with structural steel stanchions are capable of also holding a gantry rail of up to 5 tonnes. In these cases an angle fillet is bolted to the upright projecting into the workshop/warehouse and the rail track support (with rail track on top) is fixed to this. As the traveller tonnage increases (over 5 tonnes) the upright stanchions, and horizontal beam, (and foundations to the stanchions) are increased in size to accommodate the extra load and thus the costs set out are in part for this ADDITIONAL cost element. This is over and above the figures used for the building framework. The additional steelwork, concrete foundation work, support beam, support flanges and rail track are regarded as Class 4 Table 3 structural supports and ERC¬s provided are all inclusive. The foundations will be larger to accommodate the extra load and the table includes an item for this element Below 5 tonnes the support beam and rail track may be substantial and the cost of this alone can be calculated by using the weight of steel appropriate. See Structural Steelwork supporting structures. Moving beam buffers These may be of various lengths and where two travellers work the same beam they prevent the two beams from coming to close together. This allows even distribution of weight down through the vertical stanchions. For max weight that rail support and stanchions can take look at SWL indication on main traveller. DO NOT add the various beam support weights together the max load that can be lifted is the heaviest beams SWL. | Location Adjustment Applicable (See Guidance Notes) - ERC = UK mean of 1.00 | (BEAMS Note 1) The ERC for this item should be added to the total of the ERC of the other P&M items on the site and the Buildings ERC (where applicable) to enable the correct contract size adjustment to be made. ERC of P&M Items + ERC of Building Component’s = Total ERC (net figure rateable items only) to which contract size adjustment should be applied The 2023 Generic Contractors Test Spreadsheet has this facility built into the programme - it is recommended you undertake all contractors test valuations using this spreadsheet. (Details on the application of contract size adjustments can be found in the RCG 2023 Guidance notes). Where RV is calculated using the comparative method (rental method) the contract size adjustment should be made as follows: Select - SCAT code box ""P and M as an addition” within the 2023 Generic Contractors Test Spreadsheet facility. Or Where the spreadsheet is not used take the: Reciprocal of statutory de-capitalisation rate (i.e. 5% reciprocal = 20) multiply by rateable value of the buildings (before any overall end allowances are made and after making a notional deduction for the land value) and add to the ERC of P&M. Use resultant figure to calculate contract size adjustment. (Guidance Notes - Section 6) | The costs are based on units with a 15m span traveller. The lifting capacity of the crane, height to underside of rail track (top of the track support beam) and the length of the gantry is all that is required to operate the scales (measured between the rails down the middle of the workshop). (Do not hook a metal tape onto the horizontal beam in order to gain the height. Most have exposed electrical cables attached). LINEAR METRE is distance-taking measurement between rail tracks of the length of the rail tracks. (Not always the length of the building) and is NOT the combined length of the two rails. The above costs do not include the moving traveller but do include foundations. | Moving beam buffers These may be of various lengths and where two travellers work the same beam they prevent the two beams from coming to close together. This allows even distribution of weight down through the vertical stanchions. For max weight that rail support and stanchions can take look at SWL indication on main traveller. DO NOT add the various beam support weights together the max load that can be lifted is the heaviest beams SWL. | Class 4 Table 3 Foundations, settings, fixed gantries, supports Class 1 Table 1) List of Accessories (i) Travellers, Cranes Class 2 Table 2) | Whole is not rateable if under Class 1 or Class 2 if not used in connection with fuel for the generation of power or if not accessory to Class 1 or Class 2. | Moving Traveller (Class 1 and Class 2) | It is assumed that the item forms part of an "average size industrial, commercial or office complex". Where it would be normal to find more than one item in such a hereditament the ERC stated has been adjusted to reflect any number / quantity, discount. These figures are NOT one off figures. | If the traveller span varies from the 15m basic cost guide standard then the following % adjustments are to be adopted. 5m span deduct 60%, 7 & 8m span deduct 50%, 10m span deduct 30%, (15m span no change), 20m span add 45%, 25m span add 90%. | Cranes: Gantry Rails & Supports Integral. Composite stanchion taking the main support beam and rail track. | - | 10071 |  | M | - | NA | NA | NA | 5425.2 | Option 2 | 6726.1852 | 23.98% | 0 | 0 | -100% | -100% | 0 | -100% | Redirected | NA | VOA_GPN_GOV_UK\7246041 | 2019-08-30 | Low | Blue | High | Risk taken from previous CG | - | - | NA | SPONS A&B | NA | (BEAMS Note 1) The ERC for this item should be added to the total of the ERC of the other P&M items on the site and the Buildings ERC (where applicable) to enable the correct contract size adjustment to be made. ERC of P&M Items + ERC of Building Component’s = Total ERC (net figure rateable items only) to which contract size adjustment should be applied The 2021 Generic Contractors Test Spreadsheet has this facility built into the programme - it is recommended you undertake all contractors test valuations using this spreadsheet. (Details on the application of contract size adjustments can be found in the RCG 2021 Guidance notes). Where RV is calculated using the comparative method (rental method) the contract size adjustment should be made as follows: Select - SCAT code box "P and M as an addition” within the 2021 Generic Contractors Test Spreadsheet facility. Or Where the spreadsheet is not used take the: Reciprocal of statutory de-capitalisation rate (i.e. 5% reciprocal = 20) multiply by rateable value of the buildings (before any overall end allowances are made and after making a notional deduction for the land value) and add to the ERC of P&M. Use resultant figure to calculate contract size adjustment. (Guidance Notes - Section 6) | Cranes: Gantry Rails & Supports Integral. Composite stanchion taking the main support beam and rail track. | - | 1 | TRUE
1036 | 214BBR | 7686 | 214BBR | Cranes | Gantry Rails and Supports - Integral | Height to Underside of Rail Track | 21.34m | 250 tonnes | The crane gantry support beam supports the rail track upon which the moving traveller rests. The costs given include the extra foundations, the extra size of the support stanchion, the support beam and the rail track. Most buildings erected with structural steel stanchions are capable of also holding a gantry rail of up to 5 tonnes. In these cases an angle fillet is bolted to the upright projecting into the workshop/warehouse and the rail track support (with rail track on top) is fixed to this. As the traveller tonnage increases (over 5 tonnes) the upright stanchions, and horizontal beam, (and foundations to the stanchions) are increased in size to accommodate the extra load and thus the costs set out are in part for this ADDITIONAL cost element. This is over and above the figures used for the building framework. The additional steelwork, concrete foundation work, support beam, support flanges and rail track are regarded as Class 4 Table 3 structural supports and ERC¬s provided are all inclusive. The foundations will be larger to accommodate the extra load and the table includes an item for this element Below 5 tonnes the support beam and rail track may be substantial and the cost of this alone can be calculated by using the weight of steel appropriate. See Structural Steelwork supporting structures. Moving beam buffers These may be of various lengths and where two travellers work the same beam they prevent the two beams from coming to close together. This allows even distribution of weight down through the vertical stanchions. For max weight that rail support and stanchions can take look at SWL indication on main traveller. DO NOT add the various beam support weights together the max load that can be lifted is the heaviest beams SWL. | Location Adjustment Applicable (See Guidance Notes) - ERC = UK mean of 1.00 | (BEAMS Note 1) The ERC for this item should be added to the total of the ERC of the other P&M items on the site and the Buildings ERC (where applicable) to enable the correct contract size adjustment to be made. ERC of P&M Items + ERC of Building Component’s = Total ERC (net figure rateable items only) to which contract size adjustment should be applied The 2023 Generic Contractors Test Spreadsheet has this facility built into the programme - it is recommended you undertake all contractors test valuations using this spreadsheet. (Details on the application of contract size adjustments can be found in the RCG 2023 Guidance notes). Where RV is calculated using the comparative method (rental method) the contract size adjustment should be made as follows: Select - SCAT code box ""P and M as an addition” within the 2023 Generic Contractors Test Spreadsheet facility. Or Where the spreadsheet is not used take the: Reciprocal of statutory de-capitalisation rate (i.e. 5% reciprocal = 20) multiply by rateable value of the buildings (before any overall end allowances are made and after making a notional deduction for the land value) and add to the ERC of P&M. Use resultant figure to calculate contract size adjustment. (Guidance Notes - Section 6) | The costs are based on units with a 15m span traveller. The lifting capacity of the crane, height to underside of rail track (top of the track support beam) and the length of the gantry is all that is required to operate the scales (measured between the rails down the middle of the workshop). (Do not hook a metal tape onto the horizontal beam in order to gain the height. Most have exposed electrical cables attached). LINEAR METRE is distance-taking measurement between rail tracks of the length of the rail tracks. (Not always the length of the building) and is NOT the combined length of the two rails. The above costs do not include the moving traveller but do include foundations. | Moving beam buffers These may be of various lengths and where two travellers work the same beam they prevent the two beams from coming to close together. This allows even distribution of weight down through the vertical stanchions. For max weight that rail support and stanchions can take look at SWL indication on main traveller. DO NOT add the various beam support weights together the max load that can be lifted is the heaviest beams SWL. | Class 4 Table 3 Foundations, settings, fixed gantries, supports Class 1 Table 1) List of Accessories (i) Travellers, Cranes Class 2 Table 2) | Whole is not rateable if under Class 1 or Class 2 if not used in connection with fuel for the generation of power or if not accessory to Class 1 or Class 2. | Moving Traveller (Class 1 and Class 2) | It is assumed that the item forms part of an "average size industrial, commercial or office complex". Where it would be normal to find more than one item in such a hereditament the ERC stated has been adjusted to reflect any number / quantity, discount. These figures are NOT one off figures. | If the traveller span varies from the 15m basic cost guide standard then the following % adjustments are to be adopted. 5m span deduct 60%, 7 & 8m span deduct 50%, 10m span deduct 30%, (15m span no change), 20m span add 45%, 25m span add 90%. | Cranes: Gantry Rails & Supports Integral. Composite stanchion taking the main support beam and rail track. | - | 10071 |  | M | - | NA | NA | NA | 6217.2312 | Option 2 | 7708.1488 | 23.98% | 0 | 0 | -100% | -100% | 0 | -100% | Redirected | NA | VOA_GPN_GOV_UK\7246041 | 2019-08-30 | Low | Blue | High | Risk taken from previous CG | - | - | NA | SPONS A&B | NA | (BEAMS Note 1) The ERC for this item should be added to the total of the ERC of the other P&M items on the site and the Buildings ERC (where applicable) to enable the correct contract size adjustment to be made. ERC of P&M Items + ERC of Building Component’s = Total ERC (net figure rateable items only) to which contract size adjustment should be applied The 2021 Generic Contractors Test Spreadsheet has this facility built into the programme - it is recommended you undertake all contractors test valuations using this spreadsheet. (Details on the application of contract size adjustments can be found in the RCG 2021 Guidance notes). Where RV is calculated using the comparative method (rental method) the contract size adjustment should be made as follows: Select - SCAT code box "P and M as an addition” within the 2021 Generic Contractors Test Spreadsheet facility. Or Where the spreadsheet is not used take the: Reciprocal of statutory de-capitalisation rate (i.e. 5% reciprocal = 20) multiply by rateable value of the buildings (before any overall end allowances are made and after making a notional deduction for the land value) and add to the ERC of P&M. Use resultant figure to calculate contract size adjustment. (Guidance Notes - Section 6) | Cranes: Gantry Rails & Supports Integral. Composite stanchion taking the main support beam and rail track. | - | 1 | TRUE
1037 | 214BBS | 7687 | 214BBS | Cranes | Gantry Rails and Supports - Integral | Height to Underside of Rail Track | 22.85m | 40 tonnes | The crane gantry support beam supports the rail track upon which the moving traveller rests. The costs given include the extra foundations, the extra size of the support stanchion, the support beam and the rail track. Most buildings erected with structural steel stanchions are capable of also holding a gantry rail of up to 5 tonnes. In these cases an angle fillet is bolted to the upright projecting into the workshop/warehouse and the rail track support (with rail track on top) is fixed to this. As the traveller tonnage increases (over 5 tonnes) the upright stanchions, and horizontal beam, (and foundations to the stanchions) are increased in size to accommodate the extra load and thus the costs set out are in part for this ADDITIONAL cost element. This is over and above the figures used for the building framework. The additional steelwork, concrete foundation work, support beam, support flanges and rail track are regarded as Class 4 Table 3 structural supports and ERC¬s provided are all inclusive. The foundations will be larger to accommodate the extra load and the table includes an item for this element Below 5 tonnes the support beam and rail track may be substantial and the cost of this alone can be calculated by using the weight of steel appropriate. See Structural Steelwork supporting structures. Moving beam buffers These may be of various lengths and where two travellers work the same beam they prevent the two beams from coming to close together. This allows even distribution of weight down through the vertical stanchions. For max weight that rail support and stanchions can take look at SWL indication on main traveller. DO NOT add the various beam support weights together the max load that can be lifted is the heaviest beams SWL. | Location Adjustment Applicable (See Guidance Notes) - ERC = UK mean of 1.00 | (BEAMS Note 1) The ERC for this item should be added to the total of the ERC of the other P&M items on the site and the Buildings ERC (where applicable) to enable the correct contract size adjustment to be made. ERC of P&M Items + ERC of Building Component’s = Total ERC (net figure rateable items only) to which contract size adjustment should be applied The 2023 Generic Contractors Test Spreadsheet has this facility built into the programme - it is recommended you undertake all contractors test valuations using this spreadsheet. (Details on the application of contract size adjustments can be found in the RCG 2023 Guidance notes). Where RV is calculated using the comparative method (rental method) the contract size adjustment should be made as follows: Select - SCAT code box ""P and M as an addition” within the 2023 Generic Contractors Test Spreadsheet facility. Or Where the spreadsheet is not used take the: Reciprocal of statutory de-capitalisation rate (i.e. 5% reciprocal = 20) multiply by rateable value of the buildings (before any overall end allowances are made and after making a notional deduction for the land value) and add to the ERC of P&M. Use resultant figure to calculate contract size adjustment. (Guidance Notes - Section 6) | The costs are based on units with a 15m span traveller. The lifting capacity of the crane, height to underside of rail track (top of the track support beam) and the length of the gantry is all that is required to operate the scales (measured between the rails down the middle of the workshop). (Do not hook a metal tape onto the horizontal beam in order to gain the height. Most have exposed electrical cables attached). LINEAR METRE is distance-taking measurement between rail tracks of the length of the rail tracks. (Not always the length of the building) and is NOT the combined length of the two rails. The above costs do not include the moving traveller but do include foundations. | Moving beam buffers These may be of various lengths and where two travellers work the same beam they prevent the two beams from coming to close together. This allows even distribution of weight down through the vertical stanchions. For max weight that rail support and stanchions can take look at SWL indication on main traveller. DO NOT add the various beam support weights together the max load that can be lifted is the heaviest beams SWL. | Class 4 Table 3 Foundations, settings, fixed gantries, supports Class 1 Table 1) List of Accessories (i) Travellers, Cranes Class 2 Table 2) | Whole is not rateable if under Class 1 or Class 2 if not used in connection with fuel for the generation of power or if not accessory to Class 1 or Class 2. | Moving Traveller (Class 1 and Class 2) | It is assumed that the item forms part of an "average size industrial, commercial or office complex". Where it would be normal to find more than one item in such a hereditament the ERC stated has been adjusted to reflect any number / quantity, discount. These figures are NOT one off figures. | If the traveller span varies from the 15m basic cost guide standard then the following % adjustments are to be adopted. 5m span deduct 60%, 7 & 8m span deduct 50%, 10m span deduct 30%, (15m span no change), 20m span add 45%, 25m span add 90%. | Cranes: Gantry Rails & Supports Integral. Composite stanchion taking the main support beam and rail track. | - | 10071 |  | M | - | NA | NA | NA | 2038.7313 | Option 2 | 2527.6274 | 23.98% | 0 | 0 | -100% | -100% | 0 | -100% | Redirected | NA | VOA_GPN_GOV_UK\7246041 | 2019-08-30 | Low | Blue | High | Risk taken from previous CG | - | - | NA | SPONS A&B | NA | (BEAMS Note 1) The ERC for this item should be added to the total of the ERC of the other P&M items on the site and the Buildings ERC (where applicable) to enable the correct contract size adjustment to be made. ERC of P&M Items + ERC of Building Component’s = Total ERC (net figure rateable items only) to which contract size adjustment should be applied The 2021 Generic Contractors Test Spreadsheet has this facility built into the programme - it is recommended you undertake all contractors test valuations using this spreadsheet. (Details on the application of contract size adjustments can be found in the RCG 2021 Guidance notes). Where RV is calculated using the comparative method (rental method) the contract size adjustment should be made as follows: Select - SCAT code box "P and M as an addition” within the 2021 Generic Contractors Test Spreadsheet facility. Or Where the spreadsheet is not used take the: Reciprocal of statutory de-capitalisation rate (i.e. 5% reciprocal = 20) multiply by rateable value of the buildings (before any overall end allowances are made and after making a notional deduction for the land value) and add to the ERC of P&M. Use resultant figure to calculate contract size adjustment. (Guidance Notes - Section 6) | Cranes: Gantry Rails & Supports Integral. Composite stanchion taking the main support beam and rail track. | - | 1 | TRUE
1038 | 214BBT | 7688 | 214BBT | Cranes | Gantry Rails and Supports - Integral | Height to Underside of Rail Track | 22.85m | 50 tonnes | The crane gantry support beam supports the rail track upon which the moving traveller rests. The costs given include the extra foundations, the extra size of the support stanchion, the support beam and the rail track. Most buildings erected with structural steel stanchions are capable of also holding a gantry rail of up to 5 tonnes. In these cases an angle fillet is bolted to the upright projecting into the workshop/warehouse and the rail track support (with rail track on top) is fixed to this. As the traveller tonnage increases (over 5 tonnes) the upright stanchions, and horizontal beam, (and foundations to the stanchions) are increased in size to accommodate the extra load and thus the costs set out are in part for this ADDITIONAL cost element. This is over and above the figures used for the building framework. The additional steelwork, concrete foundation work, support beam, support flanges and rail track are regarded as Class 4 Table 3 structural supports and ERC¬s provided are all inclusive. The foundations will be larger to accommodate the extra load and the table includes an item for this element Below 5 tonnes the support beam and rail track may be substantial and the cost of this alone can be calculated by using the weight of steel appropriate. See Structural Steelwork supporting structures. Moving beam buffers These may be of various lengths and where two travellers work the same beam they prevent the two beams from coming to close together. This allows even distribution of weight down through the vertical stanchions. For max weight that rail support and stanchions can take look at SWL indication on main traveller. DO NOT add the various beam support weights together the max load that can be lifted is the heaviest beams SWL. | Location Adjustment Applicable (See Guidance Notes) - ERC = UK mean of 1.00 | (BEAMS Note 1) The ERC for this item should be added to the total of the ERC of the other P&M items on the site and the Buildings ERC (where applicable) to enable the correct contract size adjustment to be made. ERC of P&M Items + ERC of Building Component’s = Total ERC (net figure rateable items only) to which contract size adjustment should be applied The 2023 Generic Contractors Test Spreadsheet has this facility built into the programme - it is recommended you undertake all contractors test valuations using this spreadsheet. (Details on the application of contract size adjustments can be found in the RCG 2023 Guidance notes). Where RV is calculated using the comparative method (rental method) the contract size adjustment should be made as follows: Select - SCAT code box ""P and M as an addition” within the 2023 Generic Contractors Test Spreadsheet facility. Or Where the spreadsheet is not used take the: Reciprocal of statutory de-capitalisation rate (i.e. 5% reciprocal = 20) multiply by rateable value of the buildings (before any overall end allowances are made and after making a notional deduction for the land value) and add to the ERC of P&M. Use resultant figure to calculate contract size adjustment. (Guidance Notes - Section 6) | The costs are based on units with a 15m span traveller. The lifting capacity of the crane, height to underside of rail track (top of the track support beam) and the length of the gantry is all that is required to operate the scales (measured between the rails down the middle of the workshop). (Do not hook a metal tape onto the horizontal beam in order to gain the height. Most have exposed electrical cables attached). LINEAR METRE is distance-taking measurement between rail tracks of the length of the rail tracks. (Not always the length of the building) and is NOT the combined length of the two rails. The above costs do not include the moving traveller but do include foundations. | Moving beam buffers These may be of various lengths and where two travellers work the same beam they prevent the two beams from coming to close together. This allows even distribution of weight down through the vertical stanchions. For max weight that rail support and stanchions can take look at SWL indication on main traveller. DO NOT add the various beam support weights together the max load that can be lifted is the heaviest beams SWL. | Class 4 Table 3 Foundations, settings, fixed gantries, supports Class 1 Table 1) List of Accessories (i) Travellers, Cranes Class 2 Table 2) | Whole is not rateable if under Class 1 or Class 2 if not used in connection with fuel for the generation of power or if not accessory to Class 1 or Class 2. | Moving Traveller (Class 1 and Class 2) | It is assumed that the item forms part of an "average size industrial, commercial or office complex". Where it would be normal to find more than one item in such a hereditament the ERC stated has been adjusted to reflect any number / quantity, discount. These figures are NOT one off figures. | If the traveller span varies from the 15m basic cost guide standard then the following % adjustments are to be adopted. 5m span deduct 60%, 7 & 8m span deduct 50%, 10m span deduct 30%, (15m span no change), 20m span add 45%, 25m span add 90%. | Cranes: Gantry Rails & Supports Integral. Composite stanchion taking the main support beam and rail track. | - | 10071 |  | M | - | NA | NA | NA | 2380.375 | Option 2 | 2951.1987 | 23.98% | 0 | 0 | -100% | -100% | 0 | -100% | Redirected | NA | VOA_GPN_GOV_UK\7246041 | 2019-08-30 | Low | Blue | High | Risk taken from previous CG | - | - | NA | SPONS A&B | NA | (BEAMS Note 1) The ERC for this item should be added to the total of the ERC of the other P&M items on the site and the Buildings ERC (where applicable) to enable the correct contract size adjustment to be made. ERC of P&M Items + ERC of Building Component’s = Total ERC (net figure rateable items only) to which contract size adjustment should be applied The 2021 Generic Contractors Test Spreadsheet has this facility built into the programme - it is recommended you undertake all contractors test valuations using this spreadsheet. (Details on the application of contract size adjustments can be found in the RCG 2021 Guidance notes). Where RV is calculated using the comparative method (rental method) the contract size adjustment should be made as follows: Select - SCAT code box "P and M as an addition” within the 2021 Generic Contractors Test Spreadsheet facility. Or Where the spreadsheet is not used take the: Reciprocal of statutory de-capitalisation rate (i.e. 5% reciprocal = 20) multiply by rateable value of the buildings (before any overall end allowances are made and after making a notional deduction for the land value) and add to the ERC of P&M. Use resultant figure to calculate contract size adjustment. (Guidance Notes - Section 6) | Cranes: Gantry Rails & Supports Integral. Composite stanchion taking the main support beam and rail track. | - | 1 | TRUE
1039 | 214BBU | 7689 | 214BBU | Cranes | Gantry Rails and Supports - Integral | Height to Underside of Rail Track | 22.85m | 75 tonnes | The crane gantry support beam supports the rail track upon which the moving traveller rests. The costs given include the extra foundations, the extra size of the support stanchion, the support beam and the rail track. Most buildings erected with structural steel stanchions are capable of also holding a gantry rail of up to 5 tonnes. In these cases an angle fillet is bolted to the upright projecting into the workshop/warehouse and the rail track support (with rail track on top) is fixed to this. As the traveller tonnage increases (over 5 tonnes) the upright stanchions, and horizontal beam, (and foundations to the stanchions) are increased in size to accommodate the extra load and thus the costs set out are in part for this ADDITIONAL cost element. This is over and above the figures used for the building framework. The additional steelwork, concrete foundation work, support beam, support flanges and rail track are regarded as Class 4 Table 3 structural supports and ERC¬s provided are all inclusive. The foundations will be larger to accommodate the extra load and the table includes an item for this element Below 5 tonnes the support beam and rail track may be substantial and the cost of this alone can be calculated by using the weight of steel appropriate. See Structural Steelwork supporting structures. Moving beam buffers These may be of various lengths and where two travellers work the same beam they prevent the two beams from coming to close together. This allows even distribution of weight down through the vertical stanchions. For max weight that rail support and stanchions can take look at SWL indication on main traveller. DO NOT add the various beam support weights together the max load that can be lifted is the heaviest beams SWL. | Location Adjustment Applicable (See Guidance Notes) - ERC = UK mean of 1.00 | (BEAMS Note 1) The ERC for this item should be added to the total of the ERC of the other P&M items on the site and the Buildings ERC (where applicable) to enable the correct contract size adjustment to be made. ERC of P&M Items + ERC of Building Component’s = Total ERC (net figure rateable items only) to which contract size adjustment should be applied The 2023 Generic Contractors Test Spreadsheet has this facility built into the programme - it is recommended you undertake all contractors test valuations using this spreadsheet. (Details on the application of contract size adjustments can be found in the RCG 2023 Guidance notes). Where RV is calculated using the comparative method (rental method) the contract size adjustment should be made as follows: Select - SCAT code box ""P and M as an addition” within the 2023 Generic Contractors Test Spreadsheet facility. Or Where the spreadsheet is not used take the: Reciprocal of statutory de-capitalisation rate (i.e. 5% reciprocal = 20) multiply by rateable value of the buildings (before any overall end allowances are made and after making a notional deduction for the land value) and add to the ERC of P&M. Use resultant figure to calculate contract size adjustment. (Guidance Notes - Section 6) | The costs are based on units with a 15m span traveller. The lifting capacity of the crane, height to underside of rail track (top of the track support beam) and the length of the gantry is all that is required to operate the scales (measured between the rails down the middle of the workshop). (Do not hook a metal tape onto the horizontal beam in order to gain the height. Most have exposed electrical cables attached). LINEAR METRE is distance-taking measurement between rail tracks of the length of the rail tracks. (Not always the length of the building) and is NOT the combined length of the two rails. The above costs do not include the moving traveller but do include foundations. | Moving beam buffers These may be of various lengths and where two travellers work the same beam they prevent the two beams from coming to close together. This allows even distribution of weight down through the vertical stanchions. For max weight that rail support and stanchions can take look at SWL indication on main traveller. DO NOT add the various beam support weights together the max load that can be lifted is the heaviest beams SWL. | Class 4 Table 3 Foundations, settings, fixed gantries, supports Class 1 Table 1) List of Accessories (i) Travellers, Cranes Class 2 Table 2) | Whole is not rateable if under Class 1 or Class 2 if not used in connection with fuel for the generation of power or if not accessory to Class 1 or Class 2. | Moving Traveller (Class 1 and Class 2) | It is assumed that the item forms part of an "average size industrial, commercial or office complex". Where it would be normal to find more than one item in such a hereditament the ERC stated has been adjusted to reflect any number / quantity, discount. These figures are NOT one off figures. | If the traveller span varies from the 15m basic cost guide standard then the following % adjustments are to be adopted. 5m span deduct 60%, 7 & 8m span deduct 50%, 10m span deduct 30%, (15m span no change), 20m span add 45%, 25m span add 90%. | Cranes: Gantry Rails & Supports Integral. Composite stanchion taking the main support beam and rail track. | - | 10071 |  | M | - | NA | NA | NA | 3103.9062 | Option 2 | 3848.2357 | 23.98% | 0 | 0 | -100% | -100% | 0 | -100% | Redirected | NA | VOA_GPN_GOV_UK\7246041 | 2019-08-30 | Low | Blue | High | Risk taken from previous CG | - | - | NA | SPONS A&B | NA | (BEAMS Note 1) The ERC for this item should be added to the total of the ERC of the other P&M items on the site and the Buildings ERC (where applicable) to enable the correct contract size adjustment to be made. ERC of P&M Items + ERC of Building Component’s = Total ERC (net figure rateable items only) to which contract size adjustment should be applied The 2021 Generic Contractors Test Spreadsheet has this facility built into the programme - it is recommended you undertake all contractors test valuations using this spreadsheet. (Details on the application of contract size adjustments can be found in the RCG 2021 Guidance notes). Where RV is calculated using the comparative method (rental method) the contract size adjustment should be made as follows: Select - SCAT code box "P and M as an addition” within the 2021 Generic Contractors Test Spreadsheet facility. Or Where the spreadsheet is not used take the: Reciprocal of statutory de-capitalisation rate (i.e. 5% reciprocal = 20) multiply by rateable value of the buildings (before any overall end allowances are made and after making a notional deduction for the land value) and add to the ERC of P&M. Use resultant figure to calculate contract size adjustment. (Guidance Notes - Section 6) | Cranes: Gantry Rails & Supports Integral. Composite stanchion taking the main support beam and rail track. | - | 1 | TRUE
1040 | 214BBV | 7690 | 214BBV | Cranes | Gantry Rails and Supports - Integral | Height to Underside of Rail Track | 22.85m | 100 tonnes | The crane gantry support beam supports the rail track upon which the moving traveller rests. The costs given include the extra foundations, the extra size of the support stanchion, the support beam and the rail track. Most buildings erected with structural steel stanchions are capable of also holding a gantry rail of up to 5 tonnes. In these cases an angle fillet is bolted to the upright projecting into the workshop/warehouse and the rail track support (with rail track on top) is fixed to this. As the traveller tonnage increases (over 5 tonnes) the upright stanchions, and horizontal beam, (and foundations to the stanchions) are increased in size to accommodate the extra load and thus the costs set out are in part for this ADDITIONAL cost element. This is over and above the figures used for the building framework. The additional steelwork, concrete foundation work, support beam, support flanges and rail track are regarded as Class 4 Table 3 structural supports and ERC¬s provided are all inclusive. The foundations will be larger to accommodate the extra load and the table includes an item for this element Below 5 tonnes the support beam and rail track may be substantial and the cost of this alone can be calculated by using the weight of steel appropriate. See Structural Steelwork supporting structures. Moving beam buffers These may be of various lengths and where two travellers work the same beam they prevent the two beams from coming to close together. This allows even distribution of weight down through the vertical stanchions. For max weight that rail support and stanchions can take look at SWL indication on main traveller. DO NOT add the various beam support weights together the max load that can be lifted is the heaviest beams SWL. | Location Adjustment Applicable (See Guidance Notes) - ERC = UK mean of 1.00 | (BEAMS Note 1) The ERC for this item should be added to the total of the ERC of the other P&M items on the site and the Buildings ERC (where applicable) to enable the correct contract size adjustment to be made. ERC of P&M Items + ERC of Building Component’s = Total ERC (net figure rateable items only) to which contract size adjustment should be applied The 2023 Generic Contractors Test Spreadsheet has this facility built into the programme - it is recommended you undertake all contractors test valuations using this spreadsheet. (Details on the application of contract size adjustments can be found in the RCG 2023 Guidance notes). Where RV is calculated using the comparative method (rental method) the contract size adjustment should be made as follows: Select - SCAT code box ""P and M as an addition” within the 2023 Generic Contractors Test Spreadsheet facility. Or Where the spreadsheet is not used take the: Reciprocal of statutory de-capitalisation rate (i.e. 5% reciprocal = 20) multiply by rateable value of the buildings (before any overall end allowances are made and after making a notional deduction for the land value) and add to the ERC of P&M. Use resultant figure to calculate contract size adjustment. (Guidance Notes - Section 6) | The costs are based on units with a 15m span traveller. The lifting capacity of the crane, height to underside of rail track (top of the track support beam) and the length of the gantry is all that is required to operate the scales (measured between the rails down the middle of the workshop). (Do not hook a metal tape onto the horizontal beam in order to gain the height. Most have exposed electrical cables attached). LINEAR METRE is distance-taking measurement between rail tracks of the length of the rail tracks. (Not always the length of the building) and is NOT the combined length of the two rails. The above costs do not include the moving traveller but do include foundations. | Moving beam buffers These may be of various lengths and where two travellers work the same beam they prevent the two beams from coming to close together. This allows even distribution of weight down through the vertical stanchions. For max weight that rail support and stanchions can take look at SWL indication on main traveller. DO NOT add the various beam support weights together the max load that can be lifted is the heaviest beams SWL. | Class 4 Table 3 Foundations, settings, fixed gantries, supports Class 1 Table 1) List of Accessories (i) Travellers, Cranes Class 2 Table 2) | Whole is not rateable if under Class 1 or Class 2 if not used in connection with fuel for the generation of power or if not accessory to Class 1 or Class 2. | Moving Traveller (Class 1 and Class 2) | It is assumed that the item forms part of an "average size industrial, commercial or office complex". Where it would be normal to find more than one item in such a hereditament the ERC stated has been adjusted to reflect any number / quantity, discount. These figures are NOT one off figures. | If the traveller span varies from the 15m basic cost guide standard then the following % adjustments are to be adopted. 5m span deduct 60%, 7 & 8m span deduct 50%, 10m span deduct 30%, (15m span no change), 20m span add 45%, 25m span add 90%. | Cranes: Gantry Rails & Supports Integral. Composite stanchion taking the main support beam and rail track. | - | 10071 |  | M | - | NA | NA | NA | 3711.8438 | Option 2 | 4601.9591 | 23.98% | 0 | 0 | -100% | -100% | 0 | -100% | Redirected | NA | VOA_GPN_GOV_UK\7246041 | 2019-08-30 | Low | Blue | High | Risk taken from previous CG | - | - | NA | SPONS A&B | NA | (BEAMS Note 1) The ERC for this item should be added to the total of the ERC of the other P&M items on the site and the Buildings ERC (where applicable) to enable the correct contract size adjustment to be made. ERC of P&M Items + ERC of Building Component’s = Total ERC (net figure rateable items only) to which contract size adjustment should be applied The 2021 Generic Contractors Test Spreadsheet has this facility built into the programme - it is recommended you undertake all contractors test valuations using this spreadsheet. (Details on the application of contract size adjustments can be found in the RCG 2021 Guidance notes). Where RV is calculated using the comparative method (rental method) the contract size adjustment should be made as follows: Select - SCAT code box "P and M as an addition” within the 2021 Generic Contractors Test Spreadsheet facility. Or Where the spreadsheet is not used take the: Reciprocal of statutory de-capitalisation rate (i.e. 5% reciprocal = 20) multiply by rateable value of the buildings (before any overall end allowances are made and after making a notional deduction for the land value) and add to the ERC of P&M. Use resultant figure to calculate contract size adjustment. (Guidance Notes - Section 6) | Cranes: Gantry Rails & Supports Integral. Composite stanchion taking the main support beam and rail track. | - | 1 | TRUE
1041 | 214BBW | 7694 | 214BBW | Cranes | Gantry Rails and Supports - Integral | Height to Underside of Rail Track | 22.85m | 150 tonnes | The crane gantry support beam supports the rail track upon which the moving traveller rests. The costs given include the extra foundations, the extra size of the support stanchion, the support beam and the rail track. Most buildings erected with structural steel stanchions are capable of also holding a gantry rail of up to 5 tonnes. In these cases an angle fillet is bolted to the upright projecting into the workshop/warehouse and the rail track support (with rail track on top) is fixed to this. As the traveller tonnage increases (over 5 tonnes) the upright stanchions, and horizontal beam, (and foundations to the stanchions) are increased in size to accommodate the extra load and thus the costs set out are in part for this ADDITIONAL cost element. This is over and above the figures used for the building framework. The additional steelwork, concrete foundation work, support beam, support flanges and rail track are regarded as Class 4 Table 3 structural supports and ERC¬s provided are all inclusive. The foundations will be larger to accommodate the extra load and the table includes an item for this element Below 5 tonnes the support beam and rail track may be substantial and the cost of this alone can be calculated by using the weight of steel appropriate. See Structural Steelwork supporting structures. Moving beam buffers These may be of various lengths and where two travellers work the same beam they prevent the two beams from coming to close together. This allows even distribution of weight down through the vertical stanchions. For max weight that rail support and stanchions can take look at SWL indication on main traveller. DO NOT add the various beam support weights together the max load that can be lifted is the heaviest beams SWL. | Location Adjustment Applicable (See Guidance Notes) - ERC = UK mean of 1.00 | (BEAMS Note 1) The ERC for this item should be added to the total of the ERC of the other P&M items on the site and the Buildings ERC (where applicable) to enable the correct contract size adjustment to be made. ERC of P&M Items + ERC of Building Component’s = Total ERC (net figure rateable items only) to which contract size adjustment should be applied The 2023 Generic Contractors Test Spreadsheet has this facility built into the programme - it is recommended you undertake all contractors test valuations using this spreadsheet. (Details on the application of contract size adjustments can be found in the RCG 2023 Guidance notes). Where RV is calculated using the comparative method (rental method) the contract size adjustment should be made as follows: Select - SCAT code box ""P and M as an addition” within the 2023 Generic Contractors Test Spreadsheet facility. Or Where the spreadsheet is not used take the: Reciprocal of statutory de-capitalisation rate (i.e. 5% reciprocal = 20) multiply by rateable value of the buildings (before any overall end allowances are made and after making a notional deduction for the land value) and add to the ERC of P&M. Use resultant figure to calculate contract size adjustment. (Guidance Notes - Section 6) | The costs are based on units with a 15m span traveller. The lifting capacity of the crane, height to underside of rail track (top of the track support beam) and the length of the gantry is all that is required to operate the scales (measured between the rails down the middle of the workshop). (Do not hook a metal tape onto the horizontal beam in order to gain the height. Most have exposed electrical cables attached). LINEAR METRE is distance-taking measurement between rail tracks of the length of the rail tracks. (Not always the length of the building) and is NOT the combined length of the two rails. The above costs do not include the moving traveller but do include foundations. | Moving beam buffers These may be of various lengths and where two travellers work the same beam they prevent the two beams from coming to close together. This allows even distribution of weight down through the vertical stanchions. For max weight that rail support and stanchions can take look at SWL indication on main traveller. DO NOT add the various beam support weights together the max load that can be lifted is the heaviest beams SWL. | Class 4 Table 3 Foundations, settings, fixed gantries, supports Class 1 Table 1) List of Accessories (i) Travellers, Cranes Class 2 Table 2) | Whole is not rateable if under Class 1 or Class 2 if not used in connection with fuel for the generation of power or if not accessory to Class 1 or Class 2. | Moving Traveller (Class 1 and Class 2) | It is assumed that the item forms part of an "average size industrial, commercial or office complex". Where it would be normal to find more than one item in such a hereditament the ERC stated has been adjusted to reflect any number / quantity, discount. These figures are NOT one off figures. | If the traveller span varies from the 15m basic cost guide standard then the following % adjustments are to be adopted. 5m span deduct 60%, 7 & 8m span deduct 50%, 10m span deduct 30%, (15m span no change), 20m span add 45%, 25m span add 90%. | Cranes: Gantry Rails & Supports Integral. Composite stanchion taking the main support beam and rail track. | - | 10071 |  | M | - | NA | NA | NA | 4739.3438 | Option 2 | 5875.8578 | 23.98% | 0 | 0 | -100% | -100% | 0 | -100% | Redirected | NA | VOA_GPN_GOV_UK\7246041 | 2019-08-30 | Low | Blue | High | Risk taken from previous CG | - | - | NA | SPONS A&B | NA | (BEAMS Note 1) The ERC for this item should be added to the total of the ERC of the other P&M items on the site and the Buildings ERC (where applicable) to enable the correct contract size adjustment to be made. ERC of P&M Items + ERC of Building Component’s = Total ERC (net figure rateable items only) to which contract size adjustment should be applied The 2021 Generic Contractors Test Spreadsheet has this facility built into the programme - it is recommended you undertake all contractors test valuations using this spreadsheet. (Details on the application of contract size adjustments can be found in the RCG 2021 Guidance notes). Where RV is calculated using the comparative method (rental method) the contract size adjustment should be made as follows: Select - SCAT code box "P and M as an addition” within the 2021 Generic Contractors Test Spreadsheet facility. Or Where the spreadsheet is not used take the: Reciprocal of statutory de-capitalisation rate (i.e. 5% reciprocal = 20) multiply by rateable value of the buildings (before any overall end allowances are made and after making a notional deduction for the land value) and add to the ERC of P&M. Use resultant figure to calculate contract size adjustment. (Guidance Notes - Section 6) | Cranes: Gantry Rails & Supports Integral. Composite stanchion taking the main support beam and rail track. | - | 1 | TRUE
1042 | 214BBX | 7695 | 214BBX | Cranes | Gantry Rails and Supports - Integral | Height to Underside of Rail Track | 22.85m | 200 tonnes | The crane gantry support beam supports the rail track upon which the moving traveller rests. The costs given include the extra foundations, the extra size of the support stanchion, the support beam and the rail track. Most buildings erected with structural steel stanchions are capable of also holding a gantry rail of up to 5 tonnes. In these cases an angle fillet is bolted to the upright projecting into the workshop/warehouse and the rail track support (with rail track on top) is fixed to this. As the traveller tonnage increases (over 5 tonnes) the upright stanchions, and horizontal beam, (and foundations to the stanchions) are increased in size to accommodate the extra load and thus the costs set out are in part for this ADDITIONAL cost element. This is over and above the figures used for the building framework. The additional steelwork, concrete foundation work, support beam, support flanges and rail track are regarded as Class 4 Table 3 structural supports and ERC¬s provided are all inclusive. The foundations will be larger to accommodate the extra load and the table includes an item for this element Below 5 tonnes the support beam and rail track may be substantial and the cost of this alone can be calculated by using the weight of steel appropriate. See Structural Steelwork supporting structures. Moving beam buffers These may be of various lengths and where two travellers work the same beam they prevent the two beams from coming to close together. This allows even distribution of weight down through the vertical stanchions. For max weight that rail support and stanchions can take look at SWL indication on main traveller. DO NOT add the various beam support weights together the max load that can be lifted is the heaviest beams SWL. | Location Adjustment Applicable (See Guidance Notes) - ERC = UK mean of 1.00 | (BEAMS Note 1) The ERC for this item should be added to the total of the ERC of the other P&M items on the site and the Buildings ERC (where applicable) to enable the correct contract size adjustment to be made. ERC of P&M Items + ERC of Building Component’s = Total ERC (net figure rateable items only) to which contract size adjustment should be applied The 2023 Generic Contractors Test Spreadsheet has this facility built into the programme - it is recommended you undertake all contractors test valuations using this spreadsheet. (Details on the application of contract size adjustments can be found in the RCG 2023 Guidance notes). Where RV is calculated using the comparative method (rental method) the contract size adjustment should be made as follows: Select - SCAT code box ""P and M as an addition” within the 2023 Generic Contractors Test Spreadsheet facility. Or Where the spreadsheet is not used take the: Reciprocal of statutory de-capitalisation rate (i.e. 5% reciprocal = 20) multiply by rateable value of the buildings (before any overall end allowances are made and after making a notional deduction for the land value) and add to the ERC of P&M. Use resultant figure to calculate contract size adjustment. (Guidance Notes - Section 6) | The costs are based on units with a 15m span traveller. The lifting capacity of the crane, height to underside of rail track (top of the track support beam) and the length of the gantry is all that is required to operate the scales (measured between the rails down the middle of the workshop). (Do not hook a metal tape onto the horizontal beam in order to gain the height. Most have exposed electrical cables attached). LINEAR METRE is distance-taking measurement between rail tracks of the length of the rail tracks. (Not always the length of the building) and is NOT the combined length of the two rails. The above costs do not include the moving traveller but do include foundations. | Moving beam buffers These may be of various lengths and where two travellers work the same beam they prevent the two beams from coming to close together. This allows even distribution of weight down through the vertical stanchions. For max weight that rail support and stanchions can take look at SWL indication on main traveller. DO NOT add the various beam support weights together the max load that can be lifted is the heaviest beams SWL. | Class 4 Table 3 Foundations, settings, fixed gantries, supports Class 1 Table 1) List of Accessories (i) Travellers, Cranes Class 2 Table 2) | Whole is not rateable if under Class 1 or Class 2 if not used in connection with fuel for the generation of power or if not accessory to Class 1 or Class 2. | Moving Traveller (Class 1 and Class 2) | It is assumed that the item forms part of an "average size industrial, commercial or office complex". Where it would be normal to find more than one item in such a hereditament the ERC stated has been adjusted to reflect any number / quantity, discount. These figures are NOT one off figures. | If the traveller span varies from the 15m basic cost guide standard then the following % adjustments are to be adopted. 5m span deduct 60%, 7 & 8m span deduct 50%, 10m span deduct 30%, (15m span no change), 20m span add 45%, 25m span add 90%. | Cranes: Gantry Rails & Supports Integral. Composite stanchion taking the main support beam and rail track. | - | 10071 |  | M | - | NA | NA | NA | 5634.125 | Option 2 | 6985.2113 | 23.98% | 0 | 0 | -100% | -100% | 0 | -100% | Redirected | NA | VOA_GPN_GOV_UK\7246041 | 2019-08-30 | Low | Blue | High | Risk taken from previous CG | - | - | NA | SPONS A&B | NA | (BEAMS Note 1) The ERC for this item should be added to the total of the ERC of the other P&M items on the site and the Buildings ERC (where applicable) to enable the correct contract size adjustment to be made. ERC of P&M Items + ERC of Building Component’s = Total ERC (net figure rateable items only) to which contract size adjustment should be applied The 2021 Generic Contractors Test Spreadsheet has this facility built into the programme - it is recommended you undertake all contractors test valuations using this spreadsheet. (Details on the application of contract size adjustments can be found in the RCG 2021 Guidance notes). Where RV is calculated using the comparative method (rental method) the contract size adjustment should be made as follows: Select - SCAT code box "P and M as an addition” within the 2021 Generic Contractors Test Spreadsheet facility. Or Where the spreadsheet is not used take the: Reciprocal of statutory de-capitalisation rate (i.e. 5% reciprocal = 20) multiply by rateable value of the buildings (before any overall end allowances are made and after making a notional deduction for the land value) and add to the ERC of P&M. Use resultant figure to calculate contract size adjustment. (Guidance Notes - Section 6) | Cranes: Gantry Rails & Supports Integral. Composite stanchion taking the main support beam and rail track. | - | 1 | TRUE
1043 | 214BBY | 7696 | 214BBY | Cranes | Gantry Rails and Supports - Integral | Height to Underside of Rail Track | 22.85m | 250 tonnes | The crane gantry support beam supports the rail track upon which the moving traveller rests. The costs given include the extra foundations, the extra size of the support stanchion, the support beam and the rail track. Most buildings erected with structural steel stanchions are capable of also holding a gantry rail of up to 5 tonnes. In these cases an angle fillet is bolted to the upright projecting into the workshop/warehouse and the rail track support (with rail track on top) is fixed to this. As the traveller tonnage increases (over 5 tonnes) the upright stanchions, and horizontal beam, (and foundations to the stanchions) are increased in size to accommodate the extra load and thus the costs set out are in part for this ADDITIONAL cost element. This is over and above the figures used for the building framework. The additional steelwork, concrete foundation work, support beam, support flanges and rail track are regarded as Class 4 Table 3 structural supports and ERC¬s provided are all inclusive. The foundations will be larger to accommodate the extra load and the table includes an item for this element Below 5 tonnes the support beam and rail track may be substantial and the cost of this alone can be calculated by using the weight of steel appropriate. See Structural Steelwork supporting structures. Moving beam buffers These may be of various lengths and where two travellers work the same beam they prevent the two beams from coming to close together. This allows even distribution of weight down through the vertical stanchions. For max weight that rail support and stanchions can take look at SWL indication on main traveller. DO NOT add the various beam support weights together the max load that can be lifted is the heaviest beams SWL. | Location Adjustment Applicable (See Guidance Notes) - ERC = UK mean of 1.00 | (BEAMS Note 1) The ERC for this item should be added to the total of the ERC of the other P&M items on the site and the Buildings ERC (where applicable) to enable the correct contract size adjustment to be made. ERC of P&M Items + ERC of Building Component’s = Total ERC (net figure rateable items only) to which contract size adjustment should be applied The 2023 Generic Contractors Test Spreadsheet has this facility built into the programme - it is recommended you undertake all contractors test valuations using this spreadsheet. (Details on the application of contract size adjustments can be found in the RCG 2023 Guidance notes). Where RV is calculated using the comparative method (rental method) the contract size adjustment should be made as follows: Select - SCAT code box ""P and M as an addition” within the 2023 Generic Contractors Test Spreadsheet facility. Or Where the spreadsheet is not used take the: Reciprocal of statutory de-capitalisation rate (i.e. 5% reciprocal = 20) multiply by rateable value of the buildings (before any overall end allowances are made and after making a notional deduction for the land value) and add to the ERC of P&M. Use resultant figure to calculate contract size adjustment. (Guidance Notes - Section 6) | The costs are based on units with a 15m span traveller. The lifting capacity of the crane, height to underside of rail track (top of the track support beam) and the length of the gantry is all that is required to operate the scales (measured between the rails down the middle of the workshop). (Do not hook a metal tape onto the horizontal beam in order to gain the height. Most have exposed electrical cables attached). LINEAR METRE is distance-taking measurement between rail tracks of the length of the rail tracks. (Not always the length of the building) and is NOT the combined length of the two rails. The above costs do not include the moving traveller but do include foundations. | Moving beam buffers These may be of various lengths and where two travellers work the same beam they prevent the two beams from coming to close together. This allows even distribution of weight down through the vertical stanchions. For max weight that rail support and stanchions can take look at SWL indication on main traveller. DO NOT add the various beam support weights together the max load that can be lifted is the heaviest beams SWL. | Class 4 Table 3 Foundations, settings, fixed gantries, supports Class 1 Table 1) List of Accessories (i) Travellers, Cranes Class 2 Table 2) | Whole is not rateable if under Class 1 or Class 2 if not used in connection with fuel for the generation of power or if not accessory to Class 1 or Class 2. | Moving Traveller (Class 1 and Class 2) | It is assumed that the item forms part of an "average size industrial, commercial or office complex". Where it would be normal to find more than one item in such a hereditament the ERC stated has been adjusted to reflect any number / quantity, discount. These figures are NOT one off figures. | If the traveller span varies from the 15m basic cost guide standard then the following % adjustments are to be adopted. 5m span deduct 60%, 7 & 8m span deduct 50%, 10m span deduct 30%, (15m span no change), 20m span add 45%, 25m span add 90%. | Cranes: Gantry Rails & Supports Integral. Composite stanchion taking the main support beam and rail track. | - | 10071 |  | M | - | NA | NA | NA | 6460.4062 | Option 2 | 8009.6382 | 23.98% | 0 | 0 | -100% | -100% | 0 | -100% | Redirected | NA | VOA_GPN_GOV_UK\7246041 | 2019-08-30 | Low | Blue | High | Risk taken from previous CG | - | - | NA | SPONS A&B | NA | (BEAMS Note 1) The ERC for this item should be added to the total of the ERC of the other P&M items on the site and the Buildings ERC (where applicable) to enable the correct contract size adjustment to be made. ERC of P&M Items + ERC of Building Component’s = Total ERC (net figure rateable items only) to which contract size adjustment should be applied The 2021 Generic Contractors Test Spreadsheet has this facility built into the programme - it is recommended you undertake all contractors test valuations using this spreadsheet. (Details on the application of contract size adjustments can be found in the RCG 2021 Guidance notes). Where RV is calculated using the comparative method (rental method) the contract size adjustment should be made as follows: Select - SCAT code box "P and M as an addition” within the 2021 Generic Contractors Test Spreadsheet facility. Or Where the spreadsheet is not used take the: Reciprocal of statutory de-capitalisation rate (i.e. 5% reciprocal = 20) multiply by rateable value of the buildings (before any overall end allowances are made and after making a notional deduction for the land value) and add to the ERC of P&M. Use resultant figure to calculate contract size adjustment. (Guidance Notes - Section 6) | Cranes: Gantry Rails & Supports Integral. Composite stanchion taking the main support beam and rail track. | - | 1 | TRUE
1044 | 214BBZ | 7698 | 214BBZ | Cranes | Gantry Rails and Supports - Integral | Height to Underside of Rail Track | 24.38m | 40 tonnes | The crane gantry support beam supports the rail track upon which the moving traveller rests. The costs given include the extra foundations, the extra size of the support stanchion, the support beam and the rail track. Most buildings erected with structural steel stanchions are capable of also holding a gantry rail of up to 5 tonnes. In these cases an angle fillet is bolted to the upright projecting into the workshop/warehouse and the rail track support (with rail track on top) is fixed to this. As the traveller tonnage increases (over 5 tonnes) the upright stanchions, and horizontal beam, (and foundations to the stanchions) are increased in size to accommodate the extra load and thus the costs set out are in part for this ADDITIONAL cost element. This is over and above the figures used for the building framework. The additional steelwork, concrete foundation work, support beam, support flanges and rail track are regarded as Class 4 Table 3 structural supports and ERC provided are all inclusive. The foundations will be larger to accommodate the extra load and the table includes an item for this element Below 5 tonnes the support beam and rail track may be substantial and the cost of this alone can be calculated by using the weight of steel appropriate. See Structural Steelwork supporting structures. Moving beam buffers These may be of various lengths and where two travellers work the same beam they prevent the two beams from coming to close together. This allows even distribution of weight down through the vertical stanchions. For max weight that rail support and stanchions can take look at SWL indication on main traveller. DO NOT add the various beam support weights together the max load that can be lifted is the heaviest beams SWL. | Location Adjustment Applicable (See Guidance Notes) - ERC = UK mean of 1.00 | (BEAMS Note 1) The ERC for this item should be added to the total of the ERC of the other P&M items on the site and the Buildings ERC (where applicable) to enable the correct contract size adjustment to be made. ERC of P&M Items + ERC of Building Component’s = Total ERC (net figure rateable items only) to which contract size adjustment should be applied The 2023 Generic Contractors Test Spreadsheet has this facility built into the programme - it is recommended you undertake all contractors test valuations using this spreadsheet. (Details on the application of contract size adjustments can be found in the RCG 2023 Guidance notes). Where RV is calculated using the comparative method (rental method) the contract size adjustment should be made as follows: Select - SCAT code box ""P and M as an addition” within the 2023 Generic Contractors Test Spreadsheet facility. Or Where the spreadsheet is not used take the: Reciprocal of statutory de-capitalisation rate (i.e. 5% reciprocal = 20) multiply by rateable value of the buildings (before any overall end allowances are made and after making a notional deduction for the land value) and add to the ERC of P&M. Use resultant figure to calculate contract size adjustment. (Guidance Notes - Section 6) | The costs are based on units with a 15m span traveller. The lifting capacity of the crane, height to underside of rail track (top of the track support beam) and the length of the gantry is all that is required to operate the scales (measured between the rails down the middle of the workshop). (Do not hook a metal tape onto the horizontal beam in order to gain the height. Most have exposed electrical cables attached). LINEAR METRE is distance-taking measurement between rail tracks of the length of the rail tracks. (Not always the length of the building) and is NOT the combined length of the two rails. The above costs do not include the moving traveller but do include foundations | Moving beam buffers These may be of various lengths and where two travellers work the same beam they prevent the two beams from coming to close together. This allows even distribution of weight down through the vertical stanchions. For max weight that rail support and stanchions can take look at SWL indication on main traveller. DO NOT add the various beam support weights together the max load that can be lifted is the heaviest beams SWL. | Class 4 Table 3 Foundations, settings, fixed gantries, supports Class 1 Table 1) List of Accessories (i) Travellers, Cranes Class 2 Table 2) | Whole is not rateable if under Class 1 or Class 2 if not used in connection with fuel for the generation of power or if not accessory to Class 1 or Class. | Moving Traveller (Class 1 and Class 2). | It is assumed that the item forms part of an average size industrial, commercial or office complex. Where it would be normal to find more than one item in such a hereditament the ERC stated has been adjusted to reflect any number / quantity, discount. These figures are NOT one off figures. | If the traveller span varies from the 15m basic cost guide standard then the following % adjustments are to be adopted. 5m span deduct 60%, 7 & 8m span deduct 50%, 10m span deduct 30%, (15m span no change), 20m span add 45%, 25m span add 90%. | Cranes: Gantry Rails & Supports Integral. Composite stanchion taking the main support beam and rail track. | - | 10071 | 214BBS, 214BBL | m | - | Please Select | - | - | 2114.9375 | Option 2 | 2622.1082 | 23.98% | 2630.5799 | 1988.0984 | -5.997% | -24.18% | 1988.0984 | -5.997% | ERC Over-ridden | Ryan Casey | VOA_GPN_GOV_UK\7233251 | 2021-07-30 | Low | Blue | High | Cost build up has no narrative to explain quantities no resemblance to SPONS rates. Needs a fresh measure next time and costs likely to decrease significantly. | - | No build up. RC continued template for Freestanding cranes, which had a build-up. ERC index RCG2021 rate. | NA | SPONS A&B | 2 | (BEAMS Note 1) P&M | Cranes: Gantry Rails & Supports Integral. Composite stanchion taking the main support beam and rail track. | - | 1 | TRUE
1045 | 214BCA | 7699 | 214BCA | Cranes | Gantry Rails and Supports - Integral | Height to Underside of Rail Track | 24.38m | 50 tonnes | The crane gantry support beam supports the rail track upon which the moving traveller rests. The costs given include the extra foundations, the extra size of the support stanchion, the support beam and the rail track. Most buildings erected with structural steel stanchions are capable of also holding a gantry rail of up to 5 tonnes. In these cases an angle fillet is bolted to the upright projecting into the workshop/warehouse and the rail track support (with rail track on top) is fixed to this. As the traveller tonnage increases (over 5 tonnes) the upright stanchions, and horizontal beam, (and foundations to the stanchions) are increased in size to accommodate the extra load and thus the costs set out are in part for this ADDITIONAL cost element. This is over and above the figures used for the building framework. The additional steelwork, concrete foundation work, support beam, support flanges and rail track are regarded as Class 4 Table 3 structural supports and ERC provided are all inclusive. The foundations will be larger to accommodate the extra load and the table includes an item for this element Below 5 tonnes the support beam and rail track may be substantial and the cost of this alone can be calculated by using the weight of steel appropriate. See Structural Steelwork supporting structures. Moving beam buffers These may be of various lengths and where two travellers work the same beam they prevent the two beams from coming to close together. This allows even distribution of weight down through the vertical stanchions. For max weight that rail support and stanchions can take look at SWL indication on main traveller. DO NOT add the various beam support weights together the max load that can be lifted is the heaviest beams SWL. | Location Adjustment Applicable (See Guidance Notes) - ERC = UK mean of 1.00 | (BEAMS Note 1) The ERC for this item should be added to the total of the ERC of the other P&M items on the site and the Buildings ERC (where applicable) to enable the correct contract size adjustment to be made. ERC of P&M Items + ERC of Building Component’s = Total ERC (net figure rateable items only) to which contract size adjustment should be applied The 2023 Generic Contractors Test Spreadsheet has this facility built into the programme - it is recommended you undertake all contractors test valuations using this spreadsheet. (Details on the application of contract size adjustments can be found in the RCG 2023 Guidance notes). Where RV is calculated using the comparative method (rental method) the contract size adjustment should be made as follows: Select - SCAT code box ""P and M as an addition” within the 2023 Generic Contractors Test Spreadsheet facility. Or Where the spreadsheet is not used take the: Reciprocal of statutory de-capitalisation rate (i.e. 5% reciprocal = 20) multiply by rateable value of the buildings (before any overall end allowances are made and after making a notional deduction for the land value) and add to the ERC of P&M. Use resultant figure to calculate contract size adjustment. (Guidance Notes - Section 6) | The costs are based on units with a 15m span traveller. The lifting capacity of the crane, height to underside of rail track (top of the track support beam) and the length of the gantry is all that is required to operate the scales (measured between the rails down the middle of the workshop). (Do not hook a metal tape onto the horizontal beam in order to gain the height. Most have exposed electrical cables attached). LINEAR METRE is distance-taking measurement between rail tracks of the length of the rail tracks. (Not always the length of the building) and is NOT the combined length of the two rails. The above costs do not include the moving traveller but do include foundations | Moving beam buffers These may be of various lengths and where two travellers work the same beam they prevent the two beams from coming to close together. This allows even distribution of weight down through the vertical stanchions. For max weight that rail support and stanchions can take look at SWL indication on main traveller. DO NOT add the various beam support weights together the max load that can be lifted is the heaviest beams SWL. | Class 4 Table 3 Foundations, settings, fixed gantries, supports Class 1 Table 1) List of Accessories (i) Travellers, Cranes Class 2 Table 2) | Whole is not rateable if under Class 1 or Class 2 if not used in connection with fuel for the generation of power or if not accessory to Class 1 or Class. | Moving Traveller (Class 1 and Class 2). | It is assumed that the item forms part of an average size industrial, commercial or office complex. Where it would be normal to find more than one item in such a hereditament the ERC stated has been adjusted to reflect any number / quantity, discount. These figures are NOT one off figures. | If the traveller span varies from the 15m basic cost guide standard then the following % adjustments are to be adopted. 5m span deduct 60%, 7 & 8m span deduct 50%, 10m span deduct 30%, (15m span no change), 20m span add 45%, 25m span add 90%. | Cranes: Gantry Rails & Supports Integral. Composite stanchion taking the main support beam and rail track. | - | 10071 | 214BBT, 214BBM | m | - | Please Select | - | - | 2470.2812 | Option 2 | 3062.6648 | 23.98% | 2959.2587 | 2236.5021 | -9.464% | -26.98% | 2236.5021 | -9.464% | ERC Over-ridden | Ryan Casey | VOA_GPN_GOV_UK\7233251 | 2021-07-29 | Low | Blue | High | Cost build up has no narrative to explain quantities no resemblance to SPONS rates. Needs a fresh measure next time and costs likely to decrease significantly. | - | No build up. RC continued template for Freestanding cranes, which had a build-up. ERC index RCG2021 rate. | NA | SPONS A&B | 2 | (BEAMS Note 1) P&M | Cranes: Gantry Rails & Supports Integral. Composite stanchion taking the main support beam and rail track. | - | 1 | TRUE
1046 | 214BCB | 7700 | 214BCB | Cranes | Gantry Rails and Supports - Integral | Height to Underside of Rail Track | 24.38m | 75 tonnes | The crane gantry support beam supports the rail track upon which the moving traveller rests. The costs given include the extra foundations, the extra size of the support stanchion, the support beam and the rail track. Most buildings erected with structural steel stanchions are capable of also holding a gantry rail of up to 5 tonnes. In these cases an angle fillet is bolted to the upright projecting into the workshop/warehouse and the rail track support (with rail track on top) is fixed to this. As the traveller tonnage increases (over 5 tonnes) the upright stanchions, and horizontal beam, (and foundations to the stanchions) are increased in size to accommodate the extra load and thus the costs set out are in part for this ADDITIONAL cost element. This is over and above the figures used for the building framework. The additional steelwork, concrete foundation work, support beam, support flanges and rail track are regarded as Class 4 Table 3 structural supports and ERC provided are all inclusive. The foundations will be larger to accommodate the extra load and the table includes an item for this element Below 5 tonnes the support beam and rail track may be substantial and the cost of this alone can be calculated by using the weight of steel appropriate. See Structural Steelwork supporting structures. Moving beam buffers These may be of various lengths and where two travellers work the same beam they prevent the two beams from coming to close together. This allows even distribution of weight down through the vertical stanchions. For max weight that rail support and stanchions can take look at SWL indication on main traveller. DO NOT add the various beam support weights together the max load that can be lifted is the heaviest beams SWL. | Location Adjustment Applicable (See Guidance Notes) - ERC = UK mean of 1.00 | (BEAMS Note 1) The ERC for this item should be added to the total of the ERC of the other P&M items on the site and the Buildings ERC (where applicable) to enable the correct contract size adjustment to be made. ERC of P&M Items + ERC of Building Component’s = Total ERC (net figure rateable items only) to which contract size adjustment should be applied The 2023 Generic Contractors Test Spreadsheet has this facility built into the programme - it is recommended you undertake all contractors test valuations using this spreadsheet. (Details on the application of contract size adjustments can be found in the RCG 2023 Guidance notes). Where RV is calculated using the comparative method (rental method) the contract size adjustment should be made as follows: Select - SCAT code box ""P and M as an addition” within the 2023 Generic Contractors Test Spreadsheet facility. Or Where the spreadsheet is not used take the: Reciprocal of statutory de-capitalisation rate (i.e. 5% reciprocal = 20) multiply by rateable value of the buildings (before any overall end allowances are made and after making a notional deduction for the land value) and add to the ERC of P&M. Use resultant figure to calculate contract size adjustment. (Guidance Notes - Section 6) | The costs are based on units with a 15m span traveller. The lifting capacity of the crane, height to underside of rail track (top of the track support beam) and the length of the gantry is all that is required to operate the scales (measured between the rails down the middle of the workshop). (Do not hook a metal tape onto the horizontal beam in order to gain the height. Most have exposed electrical cables attached). LINEAR METRE is distance-taking measurement between rail tracks of the length of the rail tracks. (Not always the length of the building) and is NOT the combined length of the two rails. The above costs do not include the moving traveller but do include foundations | Moving beam buffers These may be of various lengths and where two travellers work the same beam they prevent the two beams from coming to close together. This allows even distribution of weight down through the vertical stanchions. For max weight that rail support and stanchions can take look at SWL indication on main traveller. DO NOT add the various beam support weights together the max load that can be lifted is the heaviest beams SWL. | Class 4 Table 3 Foundations, settings, fixed gantries, supports Class 1 Table 1) List of Accessories (i) Travellers, Cranes Class 2 Table 2) | Whole is not rateable if under Class 1 or Class 2 if not used in connection with fuel for the generation of power or if not accessory to Class 1 or Class. | Moving Traveller (Class 1 and Class 2). | It is assumed that the item forms part of an average size industrial, commercial or office complex. Where it would be normal to find more than one item in such a hereditament the ERC stated has been adjusted to reflect any number / quantity, discount. These figures are NOT one off figures. | If the traveller span varies from the 15m basic cost guide standard then the following % adjustments are to be adopted. 5m span deduct 60%, 7 & 8m span deduct 50%, 10m span deduct 30%, (15m span no change), 20m span add 45%, 25m span add 90%. | Cranes: Gantry Rails & Supports Integral. Composite stanchion taking the main support beam and rail track. | - | 10071 | 214BBU, 214BBN | m | - | Please Select | - | - | 3219.5 | Option 2 | 3991.5493 | 23.98% | 4110.7838 | 3106.7837 | -3.501% | -22.17% | 3106.7837 | -3.501% | ERC Over-ridden | Ryan Casey | VOA_GPN_GOV_UK\7233251 | 2021-07-30 | Low | Blue | High | Cost build up has no narrative to explain quantities no resemblance to SPONS rates. Needs a fresh measure next time and costs likely to decrease significantly. | - | No build up. RC continued template for Freestanding cranes, which had a build-up. ERC index RCG2021 rate. | NA | SPONS A&B | 2 | (BEAMS Note 1) P&M | Cranes: Gantry Rails & Supports Integral. Composite stanchion taking the main support beam and rail track. | - | 1 | TRUE
1047 | 214BCC | 7701 | 214BCC | Cranes | Gantry Rails and Supports - Integral | Height to Underside of Rail Track | 24.38m | 100 tonnes | The crane gantry support beam supports the rail track upon which the moving traveller rests. The costs given include the extra foundations, the extra size of the support stanchion, the support beam and the rail track. Most buildings erected with structural steel stanchions are capable of also holding a gantry rail of up to 5 tonnes. In these cases an angle fillet is bolted to the upright projecting into the workshop/warehouse and the rail track support (with rail track on top) is fixed to this. As the traveller tonnage increases (over 5 tonnes) the upright stanchions, and horizontal beam, (and foundations to the stanchions) are increased in size to accommodate the extra load and thus the costs set out are in part for this ADDITIONAL cost element. This is over and above the figures used for the building framework. The additional steelwork, concrete foundation work, support beam, support flanges and rail track are regarded as Class 4 Table 3 structural supports and ERC provided are all inclusive. The foundations will be larger to accommodate the extra load and the table includes an item for this element Below 5 tonnes the support beam and rail track may be substantial and the cost of this alone can be calculated by using the weight of steel appropriate. See Structural Steelwork supporting structures. Moving beam buffers These may be of various lengths and where two travellers work the same beam they prevent the two beams from coming to close together. This allows even distribution of weight down through the vertical stanchions. For max weight that rail support and stanchions can take look at SWL indication on main traveller. DO NOT add the various beam support weights together the max load that can be lifted is the heaviest beams SWL. | Location Adjustment Applicable (See Guidance Notes) - ERC = UK mean of 1.00 | (BEAMS Note 1) The ERC for this item should be added to the total of the ERC of the other P&M items on the site and the Buildings ERC (where applicable) to enable the correct contract size adjustment to be made. ERC of P&M Items + ERC of Building Component’s = Total ERC (net figure rateable items only) to which contract size adjustment should be applied The 2023 Generic Contractors Test Spreadsheet has this facility built into the programme - it is recommended you undertake all contractors test valuations using this spreadsheet. (Details on the application of contract size adjustments can be found in the RCG 2023 Guidance notes). Where RV is calculated using the comparative method (rental method) the contract size adjustment should be made as follows: Select - SCAT code box ""P and M as an addition” within the 2023 Generic Contractors Test Spreadsheet facility. Or Where the spreadsheet is not used take the: Reciprocal of statutory de-capitalisation rate (i.e. 5% reciprocal = 20) multiply by rateable value of the buildings (before any overall end allowances are made and after making a notional deduction for the land value) and add to the ERC of P&M. Use resultant figure to calculate contract size adjustment. (Guidance Notes - Section 6) | The costs are based on units with a 15m span traveller. The lifting capacity of the crane, height to underside of rail track (top of the track support beam) and the length of the gantry is all that is required to operate the scales (measured between the rails down the middle of the workshop). (Do not hook a metal tape onto the horizontal beam in order to gain the height. Most have exposed electrical cables attached). LINEAR METRE is distance-taking measurement between rail tracks of the length of the rail tracks. (Not always the length of the building) and is NOT the combined length of the two rails. The above costs do not include the moving traveller but do include foundations | Moving beam buffers These may be of various lengths and where two travellers work the same beam they prevent the two beams from coming to close together. This allows even distribution of weight down through the vertical stanchions. For max weight that rail support and stanchions can take look at SWL indication on main traveller. DO NOT add the various beam support weights together the max load that can be lifted is the heaviest beams SWL. | Class 4 Table 3 Foundations, settings, fixed gantries, supports Class 1 Table 1) List of Accessories (i) Travellers, Cranes Class 2 Table 2) | Whole is not rateable if under Class 1 or Class 2 if not used in connection with fuel for the generation of power or if not accessory to Class 1 or Class. | Moving Traveller (Class 1 and Class 2). | It is assumed that the item forms part of an average size industrial, commercial or office complex. Where it would be normal to find more than one item in such a hereditament the ERC stated has been adjusted to reflect any number / quantity, discount. These figures are NOT one off figures. | If the traveller span varies from the 15m basic cost guide standard then the following % adjustments are to be adopted. 5m span deduct 60%, 7 & 8m span deduct 50%, 10m span deduct 30%, (15m span no change), 20m span add 45%, 25m span add 90%. | Cranes: Gantry Rails & Supports Integral. Composite stanchion taking the main support beam and rail track. | - | 10071 | 214BBV, 214BBO | m | - | Please Select | - | - | 3844.5625 | Option 2 | 4766.5044 | 23.98% | 4278.5709 | 3233.5912 | -15.89% | -32.16% | 3233.5912 | -15.89% | ERC Over-ridden | Ryan Casey | VOA_GPN_GOV_UK\7233251 | 2021-07-30 | Low | Blue | High | Cost build up has no narrative to explain quantities no resemblance to SPONS rates. Needs a fresh measure next time and costs likely to decrease significantly. | - | No build up. RC continued template for Freestanding cranes, which had a build-up. ERC index RCG2021 rate. | NA | SPONS A&B | 2 | (BEAMS Note 1) P&M | Cranes: Gantry Rails & Supports Integral. Composite stanchion taking the main support beam and rail track. | - | 1 | TRUE
1048 | 214BCD | 7702 | 214BCD | Cranes | Gantry Rails and Supports - Integral | Height to Underside of Rail Track | 24.38m | 150 tonnes | The crane gantry support beam supports the rail track upon which the moving traveller rests. The costs given include the extra foundations, the extra size of the support stanchion, the support beam and the rail track. Most buildings erected with structural steel stanchions are capable of also holding a gantry rail of up to 5 tonnes. In these cases an angle fillet is bolted to the upright projecting into the workshop/warehouse and the rail track support (with rail track on top) is fixed to this. As the traveller tonnage increases (over 5 tonnes) the upright stanchions, and horizontal beam, (and foundations to the stanchions) are increased in size to accommodate the extra load and thus the costs set out are in part for this ADDITIONAL cost element. This is over and above the figures used for the building framework. The additional steelwork, concrete foundation work, support beam, support flanges and rail track are regarded as Class 4 Table 3 structural supports and ERC provided are all inclusive. The foundations will be larger to accommodate the extra load and the table includes an item for this element Below 5 tonnes the support beam and rail track may be substantial and the cost of this alone can be calculated by using the weight of steel appropriate. See Structural Steelwork supporting structures. Moving beam buffers These may be of various lengths and where two travellers work the same beam they prevent the two beams from coming to close together. This allows even distribution of weight down through the vertical stanchions. For max weight that rail support and stanchions can take look at SWL indication on main traveller. DO NOT add the various beam support weights together the max load that can be lifted is the heaviest beams SWL. | Location Adjustment Applicable (See Guidance Notes) - ERC = UK mean of 1.00 | (BEAMS Note 1) The ERC for this item should be added to the total of the ERC of the other P&M items on the site and the Buildings ERC (where applicable) to enable the correct contract size adjustment to be made. ERC of P&M Items + ERC of Building Component’s = Total ERC (net figure rateable items only) to which contract size adjustment should be applied The 2023 Generic Contractors Test Spreadsheet has this facility built into the programme - it is recommended you undertake all contractors test valuations using this spreadsheet. (Details on the application of contract size adjustments can be found in the RCG 2023 Guidance notes). Where RV is calculated using the comparative method (rental method) the contract size adjustment should be made as follows: Select - SCAT code box ""P and M as an addition” within the 2023 Generic Contractors Test Spreadsheet facility. Or Where the spreadsheet is not used take the: Reciprocal of statutory de-capitalisation rate (i.e. 5% reciprocal = 20) multiply by rateable value of the buildings (before any overall end allowances are made and after making a notional deduction for the land value) and add to the ERC of P&M. Use resultant figure to calculate contract size adjustment. (Guidance Notes - Section 6) | The costs are based on units with a 15m span traveller. The lifting capacity of the crane, height to underside of rail track (top of the track support beam) and the length of the gantry is all that is required to operate the scales (measured between the rails down the middle of the workshop). (Do not hook a metal tape onto the horizontal beam in order to gain the height. Most have exposed electrical cables attached). LINEAR METRE is distance-taking measurement between rail tracks of the length of the rail tracks. (Not always the length of the building) and is NOT the combined length of the two rails. The above costs do not include the moving traveller but do include foundations | Moving beam buffers These may be of various lengths and where two travellers work the same beam they prevent the two beams from coming to close together. This allows even distribution of weight down through the vertical stanchions. For max weight that rail support and stanchions can take look at SWL indication on main traveller. DO NOT add the various beam support weights together the max load that can be lifted is the heaviest beams SWL. | Class 4 Table 3 Foundations, settings, fixed gantries, supports Class 1 Table 1) List of Accessories (i) Travellers, Cranes Class 2 Table 2) | Whole is not rateable if under Class 1 or Class 2 if not used in connection with fuel for the generation of power or if not accessory to Class 1 or Class. | Moving Traveller (Class 1 and Class 2). | It is assumed that the item forms part of an average size industrial, commercial or office complex. Where it would be normal to find more than one item in such a hereditament the ERC stated has been adjusted to reflect any number / quantity, discount. These figures are NOT one off figures. | If the traveller span varies from the 15m basic cost guide standard then the following % adjustments are to be adopted. 5m span deduct 60%, 7 & 8m span deduct 50%, 10m span deduct 30%, (15m span no change), 20m span add 45%, 25m span add 90%. | Cranes: Gantry Rails & Supports Integral. Composite stanchion taking the main support beam and rail track. | - | 10071 | 214BBW, 214BBP | m | - | Please Select | - | - | 4910.5938 | Option 2 | 6088.1743 | 23.98% | 7650.402 | 5781.9008 | 17.74% | -5.031% | 5781.9008 | 17.74% | ERC Over-ridden | Ryan Casey | VOA_GPN_GOV_UK\7233251 | 2021-07-30 | Low | Blue | High | Cost build up has no narrative to explain quantities no resemblance to SPONS rates. Needs a fresh measure next time and costs likely to decrease significantly. | - | No build up. RC continued template for Freestanding cranes, which had a build-up. ERC index RCG2021 rate. | NA | SPONS A&B | 2 | (BEAMS Note 1) P&M | Cranes: Gantry Rails & Supports Integral. Composite stanchion taking the main support beam and rail track. | - | 1 | TRUE
1049 | 214BCE | 7703 | 214BCE | Cranes | Gantry Rails and Supports - Integral | Height to Underside of Rail Track | 24.38m | 200 tonnes | The crane gantry support beam supports the rail track upon which the moving traveller rests. The costs given include the extra foundations, the extra size of the support stanchion, the support beam and the rail track. Most buildings erected with structural steel stanchions are capable of also holding a gantry rail of up to 5 tonnes. In these cases an angle fillet is bolted to the upright projecting into the workshop/warehouse and the rail track support (with rail track on top) is fixed to this. As the traveller tonnage increases (over 5 tonnes) the upright stanchions, and horizontal beam, (and foundations to the stanchions) are increased in size to accommodate the extra load and thus the costs set out are in part for this ADDITIONAL cost element. This is over and above the figures used for the building framework. The additional steelwork, concrete foundation work, support beam, support flanges and rail track are regarded as Class 4 Table 3 structural supports and ERC provided are all inclusive. The foundations will be larger to accommodate the extra load and the table includes an item for this element Below 5 tonnes the support beam and rail track may be substantial and the cost of this alone can be calculated by using the weight of steel appropriate. See Structural Steelwork supporting structures. Moving beam buffers These may be of various lengths and where two travellers work the same beam they prevent the two beams from coming to close together. This allows even distribution of weight down through the vertical stanchions. For max weight that rail support and stanchions can take look at SWL indication on main traveller. DO NOT add the various beam support weights together the max load that can be lifted is the heaviest beams SWL. | Location Adjustment Applicable (See Guidance Notes) - ERC = UK mean of 1.00 | (BEAMS Note 1) The ERC for this item should be added to the total of the ERC of the other P&M items on the site and the Buildings ERC (where applicable) to enable the correct contract size adjustment to be made. ERC of P&M Items + ERC of Building Component’s = Total ERC (net figure rateable items only) to which contract size adjustment should be applied The 2023 Generic Contractors Test Spreadsheet has this facility built into the programme - it is recommended you undertake all contractors test valuations using this spreadsheet. (Details on the application of contract size adjustments can be found in the RCG 2023 Guidance notes). Where RV is calculated using the comparative method (rental method) the contract size adjustment should be made as follows: Select - SCAT code box ""P and M as an addition” within the 2023 Generic Contractors Test Spreadsheet facility. Or Where the spreadsheet is not used take the: Reciprocal of statutory de-capitalisation rate (i.e. 5% reciprocal = 20) multiply by rateable value of the buildings (before any overall end allowances are made and after making a notional deduction for the land value) and add to the ERC of P&M. Use resultant figure to calculate contract size adjustment. (Guidance Notes - Section 6) | The costs are based on units with a 15m span traveller. The lifting capacity of the crane, height to underside of rail track (top of the track support beam) and the length of the gantry is all that is required to operate the scales (measured between the rails down the middle of the workshop). (Do not hook a metal tape onto the horizontal beam in order to gain the height. Most have exposed electrical cables attached). LINEAR METRE is distance-taking measurement between rail tracks of the length of the rail tracks. (Not always the length of the building) and is NOT the combined length of the two rails. The above costs do not include the moving traveller but do include foundations | Moving beam buffers These may be of various lengths and where two travellers work the same beam they prevent the two beams from coming to close together. This allows even distribution of weight down through the vertical stanchions. For max weight that rail support and stanchions can take look at SWL indication on main traveller. DO NOT add the various beam support weights together the max load that can be lifted is the heaviest beams SWL. | Class 4 Table 3 Foundations, settings, fixed gantries, supports Class 1 Table 1) List of Accessories (i) Travellers, Cranes Class 2 Table 2) | Whole is not rateable if under Class 1 or Class 2 if not used in connection with fuel for the generation of power or if not accessory to Class 1 or Class. | Moving Traveller (Class 1 and Class 2). | It is assumed that the item forms part of an average size industrial, commercial or office complex. Where it would be normal to find more than one item in such a hereditament the ERC stated has been adjusted to reflect any number / quantity, discount. These figures are NOT one off figures. | If the traveller span varies from the 15m basic cost guide standard then the following % adjustments are to be adopted. 5m span deduct 60%, 7 & 8m span deduct 50%, 10m span deduct 30%, (15m span no change), 20m span add 45%, 25m span add 90%. | Cranes: Gantry Rails & Supports Integral. Composite stanchion taking the main support beam and rail track. | - | 10071 | 214BBX, 214BBQ | m | - | Please Select | - | - | 5843.9062 | Option 2 | 7245.2989 | 23.98% | 8283.6259 | 6260.4688 | 7.128% | -13.59% | 6260.4688 | 7.128% | ERC Over-ridden | Ryan Casey | VOA_GPN_GOV_UK\7233251 | 2021-07-30 | Low | Blue | High | Cost build up has no narrative to explain quantities no resemblance to SPONS rates. Needs a fresh measure next time and costs likely to decrease significantly. | - | No build up. RC continued template for Freestanding cranes, which had a build-up. ERC index RCG2021 rate. | NA | SPONS A&B | 2 | (BEAMS Note 1) P&M | Cranes: Gantry Rails & Supports Integral. Composite stanchion taking the main support beam and rail track. | - | 1 | TRUE
1050 | 214BCF | 7704 | 214BCF | Cranes | Gantry Rails and Supports - Integral | Height to Underside of Rail Track | 24.38m | 250 tonnes | The crane gantry support beam supports the rail track upon which the moving traveller rests. The costs given include the extra foundations, the extra size of the support stanchion, the support beam and the rail track. Most buildings erected with structural steel stanchions are capable of also holding a gantry rail of up to 5 tonnes. In these cases an angle fillet is bolted to the upright projecting into the workshop/warehouse and the rail track support (with rail track on top) is fixed to this. As the traveller tonnage increases (over 5 tonnes) the upright stanchions, and horizontal beam, (and foundations to the stanchions) are increased in size to accommodate the extra load and thus the costs set out are in part for this ADDITIONAL cost element. This is over and above the figures used for the building framework. The additional steelwork, concrete foundation work, support beam, support flanges and rail track are regarded as Class 4 Table 3 structural supports and ERC provided are all inclusive. The foundations will be larger to accommodate the extra load and the table includes an item for this element Below 5 tonnes the support beam and rail track may be substantial and the cost of this alone can be calculated by using the weight of steel appropriate. See Structural Steelwork supporting structures. Moving beam buffers These may be of various lengths and where two travellers work the same beam they prevent the two beams from coming to close together. This allows even distribution of weight down through the vertical stanchions. For max weight that rail support and stanchions can take look at SWL indication on main traveller. DO NOT add the various beam support weights together the max load that can be lifted is the heaviest beams SWL. | Location Adjustment Applicable (See Guidance Notes) - ERC = UK mean of 1.00 | (BEAMS Note 1) The ERC for this item should be added to the total of the ERC of the other P&M items on the site and the Buildings ERC (where applicable) to enable the correct contract size adjustment to be made. ERC of P&M Items + ERC of Building Component’s = Total ERC (net figure rateable items only) to which contract size adjustment should be applied The 2023 Generic Contractors Test Spreadsheet has this facility built into the programme - it is recommended you undertake all contractors test valuations using this spreadsheet. (Details on the application of contract size adjustments can be found in the RCG 2023 Guidance notes). Where RV is calculated using the comparative method (rental method) the contract size adjustment should be made as follows: Select - SCAT code box ""P and M as an addition” within the 2023 Generic Contractors Test Spreadsheet facility. Or Where the spreadsheet is not used take the: Reciprocal of statutory de-capitalisation rate (i.e. 5% reciprocal = 20) multiply by rateable value of the buildings (before any overall end allowances are made and after making a notional deduction for the land value) and add to the ERC of P&M. Use resultant figure to calculate contract size adjustment. (Guidance Notes - Section 6) | The costs are based on units with a 15m span traveller. The lifting capacity of the crane, height to underside of rail track (top of the track support beam) and the length of the gantry is all that is required to operate the scales (measured between the rails down the middle of the workshop). (Do not hook a metal tape onto the horizontal beam in order to gain the height. Most have exposed electrical cables attached). LINEAR METRE is distance-taking measurement between rail tracks of the length of the rail tracks. (Not always the length of the building) and is NOT the combined length of the two rails. The above costs do not include the moving traveller but do include foundations | Moving beam buffers These may be of various lengths and where two travellers work the same beam they prevent the two beams from coming to close together. This allows even distribution of weight down through the vertical stanchions. For max weight that rail support and stanchions can take look at SWL indication on main traveller. DO NOT add the various beam support weights together the max load that can be lifted is the heaviest beams SWL. | Class 4 Table 3 Foundations, settings, fixed gantries, supports Class 1 Table 1) List of Accessories (i) Travellers, Cranes Class 2 Table 2) | Whole is not rateable if under Class 1 or Class 2 if not used in connection with fuel for the generation of power or if not accessory to Class 1 or Class. | Moving Traveller (Class 1 and Class 2). | It is assumed that the item forms part of an average size industrial, commercial or office complex. Where it would be normal to find more than one item in such a hereditament the ERC stated has been adjusted to reflect any number / quantity, discount. These figures are NOT one off figures. | If the traveller span varies from the 15m basic cost guide standard then the following % adjustments are to be adopted. 5m span deduct 60%, 7 & 8m span deduct 50%, 10m span deduct 30%, (15m span no change), 20m span add 45%, 25m span add 90%. | Cranes: Gantry Rails & Supports Integral. Composite stanchion taking the main support beam and rail track. | - | 10071 | 214BBY, 214BBR | m | - | Please Select | - | - | 6695.875 | Option 2 | 8301.5733 | 23.98% | 11556.6235 | 8734.0835 | 30.44% | 5.21% | 8734.0835 | 30.44% | ERC Over-ridden | Ryan Casey | VOA_GPN_GOV_UK\7233251 | 2021-07-30 | Low | Blue | High | Cost build up has no narrative to explain quantities no resemblance to SPONS rates. Needs a fresh measure next time and costs likely to decrease significantly. | - | No build up. RC continued template for Freestanding cranes, which had a build-up. ERC index RCG2021 rate. | NA | SPONS A&B | 2 | (BEAMS Note 1) P&M | Cranes: Gantry Rails & Supports Integral. Composite stanchion taking the main support beam and rail track. | - | 1 | TRUE
1051 | 214BCG | 7705 | 214BCG | Cranes | Gantry Rails and Supports - Integral | Height to Underside of Rail Track | 26.9m | 40 tonnes | The crane gantry support beam supports the rail track upon which the moving traveller rests. The costs given include the extra foundations, the extra size of the support stanchion, the support beam and the rail track. Most buildings erected with structural steel stanchions are capable of also holding a gantry rail of up to 5 tonnes. In these cases an angle fillet is bolted to the upright projecting into the workshop/warehouse and the rail track support (with rail track on top) is fixed to this. As the traveller tonnage increases (over 5 tonnes) the upright stanchions, and horizontal beam, (and foundations to the stanchions) are increased in size to accommodate the extra load and thus the costs set out are in part for this ADDITIONAL cost element. This is over and above the figures used for the building framework. The additional steelwork, concrete foundation work, support beam, support flanges and rail track are regarded as Class 4 Table 3 structural supports and ERC¬s provided are all inclusive. The foundations will be larger to accommodate the extra load and the table includes an item for this element Below 5 tonnes the support beam and rail track may be substantial and the cost of this alone can be calculated by using the weight of steel appropriate. See Structural Steelwork supporting structures. Moving beam buffers These may be of various lengths and where two travellers work the same beam they prevent the two beams from coming to close together. This allows even distribution of weight down through the vertical stanchions. For max weight that rail support and stanchions can take look at SWL indication on main traveller. DO NOT add the various beam support weights together the max load that can be lifted is the heaviest beams SWL. | Location Adjustment Applicable (See Guidance Notes) - ERC = UK mean of 1.00 | (BEAMS Note 1) The ERC for this item should be added to the total of the ERC of the other P&M items on the site and the Buildings ERC (where applicable) to enable the correct contract size adjustment to be made. ERC of P&M Items + ERC of Building Component’s = Total ERC (net figure rateable items only) to which contract size adjustment should be applied The 2023 Generic Contractors Test Spreadsheet has this facility built into the programme - it is recommended you undertake all contractors test valuations using this spreadsheet. (Details on the application of contract size adjustments can be found in the RCG 2023 Guidance notes). Where RV is calculated using the comparative method (rental method) the contract size adjustment should be made as follows: Select - SCAT code box ""P and M as an addition” within the 2023 Generic Contractors Test Spreadsheet facility. Or Where the spreadsheet is not used take the: Reciprocal of statutory de-capitalisation rate (i.e. 5% reciprocal = 20) multiply by rateable value of the buildings (before any overall end allowances are made and after making a notional deduction for the land value) and add to the ERC of P&M. Use resultant figure to calculate contract size adjustment. (Guidance Notes - Section 6) | The costs are based on units with a 15m span traveller. The lifting capacity of the crane, height to underside of rail track (top of the track support beam) and the length of the gantry is all that is required to operate the scales (measured between the rails down the middle of the workshop). (Do not hook a metal tape onto the horizontal beam in order to gain the height. Most have exposed electrical cables attached). LINEAR METRE is distance-taking measurement between rail tracks of the length of the rail tracks. (Not always the length of the building) and is NOT the combined length of the two rails. The above costs do not include the moving traveller but do include foundations. | Moving beam buffers These may be of various lengths and where two travellers work the same beam they prevent the two beams from coming to close together. This allows even distribution of weight down through the vertical stanchions. For max weight that rail support and stanchions can take look at SWL indication on main traveller. DO NOT add the various beam support weights together the max load that can be lifted is the heaviest beams SWL. | Class 4 Table 3 Foundations, settings, fixed gantries, supports Class 1 Table 1) List of Accessories (i) Travellers, Cranes Class 2 Table 2) | Whole is not rateable if under Class 1 or Class 2 if not used in connection with fuel for the generation of power or if not accessory to Class 1 or Class 2. | Moving Traveller (Class 1 and Class 2) | It is assumed that the item forms part of an "average size industrial, commercial or office complex". Where it would be normal to find more than one item in such a hereditament the ERC stated has been adjusted to reflect any number / quantity, discount. These figures are NOT one off figures. | If the traveller span varies from the 15m basic cost guide standard then the following % adjustments are to be adopted. 5m span deduct 60%, 7 & 8m span deduct 50%, 10m span deduct 30%, (15m span no change), 20m span add 45%, 25m span add 90%. | Cranes: Gantry Rails & Supports Integral. Composite stanchion taking the main support beam and rail track. | - | 10071 |  | M | - | NA | NA | NA | 2192 | Option 2 | 2717.6506 | 23.98% | 0 | 0 | -100% | -100% | 0 | -100% | Redirected | NA | VOA_GPN_GOV_UK\7246041 | 2019-08-30 | Low | Blue | High | Risk taken from previous CG | - | - | NA | SPONS A&B | NA | (BEAMS Note 1) The ERC for this item should be added to the total of the ERC of the other P&M items on the site and the Buildings ERC (where applicable) to enable the correct contract size adjustment to be made. ERC of P&M Items + ERC of Building Component’s = Total ERC (net figure rateable items only) to which contract size adjustment should be applied The 2021 Generic Contractors Test Spreadsheet has this facility built into the programme - it is recommended you undertake all contractors test valuations using this spreadsheet. (Details on the application of contract size adjustments can be found in the RCG 2021 Guidance notes). Where RV is calculated using the comparative method (rental method) the contract size adjustment should be made as follows: Select - SCAT code box "P and M as an addition” within the 2021 Generic Contractors Test Spreadsheet facility. Or Where the spreadsheet is not used take the: Reciprocal of statutory de-capitalisation rate (i.e. 5% reciprocal = 20) multiply by rateable value of the buildings (before any overall end allowances are made and after making a notional deduction for the land value) and add to the ERC of P&M. Use resultant figure to calculate contract size adjustment. (Guidance Notes - Section 6) | Cranes: Gantry Rails & Supports Integral. Composite stanchion taking the main support beam and rail track. | - | 1 | TRUE
1052 | 214BCH | 7706 | 214BCH | Cranes | Gantry Rails and Supports - Integral | Height to Underside of Rail Track | 26.9m | 50 tonnes | The crane gantry support beam supports the rail track upon which the moving traveller rests. The costs given include the extra foundations, the extra size of the support stanchion, the support beam and the rail track. Most buildings erected with structural steel stanchions are capable of also holding a gantry rail of up to 5 tonnes. In these cases an angle fillet is bolted to the upright projecting into the workshop/warehouse and the rail track support (with rail track on top) is fixed to this. As the traveller tonnage increases (over 5 tonnes) the upright stanchions, and horizontal beam, (and foundations to the stanchions) are increased in size to accommodate the extra load and thus the costs set out are in part for this ADDITIONAL cost element. This is over and above the figures used for the building framework. The additional steelwork, concrete foundation work, support beam, support flanges and rail track are regarded as Class 4 Table 3 structural supports and ERC¬s provided are all inclusive. The foundations will be larger to accommodate the extra load and the table includes an item for this element Below 5 tonnes the support beam and rail track may be substantial and the cost of this alone can be calculated by using the weight of steel appropriate. See Structural Steelwork supporting structures. Moving beam buffers These may be of various lengths and where two travellers work the same beam they prevent the two beams from coming to close together. This allows even distribution of weight down through the vertical stanchions. For max weight that rail support and stanchions can take look at SWL indication on main traveller. DO NOT add the various beam support weights together the max load that can be lifted is the heaviest beams SWL. | Location Adjustment Applicable (See Guidance Notes) - ERC = UK mean of 1.00 | (BEAMS Note 1) The ERC for this item should be added to the total of the ERC of the other P&M items on the site and the Buildings ERC (where applicable) to enable the correct contract size adjustment to be made. ERC of P&M Items + ERC of Building Component’s = Total ERC (net figure rateable items only) to which contract size adjustment should be applied The 2023 Generic Contractors Test Spreadsheet has this facility built into the programme - it is recommended you undertake all contractors test valuations using this spreadsheet. (Details on the application of contract size adjustments can be found in the RCG 2023 Guidance notes). Where RV is calculated using the comparative method (rental method) the contract size adjustment should be made as follows: Select - SCAT code box ""P and M as an addition” within the 2023 Generic Contractors Test Spreadsheet facility. Or Where the spreadsheet is not used take the: Reciprocal of statutory de-capitalisation rate (i.e. 5% reciprocal = 20) multiply by rateable value of the buildings (before any overall end allowances are made and after making a notional deduction for the land value) and add to the ERC of P&M. Use resultant figure to calculate contract size adjustment. (Guidance Notes - Section 6) | The costs are based on units with a 15m span traveller. The lifting capacity of the crane, height to underside of rail track (top of the track support beam) and the length of the gantry is all that is required to operate the scales (measured between the rails down the middle of the workshop). (Do not hook a metal tape onto the horizontal beam in order to gain the height. Most have exposed electrical cables attached). LINEAR METRE is distance-taking measurement between rail tracks of the length of the rail tracks. (Not always the length of the building) and is NOT the combined length of the two rails. The above costs do not include the moving traveller but do include foundations. | Moving beam buffers These may be of various lengths and where two travellers work the same beam they prevent the two beams from coming to close together. This allows even distribution of weight down through the vertical stanchions. For max weight that rail support and stanchions can take look at SWL indication on main traveller. DO NOT add the various beam support weights together the max load that can be lifted is the heaviest beams SWL. | Class 4 Table 3 Foundations, settings, fixed gantries, supports Class 1 Table 1) List of Accessories (i) Travellers, Cranes Class 2 Table 2) | Whole is not rateable if under Class 1 or Class 2 if not used in connection with fuel for the generation of power or if not accessory to Class 1 or Class 2. | Moving Traveller (Class 1 and Class 2) | It is assumed that the item forms part of an "average size industrial, commercial or office complex". Where it would be normal to find more than one item in such a hereditament the ERC stated has been adjusted to reflect any number / quantity, discount. These figures are NOT one off figures. | If the traveller span varies from the 15m basic cost guide standard then the following % adjustments are to be adopted. 5m span deduct 60%, 7 & 8m span deduct 50%, 10m span deduct 30%, (15m span no change), 20m span add 45%, 25m span add 90%. | Cranes: Gantry Rails & Supports Integral. Composite stanchion taking the main support beam and rail track. | - | 10071 |  | M | - | NA | NA | NA | 2560.1875 | Option 2 | 3174.131 | 23.98% | 0 | 0 | -100% | -100% | 0 | -100% | Redirected | NA | VOA_GPN_GOV_UK\7246041 | 2019-08-30 | Low | Blue | High | Risk taken from previous CG | - | - | NA | SPONS A&B | NA | (BEAMS Note 1) The ERC for this item should be added to the total of the ERC of the other P&M items on the site and the Buildings ERC (where applicable) to enable the correct contract size adjustment to be made. ERC of P&M Items + ERC of Building Component’s = Total ERC (net figure rateable items only) to which contract size adjustment should be applied The 2021 Generic Contractors Test Spreadsheet has this facility built into the programme - it is recommended you undertake all contractors test valuations using this spreadsheet. (Details on the application of contract size adjustments can be found in the RCG 2021 Guidance notes). Where RV is calculated using the comparative method (rental method) the contract size adjustment should be made as follows: Select - SCAT code box "P and M as an addition” within the 2021 Generic Contractors Test Spreadsheet facility. Or Where the spreadsheet is not used take the: Reciprocal of statutory de-capitalisation rate (i.e. 5% reciprocal = 20) multiply by rateable value of the buildings (before any overall end allowances are made and after making a notional deduction for the land value) and add to the ERC of P&M. Use resultant figure to calculate contract size adjustment. (Guidance Notes - Section 6) | Cranes: Gantry Rails & Supports Integral. Composite stanchion taking the main support beam and rail track. | - | 1 | TRUE
1053 | 214BCI | 7707 | 214BCI | Cranes | Gantry Rails and Supports - Integral | Height to Underside of Rail Track | 26.9m | 75 tonnes | The crane gantry support beam supports the rail track upon which the moving traveller rests. The costs given include the extra foundations, the extra size of the support stanchion, the support beam and the rail track. Most buildings erected with structural steel stanchions are capable of also holding a gantry rail of up to 5 tonnes. In these cases an angle fillet is bolted to the upright projecting into the workshop/warehouse and the rail track support (with rail track on top) is fixed to this. As the traveller tonnage increases (over 5 tonnes) the upright stanchions, and horizontal beam, (and foundations to the stanchions) are increased in size to accommodate the extra load and thus the costs set out are in part for this ADDITIONAL cost element. This is over and above the figures used for the building framework. The additional steelwork, concrete foundation work, support beam, support flanges and rail track are regarded as Class 4 Table 3 structural supports and ERC¬s provided are all inclusive. The foundations will be larger to accommodate the extra load and the table includes an item for this element Below 5 tonnes the support beam and rail track may be substantial and the cost of this alone can be calculated by using the weight of steel appropriate. See Structural Steelwork supporting structures. Moving beam buffers These may be of various lengths and where two travellers work the same beam they prevent the two beams from coming to close together. This allows even distribution of weight down through the vertical stanchions. For max weight that rail support and stanchions can take look at SWL indication on main traveller. DO NOT add the various beam support weights together the max load that can be lifted is the heaviest beams SWL. | Location Adjustment Applicable (See Guidance Notes) - ERC = UK mean of 1.00 | (BEAMS Note 1) The ERC for this item should be added to the total of the ERC of the other P&M items on the site and the Buildings ERC (where applicable) to enable the correct contract size adjustment to be made. ERC of P&M Items + ERC of Building Component’s = Total ERC (net figure rateable items only) to which contract size adjustment should be applied The 2023 Generic Contractors Test Spreadsheet has this facility built into the programme - it is recommended you undertake all contractors test valuations using this spreadsheet. (Details on the application of contract size adjustments can be found in the RCG 2023 Guidance notes). Where RV is calculated using the comparative method (rental method) the contract size adjustment should be made as follows: Select - SCAT code box ""P and M as an addition” within the 2023 Generic Contractors Test Spreadsheet facility. Or Where the spreadsheet is not used take the: Reciprocal of statutory de-capitalisation rate (i.e. 5% reciprocal = 20) multiply by rateable value of the buildings (before any overall end allowances are made and after making a notional deduction for the land value) and add to the ERC of P&M. Use resultant figure to calculate contract size adjustment. (Guidance Notes - Section 6) | The costs are based on units with a 15m span traveller. The lifting capacity of the crane, height to underside of rail track (top of the track support beam) and the length of the gantry is all that is required to operate the scales (measured between the rails down the middle of the workshop). (Do not hook a metal tape onto the horizontal beam in order to gain the height. Most have exposed electrical cables attached). LINEAR METRE is distance-taking measurement between rail tracks of the length of the rail tracks. (Not always the length of the building) and is NOT the combined length of the two rails. The above costs do not include the moving traveller but do include foundations. | Moving beam buffers These may be of various lengths and where two travellers work the same beam they prevent the two beams from coming to close together. This allows even distribution of weight down through the vertical stanchions. For max weight that rail support and stanchions can take look at SWL indication on main traveller. DO NOT add the various beam support weights together the max load that can be lifted is the heaviest beams SWL. | Class 4 Table 3 Foundations, settings, fixed gantries, supports Class 1 Table 1) List of Accessories (i) Travellers, Cranes Class 2 Table 2) | Whole is not rateable if under Class 1 or Class 2 if not used in connection with fuel for the generation of power or if not accessory to Class 1 or Class 2. | Moving Traveller (Class 1 and Class 2) | It is assumed that the item forms part of an "average size industrial, commercial or office complex". Where it would be normal to find more than one item in such a hereditament the ERC stated has been adjusted to reflect any number / quantity, discount. These figures are NOT one off figures. | If the traveller span varies from the 15m basic cost guide standard then the following % adjustments are to be adopted. 5m span deduct 60%, 7 & 8m span deduct 50%, 10m span deduct 30%, (15m span no change), 20m span add 45%, 25m span add 90%. | Cranes: Gantry Rails & Supports Integral. Composite stanchion taking the main support beam and rail track. | - | 10071 |  | M | - | NA | NA | NA | 3335.95 | Option 2 | 4135.9245 | 23.98% | 0 | 0 | -100% | -100% | 0 | -100% | Redirected | NA | VOA_GPN_GOV_UK\7246041 | 2019-08-30 | Low | Blue | High | Risk taken from previous CG | - | - | NA | SPONS A&B | NA | (BEAMS Note 1) The ERC for this item should be added to the total of the ERC of the other P&M items on the site and the Buildings ERC (where applicable) to enable the correct contract size adjustment to be made. ERC of P&M Items + ERC of Building Component’s = Total ERC (net figure rateable items only) to which contract size adjustment should be applied The 2021 Generic Contractors Test Spreadsheet has this facility built into the programme - it is recommended you undertake all contractors test valuations using this spreadsheet. (Details on the application of contract size adjustments can be found in the RCG 2021 Guidance notes). Where RV is calculated using the comparative method (rental method) the contract size adjustment should be made as follows: Select - SCAT code box "P and M as an addition” within the 2021 Generic Contractors Test Spreadsheet facility. Or Where the spreadsheet is not used take the: Reciprocal of statutory de-capitalisation rate (i.e. 5% reciprocal = 20) multiply by rateable value of the buildings (before any overall end allowances are made and after making a notional deduction for the land value) and add to the ERC of P&M. Use resultant figure to calculate contract size adjustment. (Guidance Notes - Section 6) | Cranes: Gantry Rails & Supports Integral. Composite stanchion taking the main support beam and rail track. | - | 1 | TRUE
1054 | 214BCJ | 7708 | 214BCJ | Cranes | Gantry Rails and Supports - Integral | Height to Underside of Rail Track | 26.9m | 100 tonnes | The crane gantry support beam supports the rail track upon which the moving traveller rests. The costs given include the extra foundations, the extra size of the support stanchion, the support beam and the rail track. Most buildings erected with structural steel stanchions are capable of also holding a gantry rail of up to 5 tonnes. In these cases an angle fillet is bolted to the upright projecting into the workshop/warehouse and the rail track support (with rail track on top) is fixed to this. As the traveller tonnage increases (over 5 tonnes) the upright stanchions, and horizontal beam, (and foundations to the stanchions) are increased in size to accommodate the extra load and thus the costs set out are in part for this ADDITIONAL cost element. This is over and above the figures used for the building framework. The additional steelwork, concrete foundation work, support beam, support flanges and rail track are regarded as Class 4 Table 3 structural supports and ERC¬s provided are all inclusive. The foundations will be larger to accommodate the extra load and the table includes an item for this element Below 5 tonnes the support beam and rail track may be substantial and the cost of this alone can be calculated by using the weight of steel appropriate. See Structural Steelwork supporting structures. Moving beam buffers These may be of various lengths and where two travellers work the same beam they prevent the two beams from coming to close together. This allows even distribution of weight down through the vertical stanchions. For max weight that rail support and stanchions can take look at SWL indication on main traveller. DO NOT add the various beam support weights together the max load that can be lifted is the heaviest beams SWL. | Location Adjustment Applicable (See Guidance Notes) - ERC = UK mean of 1.00 | (BEAMS Note 1) The ERC for this item should be added to the total of the ERC of the other P&M items on the site and the Buildings ERC (where applicable) to enable the correct contract size adjustment to be made. ERC of P&M Items + ERC of Building Component’s = Total ERC (net figure rateable items only) to which contract size adjustment should be applied The 2023 Generic Contractors Test Spreadsheet has this facility built into the programme - it is recommended you undertake all contractors test valuations using this spreadsheet. (Details on the application of contract size adjustments can be found in the RCG 2023 Guidance notes). Where RV is calculated using the comparative method (rental method) the contract size adjustment should be made as follows: Select - SCAT code box ""P and M as an addition” within the 2023 Generic Contractors Test Spreadsheet facility. Or Where the spreadsheet is not used take the: Reciprocal of statutory de-capitalisation rate (i.e. 5% reciprocal = 20) multiply by rateable value of the buildings (before any overall end allowances are made and after making a notional deduction for the land value) and add to the ERC of P&M. Use resultant figure to calculate contract size adjustment. (Guidance Notes - Section 6) | The costs are based on units with a 15m span traveller. The lifting capacity of the crane, height to underside of rail track (top of the track support beam) and the length of the gantry is all that is required to operate the scales (measured between the rails down the middle of the workshop). (Do not hook a metal tape onto the horizontal beam in order to gain the height. Most have exposed electrical cables attached). LINEAR METRE is distance-taking measurement between rail tracks of the length of the rail tracks. (Not always the length of the building) and is NOT the combined length of the two rails. The above costs do not include the moving traveller but do include foundations. | Moving beam buffers These may be of various lengths and where two travellers work the same beam they prevent the two beams from coming to close together. This allows even distribution of weight down through the vertical stanchions. For max weight that rail support and stanchions can take look at SWL indication on main traveller. DO NOT add the various beam support weights together the max load that can be lifted is the heaviest beams SWL. | Class 4 Table 3 Foundations, settings, fixed gantries, supports Class 1 Table 1) List of Accessories (i) Travellers, Cranes Class 2 Table 2) | Whole is not rateable if under Class 1 or Class 2 if not used in connection with fuel for the generation of power or if not accessory to Class 1 or Class 2. | Moving Traveller (Class 1 and Class 2) | It is assumed that the item forms part of an "average size industrial, commercial or office complex". Where it would be normal to find more than one item in such a hereditament the ERC stated has been adjusted to reflect any number / quantity, discount. These figures are NOT one off figures. | If the traveller span varies from the 15m basic cost guide standard then the following % adjustments are to be adopted. 5m span deduct 60%, 7 & 8m span deduct 50%, 10m span deduct 30%, (15m span no change), 20m span add 45%, 25m span add 90%. | Cranes: Gantry Rails & Supports Integral. Composite stanchion taking the main support beam and rail track. | - | 10071 |  | M | - | NA | NA | NA | 3985.8437 | Option 2 | 4941.6654 | 23.98% | 0 | 0 | -100% | -100% | 0 | -100% | Redirected | NA | VOA_GPN_GOV_UK\7246041 | 2019-08-30 | Low | Blue | High | Risk taken from previous CG | - | - | NA | SPONS A&B | NA | (BEAMS Note 1) The ERC for this item should be added to the total of the ERC of the other P&M items on the site and the Buildings ERC (where applicable) to enable the correct contract size adjustment to be made. ERC of P&M Items + ERC of Building Component’s = Total ERC (net figure rateable items only) to which contract size adjustment should be applied The 2021 Generic Contractors Test Spreadsheet has this facility built into the programme - it is recommended you undertake all contractors test valuations using this spreadsheet. (Details on the application of contract size adjustments can be found in the RCG 2021 Guidance notes). Where RV is calculated using the comparative method (rental method) the contract size adjustment should be made as follows: Select - SCAT code box "P and M as an addition” within the 2021 Generic Contractors Test Spreadsheet facility. Or Where the spreadsheet is not used take the: Reciprocal of statutory de-capitalisation rate (i.e. 5% reciprocal = 20) multiply by rateable value of the buildings (before any overall end allowances are made and after making a notional deduction for the land value) and add to the ERC of P&M. Use resultant figure to calculate contract size adjustment. (Guidance Notes - Section 6) | Cranes: Gantry Rails & Supports Integral. Composite stanchion taking the main support beam and rail track. | - | 1 | TRUE
1055 | 214BCK | 7713 | 214BCK | Cranes | Gantry Rails and Supports - Integral | Height to Underside of Rail Track | 26.9m | 150 tonnes | The crane gantry support beam supports the rail track upon which the moving traveller rests. The costs given include the extra foundations, the extra size of the support stanchion, the support beam and the rail track. Most buildings erected with structural steel stanchions are capable of also holding a gantry rail of up to 5 tonnes. In these cases an angle fillet is bolted to the upright projecting into the workshop/warehouse and the rail track support (with rail track on top) is fixed to this. As the traveller tonnage increases (over 5 tonnes) the upright stanchions, and horizontal beam, (and foundations to the stanchions) are increased in size to accommodate the extra load and thus the costs set out are in part for this ADDITIONAL cost element. This is over and above the figures used for the building framework. The additional steelwork, concrete foundation work, support beam, support flanges and rail track are regarded as Class 4 Table 3 structural supports and ERC¬s provided are all inclusive. The foundations will be larger to accommodate the extra load and the table includes an item for this element Below 5 tonnes the support beam and rail track may be substantial and the cost of this alone can be calculated by using the weight of steel appropriate. See Structural Steelwork supporting structures. Moving beam buffers These may be of various lengths and where two travellers work the same beam they prevent the two beams from coming to close together. This allows even distribution of weight down through the vertical stanchions. For max weight that rail support and stanchions can take look at SWL indication on main traveller. DO NOT add the various beam support weights together the max load that can be lifted is the heaviest beams SWL. | Location Adjustment Applicable (See Guidance Notes) - ERC = UK mean of 1.00 | (BEAMS Note 1) The ERC for this item should be added to the total of the ERC of the other P&M items on the site and the Buildings ERC (where applicable) to enable the correct contract size adjustment to be made. ERC of P&M Items + ERC of Building Component’s = Total ERC (net figure rateable items only) to which contract size adjustment should be applied The 2023 Generic Contractors Test Spreadsheet has this facility built into the programme - it is recommended you undertake all contractors test valuations using this spreadsheet. (Details on the application of contract size adjustments can be found in the RCG 2023 Guidance notes). Where RV is calculated using the comparative method (rental method) the contract size adjustment should be made as follows: Select - SCAT code box ""P and M as an addition” within the 2023 Generic Contractors Test Spreadsheet facility. Or Where the spreadsheet is not used take the: Reciprocal of statutory de-capitalisation rate (i.e. 5% reciprocal = 20) multiply by rateable value of the buildings (before any overall end allowances are made and after making a notional deduction for the land value) and add to the ERC of P&M. Use resultant figure to calculate contract size adjustment. (Guidance Notes - Section 6) | The costs are based on units with a 15m span traveller. The lifting capacity of the crane, height to underside of rail track (top of the track support beam) and the length of the gantry is all that is required to operate the scales (measured between the rails down the middle of the workshop). (Do not hook a metal tape onto the horizontal beam in order to gain the height. Most have exposed electrical cables attached). LINEAR METRE is distance-taking measurement between rail tracks of the length of the rail tracks. (Not always the length of the building) and is NOT the combined length of the two rails. The above costs do not include the moving traveller but do include foundations. | Moving beam buffers These may be of various lengths and where two travellers work the same beam they prevent the two beams from coming to close together. This allows even distribution of weight down through the vertical stanchions. For max weight that rail support and stanchions can take look at SWL indication on main traveller. DO NOT add the various beam support weights together the max load that can be lifted is the heaviest beams SWL. | Class 4 Table 3 Foundations, settings, fixed gantries, supports Class 1 Table 1) List of Accessories (i) Travellers, Cranes Class 2 Table 2) | Whole is not rateable if under Class 1 or Class 2 if not used in connection with fuel for the generation of power or if not accessory to Class 1 or Class 2. | Moving Traveller (Class 1 and Class 2) | It is assumed that the item forms part of an "average size industrial, commercial or office complex". Where it would be normal to find more than one item in such a hereditament the ERC stated has been adjusted to reflect any number / quantity, discount. These figures are NOT one off figures. | If the traveller span varies from the 15m basic cost guide standard then the following % adjustments are to be adopted. 5m span deduct 60%, 7 & 8m span deduct 50%, 10m span deduct 30%, (15m span no change), 20m span add 45%, 25m span add 90%. | Cranes: Gantry Rails & Supports Integral. Composite stanchion taking the main support beam and rail track. | - | 10071 |  | M | - | NA | NA | NA | 5086.125 | Option 2 | 6305.7986 | 23.98% | 0 | 0 | -100% | -100% | 0 | -100% | Redirected | NA | VOA_GPN_GOV_UK\7246041 | 2019-08-30 | Low | Blue | High | Risk taken from previous CG | - | - | NA | SPONS A&B | NA | (BEAMS Note 1) The ERC for this item should be added to the total of the ERC of the other P&M items on the site and the Buildings ERC (where applicable) to enable the correct contract size adjustment to be made. ERC of P&M Items + ERC of Building Component’s = Total ERC (net figure rateable items only) to which contract size adjustment should be applied The 2021 Generic Contractors Test Spreadsheet has this facility built into the programme - it is recommended you undertake all contractors test valuations using this spreadsheet. (Details on the application of contract size adjustments can be found in the RCG 2021 Guidance notes). Where RV is calculated using the comparative method (rental method) the contract size adjustment should be made as follows: Select - SCAT code box "P and M as an addition” within the 2021 Generic Contractors Test Spreadsheet facility. Or Where the spreadsheet is not used take the: Reciprocal of statutory de-capitalisation rate (i.e. 5% reciprocal = 20) multiply by rateable value of the buildings (before any overall end allowances are made and after making a notional deduction for the land value) and add to the ERC of P&M. Use resultant figure to calculate contract size adjustment. (Guidance Notes - Section 6) | Cranes: Gantry Rails & Supports Integral. Composite stanchion taking the main support beam and rail track. | - | 1 | TRUE
1056 | 214BCL | 7715 | 214BCL | Cranes | Gantry Rails and Supports - Integral | Height to Underside of Rail Track | 26.9m | 200 tonnes | The crane gantry support beam supports the rail track upon which the moving traveller rests. The costs given include the extra foundations, the extra size of the support stanchion, the support beam and the rail track. Most buildings erected with structural steel stanchions are capable of also holding a gantry rail of up to 5 tonnes. In these cases an angle fillet is bolted to the upright projecting into the workshop/warehouse and the rail track support (with rail track on top) is fixed to this. As the traveller tonnage increases (over 5 tonnes) the upright stanchions, and horizontal beam, (and foundations to the stanchions) are increased in size to accommodate the extra load and thus the costs set out are in part for this ADDITIONAL cost element. This is over and above the figures used for the building framework. The additional steelwork, concrete foundation work, support beam, support flanges and rail track are regarded as Class 4 Table 3 structural supports and ERC¬s provided are all inclusive. The foundations will be larger to accommodate the extra load and the table includes an item for this element Below 5 tonnes the support beam and rail track may be substantial and the cost of this alone can be calculated by using the weight of steel appropriate. See Structural Steelwork supporting structures. Moving beam buffers These may be of various lengths and where two travellers work the same beam they prevent the two beams from coming to close together. This allows even distribution of weight down through the vertical stanchions. For max weight that rail support and stanchions can take look at SWL indication on main traveller. DO NOT add the various beam support weights together the max load that can be lifted is the heaviest beams SWL. | Location Adjustment Applicable (See Guidance Notes) - ERC = UK mean of 1.00 | (BEAMS Note 1) The ERC for this item should be added to the total of the ERC of the other P&M items on the site and the Buildings ERC (where applicable) to enable the correct contract size adjustment to be made. ERC of P&M Items + ERC of Building Component’s = Total ERC (net figure rateable items only) to which contract size adjustment should be applied The 2023 Generic Contractors Test Spreadsheet has this facility built into the programme - it is recommended you undertake all contractors test valuations using this spreadsheet. (Details on the application of contract size adjustments can be found in the RCG 2023 Guidance notes). Where RV is calculated using the comparative method (rental method) the contract size adjustment should be made as follows: Select - SCAT code box ""P and M as an addition” within the 2023 Generic Contractors Test Spreadsheet facility. Or Where the spreadsheet is not used take the: Reciprocal of statutory de-capitalisation rate (i.e. 5% reciprocal = 20) multiply by rateable value of the buildings (before any overall end allowances are made and after making a notional deduction for the land value) and add to the ERC of P&M. Use resultant figure to calculate contract size adjustment. (Guidance Notes - Section 6) | The costs are based on units with a 15m span traveller. The lifting capacity of the crane, height to underside of rail track (top of the track support beam) and the length of the gantry is all that is required to operate the scales (measured between the rails down the middle of the workshop). (Do not hook a metal tape onto the horizontal beam in order to gain the height. Most have exposed electrical cables attached). LINEAR METRE is distance-taking measurement between rail tracks of the length of the rail tracks. (Not always the length of the building) and is NOT the combined length of the two rails. The above costs do not include the moving traveller but do include foundations. | Moving beam buffers These may be of various lengths and where two travellers work the same beam they prevent the two beams from coming to close together. This allows even distribution of weight down through the vertical stanchions. For max weight that rail support and stanchions can take look at SWL indication on main traveller. DO NOT add the various beam support weights together the max load that can be lifted is the heaviest beams SWL. | Class 4 Table 3 Foundations, settings, fixed gantries, supports Class 1 Table 1) List of Accessories (i) Travellers, Cranes Class 2 Table 2) | Whole is not rateable if under Class 1 or Class 2 if not used in connection with fuel for the generation of power or if not accessory to Class 1 or Class 2. | Moving Traveller (Class 1 and Class 2) | It is assumed that the item forms part of an "average size industrial, commercial or office complex". Where it would be normal to find more than one item in such a hereditament the ERC stated has been adjusted to reflect any number / quantity, discount. These figures are NOT one off figures. | If the traveller span varies from the 15m basic cost guide standard then the following % adjustments are to be adopted. 5m span deduct 60%, 7 & 8m span deduct 50%, 10m span deduct 30%, (15m span no change), 20m span add 45%, 25m span add 90%. | Cranes: Gantry Rails & Supports Integral. Composite stanchion taking the main support beam and rail track. | - | 10071 |  | M | - | NA | NA | NA | 6049.4062 | Option 2 | 7500.0787 | 23.98% | 0 | 0 | -100% | -100% | 0 | -100% | Redirected | NA | VOA_GPN_GOV_UK\7246041 | 2019-08-30 | Low | Blue | High | Risk taken from previous CG | - | - | NA | SPONS A&B | NA | (BEAMS Note 1) The ERC for this item should be added to the total of the ERC of the other P&M items on the site and the Buildings ERC (where applicable) to enable the correct contract size adjustment to be made. ERC of P&M Items + ERC of Building Component’s = Total ERC (net figure rateable items only) to which contract size adjustment should be applied The 2021 Generic Contractors Test Spreadsheet has this facility built into the programme - it is recommended you undertake all contractors test valuations using this spreadsheet. (Details on the application of contract size adjustments can be found in the RCG 2021 Guidance notes). Where RV is calculated using the comparative method (rental method) the contract size adjustment should be made as follows: Select - SCAT code box "P and M as an addition” within the 2021 Generic Contractors Test Spreadsheet facility. Or Where the spreadsheet is not used take the: Reciprocal of statutory de-capitalisation rate (i.e. 5% reciprocal = 20) multiply by rateable value of the buildings (before any overall end allowances are made and after making a notional deduction for the land value) and add to the ERC of P&M. Use resultant figure to calculate contract size adjustment. (Guidance Notes - Section 6) | Cranes: Gantry Rails & Supports Integral. Composite stanchion taking the main support beam and rail track. | - | 1 | TRUE
1057 | 214BCM | 7717 | 214BCM | Cranes | Gantry Rails and Supports - Integral | Height to Underside of Rail Track | 26.9m | 250 tonnes | The crane gantry support beam supports the rail track upon which the moving traveller rests. The costs given include the extra foundations, the extra size of the support stanchion, the support beam and the rail track. Most buildings erected with structural steel stanchions are capable of also holding a gantry rail of up to 5 tonnes. In these cases an angle fillet is bolted to the upright projecting into the workshop/warehouse and the rail track support (with rail track on top) is fixed to this. As the traveller tonnage increases (over 5 tonnes) the upright stanchions, and horizontal beam, (and foundations to the stanchions) are increased in size to accommodate the extra load and thus the costs set out are in part for this ADDITIONAL cost element. This is over and above the figures used for the building framework. The additional steelwork, concrete foundation work, support beam, support flanges and rail track are regarded as Class 4 Table 3 structural supports and ERC¬s provided are all inclusive. The foundations will be larger to accommodate the extra load and the table includes an item for this element Below 5 tonnes the support beam and rail track may be substantial and the cost of this alone can be calculated by using the weight of steel appropriate. See Structural Steelwork supporting structures. Moving beam buffers These may be of various lengths and where two travellers work the same beam they prevent the two beams from coming to close together. This allows even distribution of weight down through the vertical stanchions. For max weight that rail support and stanchions can take look at SWL indication on main traveller. DO NOT add the various beam support weights together the max load that can be lifted is the heaviest beams SWL. | Location Adjustment Applicable (See Guidance Notes) - ERC = UK mean of 1.00 | (BEAMS Note 1) The ERC for this item should be added to the total of the ERC of the other P&M items on the site and the Buildings ERC (where applicable) to enable the correct contract size adjustment to be made. ERC of P&M Items + ERC of Building Component’s = Total ERC (net figure rateable items only) to which contract size adjustment should be applied The 2023 Generic Contractors Test Spreadsheet has this facility built into the programme - it is recommended you undertake all contractors test valuations using this spreadsheet. (Details on the application of contract size adjustments can be found in the RCG 2023 Guidance notes). Where RV is calculated using the comparative method (rental method) the contract size adjustment should be made as follows: Select - SCAT code box ""P and M as an addition” within the 2023 Generic Contractors Test Spreadsheet facility. Or Where the spreadsheet is not used take the: Reciprocal of statutory de-capitalisation rate (i.e. 5% reciprocal = 20) multiply by rateable value of the buildings (before any overall end allowances are made and after making a notional deduction for the land value) and add to the ERC of P&M. Use resultant figure to calculate contract size adjustment. (Guidance Notes - Section 6) | The costs are based on units with a 15m span traveller. The lifting capacity of the crane, height to underside of rail track (top of the track support beam) and the length of the gantry is all that is required to operate the scales (measured between the rails down the middle of the workshop). (Do not hook a metal tape onto the horizontal beam in order to gain the height. Most have exposed electrical cables attached). LINEAR METRE is distance-taking measurement between rail tracks of the length of the rail tracks. (Not always the length of the building) and is NOT the combined length of the two rails. The above costs do not include the moving traveller but do include foundations. | Moving beam buffers These may be of various lengths and where two travellers work the same beam they prevent the two beams from coming to close together. This allows even distribution of weight down through the vertical stanchions. For max weight that rail support and stanchions can take look at SWL indication on main traveller. DO NOT add the various beam support weights together the max load that can be lifted is the heaviest beams SWL. | Class 4 Table 3 Foundations, settings, fixed gantries, supports Class 1 Table 1) List of Accessories (i) Travellers, Cranes Class 2 Table 2) | Whole is not rateable if under Class 1 or Class 2 if not used in connection with fuel for the generation of power or if not accessory to Class 1 or Class 2. | Moving Traveller (Class 1 and Class 2) | It is assumed that the item forms part of an "average size industrial, commercial or office complex". Where it would be normal to find more than one item in such a hereditament the ERC stated has been adjusted to reflect any number / quantity, discount. These figures are NOT one off figures. | If the traveller span varies from the 15m basic cost guide standard then the following % adjustments are to be adopted. 5m span deduct 60%, 7 & 8m span deduct 50%, 10m span deduct 30%, (15m span no change), 20m span add 45%, 25m span add 90%. | Cranes: Gantry Rails & Supports Integral. Composite stanchion taking the main support beam and rail track. | - | 10071 |  | M | - | NA | NA | NA | 6931.3438 | Option 2 | 8593.5084 | 23.98% | 0 | 0 | -100% | -100% | 0 | -100% | Redirected | NA | VOA_GPN_GOV_UK\7246041 | 2019-08-30 | Low | Blue | High | Risk taken from previous CG | - | - | NA | SPONS A&B | NA | (BEAMS Note 1) The ERC for this item should be added to the total of the ERC of the other P&M items on the site and the Buildings ERC (where applicable) to enable the correct contract size adjustment to be made. ERC of P&M Items + ERC of Building Component’s = Total ERC (net figure rateable items only) to which contract size adjustment should be applied The 2021 Generic Contractors Test Spreadsheet has this facility built into the programme - it is recommended you undertake all contractors test valuations using this spreadsheet. (Details on the application of contract size adjustments can be found in the RCG 2021 Guidance notes). Where RV is calculated using the comparative method (rental method) the contract size adjustment should be made as follows: Select - SCAT code box "P and M as an addition” within the 2021 Generic Contractors Test Spreadsheet facility. Or Where the spreadsheet is not used take the: Reciprocal of statutory de-capitalisation rate (i.e. 5% reciprocal = 20) multiply by rateable value of the buildings (before any overall end allowances are made and after making a notional deduction for the land value) and add to the ERC of P&M. Use resultant figure to calculate contract size adjustment. (Guidance Notes - Section 6) | Cranes: Gantry Rails & Supports Integral. Composite stanchion taking the main support beam and rail track. | - | 1 | TRUE
1058 | 214BCN | 7718 | 214BCN | Cranes | Gantry Rails and Supports - Integral | Height to Underside of Rail Track | 27.43m | 40 tonnes | The crane gantry support beam supports the rail track upon which the moving traveller rests. The costs given include the extra foundations, the extra size of the support stanchion, the support beam and the rail track. Most buildings erected with structural steel stanchions are capable of also holding a gantry rail of up to 5 tonnes. In these cases an angle fillet is bolted to the upright projecting into the workshop/warehouse and the rail track support (with rail track on top) is fixed to this. As the traveller tonnage increases (over 5 tonnes) the upright stanchions, and horizontal beam, (and foundations to the stanchions) are increased in size to accommodate the extra load and thus the costs set out are in part for this ADDITIONAL cost element. This is over and above the figures used for the building framework. The additional steelwork, concrete foundation work, support beam, support flanges and rail track are regarded as Class 4 Table 3 structural supports and ERC¬s provided are all inclusive. The foundations will be larger to accommodate the extra load and the table includes an item for this element Below 5 tonnes the support beam and rail track may be substantial and the cost of this alone can be calculated by using the weight of steel appropriate. See Structural Steelwork supporting structures. Moving beam buffers These may be of various lengths and where two travellers work the same beam they prevent the two beams from coming to close together. This allows even distribution of weight down through the vertical stanchions. For max weight that rail support and stanchions can take look at SWL indication on main traveller. DO NOT add the various beam support weights together the max load that can be lifted is the heaviest beams SWL. | Location Adjustment Applicable (See Guidance Notes) - ERC = UK mean of 1.00 | (BEAMS Note 1) The ERC for this item should be added to the total of the ERC of the other P&M items on the site and the Buildings ERC (where applicable) to enable the correct contract size adjustment to be made. ERC of P&M Items + ERC of Building Component’s = Total ERC (net figure rateable items only) to which contract size adjustment should be applied The 2023 Generic Contractors Test Spreadsheet has this facility built into the programme - it is recommended you undertake all contractors test valuations using this spreadsheet. (Details on the application of contract size adjustments can be found in the RCG 2023 Guidance notes). Where RV is calculated using the comparative method (rental method) the contract size adjustment should be made as follows: Select - SCAT code box ""P and M as an addition” within the 2023 Generic Contractors Test Spreadsheet facility. Or Where the spreadsheet is not used take the: Reciprocal of statutory de-capitalisation rate (i.e. 5% reciprocal = 20) multiply by rateable value of the buildings (before any overall end allowances are made and after making a notional deduction for the land value) and add to the ERC of P&M. Use resultant figure to calculate contract size adjustment. (Guidance Notes - Section 6) | The costs are based on units with a 15m span traveller. The lifting capacity of the crane, height to underside of rail track (top of the track support beam) and the length of the gantry is all that is required to operate the scales (measured between the rails down the middle of the workshop). (Do not hook a metal tape onto the horizontal beam in order to gain the height. Most have exposed electrical cables attached). LINEAR METRE is distance-taking measurement between rail tracks of the length of the rail tracks. (Not always the length of the building) and is NOT the combined length of the two rails. The above costs do not include the moving traveller but do include foundations. | Moving beam buffers These may be of various lengths and where two travellers work the same beam they prevent the two beams from coming to close together. This allows even distribution of weight down through the vertical stanchions. For max weight that rail support and stanchions can take look at SWL indication on main traveller. DO NOT add the various beam support weights together the max load that can be lifted is the heaviest beams SWL. | Class 4 Table 3 Foundations, settings, fixed gantries, supports Class 1 Table 1) List of Accessories (i) Travellers, Cranes Class 2 Table 2) | Whole is not rateable if under Class 1 or Class 2 if not used in connection with fuel for the generation of power or if not accessory to Class 1 or Class 2. | Moving Traveller (Class 1 and Class 2) | It is assumed that the item forms part of an "average size industrial, commercial or office complex". Where it would be normal to find more than one item in such a hereditament the ERC stated has been adjusted to reflect any number / quantity, discount. These figures are NOT one off figures. | If the traveller span varies from the 15m basic cost guide standard then the following % adjustments are to be adopted. 5m span deduct 60%, 7 & 8m span deduct 50%, 10m span deduct 30%, (15m span no change), 20m span add 45%, 25m span add 90%. | Cranes: Gantry Rails & Supports Integral. Composite stanchion taking the main support beam and rail track. | - | 10071 |  | M | - | NA | NA | NA | 2268.2063 | Option 2 | 2812.1314 | 23.98% | 0 | 0 | -100% | -100% | 0 | -100% | Redirected | NA | VOA_GPN_GOV_UK\7246041 | 2019-08-30 | Low | Blue | High | Risk taken from previous CG | - | - | NA | SPONS A&B | NA | (BEAMS Note 1) The ERC for this item should be added to the total of the ERC of the other P&M items on the site and the Buildings ERC (where applicable) to enable the correct contract size adjustment to be made. ERC of P&M Items + ERC of Building Component’s = Total ERC (net figure rateable items only) to which contract size adjustment should be applied The 2021 Generic Contractors Test Spreadsheet has this facility built into the programme - it is recommended you undertake all contractors test valuations using this spreadsheet. (Details on the application of contract size adjustments can be found in the RCG 2021 Guidance notes). Where RV is calculated using the comparative method (rental method) the contract size adjustment should be made as follows: Select - SCAT code box "P and M as an addition” within the 2021 Generic Contractors Test Spreadsheet facility. Or Where the spreadsheet is not used take the: Reciprocal of statutory de-capitalisation rate (i.e. 5% reciprocal = 20) multiply by rateable value of the buildings (before any overall end allowances are made and after making a notional deduction for the land value) and add to the ERC of P&M. Use resultant figure to calculate contract size adjustment. (Guidance Notes - Section 6) | Cranes: Gantry Rails & Supports Integral. Composite stanchion taking the main support beam and rail track. | - | 1 | TRUE
1059 | 214BCO | 7720 | 214BCO | Cranes | Gantry Rails and Supports - Integral | Height to Underside of Rail Track | 27.43m | 50 tonnes | The crane gantry support beam supports the rail track upon which the moving traveller rests. The costs given include the extra foundations, the extra size of the support stanchion, the support beam and the rail track. Most buildings erected with structural steel stanchions are capable of also holding a gantry rail of up to 5 tonnes. In these cases an angle fillet is bolted to the upright projecting into the workshop/warehouse and the rail track support (with rail track on top) is fixed to this. As the traveller tonnage increases (over 5 tonnes) the upright stanchions, and horizontal beam, (and foundations to the stanchions) are increased in size to accommodate the extra load and thus the costs set out are in part for this ADDITIONAL cost element. This is over and above the figures used for the building framework. The additional steelwork, concrete foundation work, support beam, support flanges and rail track are regarded as Class 4 Table 3 structural supports and ERC¬s provided are all inclusive. The foundations will be larger to accommodate the extra load and the table includes an item for this element Below 5 tonnes the support beam and rail track may be substantial and the cost of this alone can be calculated by using the weight of steel appropriate. See Structural Steelwork supporting structures. Moving beam buffers These may be of various lengths and where two travellers work the same beam they prevent the two beams from coming to close together. This allows even distribution of weight down through the vertical stanchions. For max weight that rail support and stanchions can take look at SWL indication on main traveller. DO NOT add the various beam support weights together the max load that can be lifted is the heaviest beams SWL. | Location Adjustment Applicable (See Guidance Notes) - ERC = UK mean of 1.00 | (BEAMS Note 1) The ERC for this item should be added to the total of the ERC of the other P&M items on the site and the Buildings ERC (where applicable) to enable the correct contract size adjustment to be made. ERC of P&M Items + ERC of Building Component’s = Total ERC (net figure rateable items only) to which contract size adjustment should be applied The 2023 Generic Contractors Test Spreadsheet has this facility built into the programme - it is recommended you undertake all contractors test valuations using this spreadsheet. (Details on the application of contract size adjustments can be found in the RCG 2023 Guidance notes). Where RV is calculated using the comparative method (rental method) the contract size adjustment should be made as follows: Select - SCAT code box ""P and M as an addition” within the 2023 Generic Contractors Test Spreadsheet facility. Or Where the spreadsheet is not used take the: Reciprocal of statutory de-capitalisation rate (i.e. 5% reciprocal = 20) multiply by rateable value of the buildings (before any overall end allowances are made and after making a notional deduction for the land value) and add to the ERC of P&M. Use resultant figure to calculate contract size adjustment. (Guidance Notes - Section 6) | The costs are based on units with a 15m span traveller. The lifting capacity of the crane, height to underside of rail track (top of the track support beam) and the length of the gantry is all that is required to operate the scales (measured between the rails down the middle of the workshop). (Do not hook a metal tape onto the horizontal beam in order to gain the height. Most have exposed electrical cables attached). LINEAR METRE is distance-taking measurement between rail tracks of the length of the rail tracks. (Not always the length of the building) and is NOT the combined length of the two rails. The above costs do not include the moving traveller but do include foundations. | Moving beam buffers These may be of various lengths and where two travellers work the same beam they prevent the two beams from coming to close together. This allows even distribution of weight down through the vertical stanchions. For max weight that rail support and stanchions can take look at SWL indication on main traveller. DO NOT add the various beam support weights together the max load that can be lifted is the heaviest beams SWL. | Class 4 Table 3 Foundations, settings, fixed gantries, supports Class 1 Table 1) List of Accessories (i) Travellers, Cranes Class 2 Table 2) | Whole is not rateable if under Class 1 or Class 2 if not used in connection with fuel for the generation of power or if not accessory to Class 1 or Class 2. | Moving Traveller (Class 1 and Class 2) | It is assumed that the item forms part of an "average size industrial, commercial or office complex". Where it would be normal to find more than one item in such a hereditament the ERC stated has been adjusted to reflect any number / quantity, discount. These figures are NOT one off figures. | If the traveller span varies from the 15m basic cost guide standard then the following % adjustments are to be adopted. 5m span deduct 60%, 7 & 8m span deduct 50%, 10m span deduct 30%, (15m span no change), 20m span add 45%, 25m span add 90%. | Cranes: Gantry Rails & Supports Integral. Composite stanchion taking the main support beam and rail track. | - | 10071 |  | M | - | NA | NA | NA | 2646.6687 | Option 2 | 3281.3508 | 23.98% | 0 | 0 | -100% | -100% | 0 | -100% | Redirected | NA | VOA_GPN_GOV_UK\7246041 | 2019-08-30 | Low | Blue | High | Risk taken from previous CG | - | - | NA | SPONS A&B | NA | (BEAMS Note 1) The ERC for this item should be added to the total of the ERC of the other P&M items on the site and the Buildings ERC (where applicable) to enable the correct contract size adjustment to be made. ERC of P&M Items + ERC of Building Component’s = Total ERC (net figure rateable items only) to which contract size adjustment should be applied The 2021 Generic Contractors Test Spreadsheet has this facility built into the programme - it is recommended you undertake all contractors test valuations using this spreadsheet. (Details on the application of contract size adjustments can be found in the RCG 2021 Guidance notes). Where RV is calculated using the comparative method (rental method) the contract size adjustment should be made as follows: Select - SCAT code box "P and M as an addition” within the 2021 Generic Contractors Test Spreadsheet facility. Or Where the spreadsheet is not used take the: Reciprocal of statutory de-capitalisation rate (i.e. 5% reciprocal = 20) multiply by rateable value of the buildings (before any overall end allowances are made and after making a notional deduction for the land value) and add to the ERC of P&M. Use resultant figure to calculate contract size adjustment. (Guidance Notes - Section 6) | Cranes: Gantry Rails & Supports Integral. Composite stanchion taking the main support beam and rail track. | - | 1 | TRUE
1060 | 214BCP | 7722 | 214BCP | Cranes | Gantry Rails and Supports - Integral | Height to Underside of Rail Track | 27.43m | 75 tonnes | The crane gantry support beam supports the rail track upon which the moving traveller rests. The costs given include the extra foundations, the extra size of the support stanchion, the support beam and the rail track. Most buildings erected with structural steel stanchions are capable of also holding a gantry rail of up to 5 tonnes. In these cases an angle fillet is bolted to the upright projecting into the workshop/warehouse and the rail track support (with rail track on top) is fixed to this. As the traveller tonnage increases (over 5 tonnes) the upright stanchions, and horizontal beam, (and foundations to the stanchions) are increased in size to accommodate the extra load and thus the costs set out are in part for this ADDITIONAL cost element. This is over and above the figures used for the building framework. The additional steelwork, concrete foundation work, support beam, support flanges and rail track are regarded as Class 4 Table 3 structural supports and ERC¬s provided are all inclusive. The foundations will be larger to accommodate the extra load and the table includes an item for this element Below 5 tonnes the support beam and rail track may be substantial and the cost of this alone can be calculated by using the weight of steel appropriate. See Structural Steelwork supporting structures. Moving beam buffers These may be of various lengths and where two travellers work the same beam they prevent the two beams from coming to close together. This allows even distribution of weight down through the vertical stanchions. For max weight that rail support and stanchions can take look at SWL indication on main traveller. DO NOT add the various beam support weights together the max load that can be lifted is the heaviest beams SWL. | Location Adjustment Applicable (See Guidance Notes) - ERC = UK mean of 1.00 | (BEAMS Note 1) The ERC for this item should be added to the total of the ERC of the other P&M items on the site and the Buildings ERC (where applicable) to enable the correct contract size adjustment to be made. ERC of P&M Items + ERC of Building Component’s = Total ERC (net figure rateable items only) to which contract size adjustment should be applied The 2023 Generic Contractors Test Spreadsheet has this facility built into the programme - it is recommended you undertake all contractors test valuations using this spreadsheet. (Details on the application of contract size adjustments can be found in the RCG 2023 Guidance notes). Where RV is calculated using the comparative method (rental method) the contract size adjustment should be made as follows: Select - SCAT code box ""P and M as an addition” within the 2023 Generic Contractors Test Spreadsheet facility. Or Where the spreadsheet is not used take the: Reciprocal of statutory de-capitalisation rate (i.e. 5% reciprocal = 20) multiply by rateable value of the buildings (before any overall end allowances are made and after making a notional deduction for the land value) and add to the ERC of P&M. Use resultant figure to calculate contract size adjustment. (Guidance Notes - Section 6) | The costs are based on units with a 15m span traveller. The lifting capacity of the crane, height to underside of rail track (top of the track support beam) and the length of the gantry is all that is required to operate the scales (measured between the rails down the middle of the workshop). (Do not hook a metal tape onto the horizontal beam in order to gain the height. Most have exposed electrical cables attached). LINEAR METRE is distance-taking measurement between rail tracks of the length of the rail tracks. (Not always the length of the building) and is NOT the combined length of the two rails. The above costs do not include the moving traveller but do include foundations. | Moving beam buffers These may be of various lengths and where two travellers work the same beam they prevent the two beams from coming to close together. This allows even distribution of weight down through the vertical stanchions. For max weight that rail support and stanchions can take look at SWL indication on main traveller. DO NOT add the various beam support weights together the max load that can be lifted is the heaviest beams SWL. | Class 4 Table 3 Foundations, settings, fixed gantries, supports Class 1 Table 1) List of Accessories (i) Travellers, Cranes Class 2 Table 2) | Whole is not rateable if under Class 1 or Class 2 if not used in connection with fuel for the generation of power or if not accessory to Class 1 or Class 2. | Moving Traveller (Class 1 and Class 2) | It is assumed that the item forms part of an "average size industrial, commercial or office complex". Where it would be normal to find more than one item in such a hereditament the ERC stated has been adjusted to reflect any number / quantity, discount. These figures are NOT one off figures. | If the traveller span varies from the 15m basic cost guide standard then the following % adjustments are to be adopted. 5m span deduct 60%, 7 & 8m span deduct 50%, 10m span deduct 30%, (15m span no change), 20m span add 45%, 25m span add 90%. | Cranes: Gantry Rails & Supports Integral. Composite stanchion taking the main support beam and rail track. | - | 10071 |  | M | - | NA | NA | NA | 3446.4062 | Option 2 | 4272.8686 | 23.98% | 0 | 0 | -100% | -100% | 0 | -100% | Redirected | NA | VOA_GPN_GOV_UK\7246041 | 2019-08-30 | Low | Blue | High | Risk taken from previous CG | - | - | NA | SPONS A&B | NA | (BEAMS Note 1) The ERC for this item should be added to the total of the ERC of the other P&M items on the site and the Buildings ERC (where applicable) to enable the correct contract size adjustment to be made. ERC of P&M Items + ERC of Building Component’s = Total ERC (net figure rateable items only) to which contract size adjustment should be applied The 2021 Generic Contractors Test Spreadsheet has this facility built into the programme - it is recommended you undertake all contractors test valuations using this spreadsheet. (Details on the application of contract size adjustments can be found in the RCG 2021 Guidance notes). Where RV is calculated using the comparative method (rental method) the contract size adjustment should be made as follows: Select - SCAT code box "P and M as an addition” within the 2021 Generic Contractors Test Spreadsheet facility. Or Where the spreadsheet is not used take the: Reciprocal of statutory de-capitalisation rate (i.e. 5% reciprocal = 20) multiply by rateable value of the buildings (before any overall end allowances are made and after making a notional deduction for the land value) and add to the ERC of P&M. Use resultant figure to calculate contract size adjustment. (Guidance Notes - Section 6) | Cranes: Gantry Rails & Supports Integral. Composite stanchion taking the main support beam and rail track. | - | 1 | TRUE
1061 | 214BCQ | 7723 | 214BCQ | Cranes | Gantry Rails and Supports - Integral | Height to Underside of Rail Track | 27.43m | 100 tonnes | The crane gantry support beam supports the rail track upon which the moving traveller rests. The costs given include the extra foundations, the extra size of the support stanchion, the support beam and the rail track. Most buildings erected with structural steel stanchions are capable of also holding a gantry rail of up to 5 tonnes. In these cases an angle fillet is bolted to the upright projecting into the workshop/warehouse and the rail track support (with rail track on top) is fixed to this. As the traveller tonnage increases (over 5 tonnes) the upright stanchions, and horizontal beam, (and foundations to the stanchions) are increased in size to accommodate the extra load and thus the costs set out are in part for this ADDITIONAL cost element. This is over and above the figures used for the building framework. The additional steelwork, concrete foundation work, support beam, support flanges and rail track are regarded as Class 4 Table 3 structural supports and ERC¬s provided are all inclusive. The foundations will be larger to accommodate the extra load and the table includes an item for this element Below 5 tonnes the support beam and rail track may be substantial and the cost of this alone can be calculated by using the weight of steel appropriate. See Structural Steelwork supporting structures. Moving beam buffers These may be of various lengths and where two travellers work the same beam they prevent the two beams from coming to close together. This allows even distribution of weight down through the vertical stanchions. For max weight that rail support and stanchions can take look at SWL indication on main traveller. DO NOT add the various beam support weights together the max load that can be lifted is the heaviest beams SWL. | Location Adjustment Applicable (See Guidance Notes) - ERC = UK mean of 1.00 | (BEAMS Note 1) The ERC for this item should be added to the total of the ERC of the other P&M items on the site and the Buildings ERC (where applicable) to enable the correct contract size adjustment to be made. ERC of P&M Items + ERC of Building Component’s = Total ERC (net figure rateable items only) to which contract size adjustment should be applied The 2023 Generic Contractors Test Spreadsheet has this facility built into the programme - it is recommended you undertake all contractors test valuations using this spreadsheet. (Details on the application of contract size adjustments can be found in the RCG 2023 Guidance notes). Where RV is calculated using the comparative method (rental method) the contract size adjustment should be made as follows: Select - SCAT code box ""P and M as an addition” within the 2023 Generic Contractors Test Spreadsheet facility. Or Where the spreadsheet is not used take the: Reciprocal of statutory de-capitalisation rate (i.e. 5% reciprocal = 20) multiply by rateable value of the buildings (before any overall end allowances are made and after making a notional deduction for the land value) and add to the ERC of P&M. Use resultant figure to calculate contract size adjustment. (Guidance Notes - Section 6) | The costs are based on units with a 15m span traveller. The lifting capacity of the crane, height to underside of rail track (top of the track support beam) and the length of the gantry is all that is required to operate the scales (measured between the rails down the middle of the workshop). (Do not hook a metal tape onto the horizontal beam in order to gain the height. Most have exposed electrical cables attached). LINEAR METRE is distance-taking measurement between rail tracks of the length of the rail tracks. (Not always the length of the building) and is NOT the combined length of the two rails. The above costs do not include the moving traveller but do include foundations. | Moving beam buffers These may be of various lengths and where two travellers work the same beam they prevent the two beams from coming to close together. This allows even distribution of weight down through the vertical stanchions. For max weight that rail support and stanchions can take look at SWL indication on main traveller. DO NOT add the various beam support weights together the max load that can be lifted is the heaviest beams SWL. | Class 4 Table 3 Foundations, settings, fixed gantries, supports Class 1 Table 1) List of Accessories (i) Travellers, Cranes Class 2 Table 2) | Whole is not rateable if under Class 1 or Class 2 if not used in connection with fuel for the generation of power or if not accessory to Class 1 or Class 2. | Moving Traveller (Class 1 and Class 2) | It is assumed that the item forms part of an "average size industrial, commercial or office complex". Where it would be normal to find more than one item in such a hereditament the ERC stated has been adjusted to reflect any number / quantity, discount. These figures are NOT one off figures. | If the traveller span varies from the 15m basic cost guide standard then the following % adjustments are to be adopted. 5m span deduct 60%, 7 & 8m span deduct 50%, 10m span deduct 30%, (15m span no change), 20m span add 45%, 25m span add 90%. | Cranes: Gantry Rails & Supports Integral. Composite stanchion taking the main support beam and rail track. | - | 10071 |  | M | - | NA | NA | NA | 4122.8438 | Option 2 | 5111.5186 | 23.98% | 0 | 0 | -100% | -100% | 0 | -100% | Redirected | NA | VOA_GPN_GOV_UK\7246041 | 2019-08-30 | Low | Blue | High | Risk taken from previous CG | - | - | NA | SPONS A&B | NA | (BEAMS Note 1) The ERC for this item should be added to the total of the ERC of the other P&M items on the site and the Buildings ERC (where applicable) to enable the correct contract size adjustment to be made. ERC of P&M Items + ERC of Building Component’s = Total ERC (net figure rateable items only) to which contract size adjustment should be applied The 2021 Generic Contractors Test Spreadsheet has this facility built into the programme - it is recommended you undertake all contractors test valuations using this spreadsheet. (Details on the application of contract size adjustments can be found in the RCG 2021 Guidance notes). Where RV is calculated using the comparative method (rental method) the contract size adjustment should be made as follows: Select - SCAT code box "P and M as an addition” within the 2021 Generic Contractors Test Spreadsheet facility. Or Where the spreadsheet is not used take the: Reciprocal of statutory de-capitalisation rate (i.e. 5% reciprocal = 20) multiply by rateable value of the buildings (before any overall end allowances are made and after making a notional deduction for the land value) and add to the ERC of P&M. Use resultant figure to calculate contract size adjustment. (Guidance Notes - Section 6) | Cranes: Gantry Rails & Supports Integral. Composite stanchion taking the main support beam and rail track. | - | 1 | TRUE
1062 | 214BCR | 7725 | 214BCR | Cranes | Gantry Rails and Supports - Integral | Height to Underside of Rail Track | 27.43m | 150 tonnes | The crane gantry support beam supports the rail track upon which the moving traveller rests. The costs given include the extra foundations, the extra size of the support stanchion, the support beam and the rail track. Most buildings erected with structural steel stanchions are capable of also holding a gantry rail of up to 5 tonnes. In these cases an angle fillet is bolted to the upright projecting into the workshop/warehouse and the rail track support (with rail track on top) is fixed to this. As the traveller tonnage increases (over 5 tonnes) the upright stanchions, and horizontal beam, (and foundations to the stanchions) are increased in size to accommodate the extra load and thus the costs set out are in part for this ADDITIONAL cost element. This is over and above the figures used for the building framework. The additional steelwork, concrete foundation work, support beam, support flanges and rail track are regarded as Class 4 Table 3 structural supports and ERC¬s provided are all inclusive. The foundations will be larger to accommodate the extra load and the table includes an item for this element Below 5 tonnes the support beam and rail track may be substantial and the cost of this alone can be calculated by using the weight of steel appropriate. See Structural Steelwork supporting structures. Moving beam buffers These may be of various lengths and where two travellers work the same beam they prevent the two beams from coming to close together. This allows even distribution of weight down through the vertical stanchions. For max weight that rail support and stanchions can take look at SWL indication on main traveller. DO NOT add the various beam support weights together the max load that can be lifted is the heaviest beams SWL. | Location Adjustment Applicable (See Guidance Notes) - ERC = UK mean of 1.00 | (BEAMS Note 1) The ERC for this item should be added to the total of the ERC of the other P&M items on the site and the Buildings ERC (where applicable) to enable the correct contract size adjustment to be made. ERC of P&M Items + ERC of Building Component’s = Total ERC (net figure rateable items only) to which contract size adjustment should be applied The 2023 Generic Contractors Test Spreadsheet has this facility built into the programme - it is recommended you undertake all contractors test valuations using this spreadsheet. (Details on the application of contract size adjustments can be found in the RCG 2023 Guidance notes). Where RV is calculated using the comparative method (rental method) the contract size adjustment should be made as follows: Select - SCAT code box ""P and M as an addition” within the 2023 Generic Contractors Test Spreadsheet facility. Or Where the spreadsheet is not used take the: Reciprocal of statutory de-capitalisation rate (i.e. 5% reciprocal = 20) multiply by rateable value of the buildings (before any overall end allowances are made and after making a notional deduction for the land value) and add to the ERC of P&M. Use resultant figure to calculate contract size adjustment. (Guidance Notes - Section 6) | The costs are based on units with a 15m span traveller. The lifting capacity of the crane, height to underside of rail track (top of the track support beam) and the length of the gantry is all that is required to operate the scales (measured between the rails down the middle of the workshop). (Do not hook a metal tape onto the horizontal beam in order to gain the height. Most have exposed electrical cables attached). LINEAR METRE is distance-taking measurement between rail tracks of the length of the rail tracks. (Not always the length of the building) and is NOT the combined length of the two rails. The above costs do not include the moving traveller but do include foundations. | Moving beam buffers These may be of various lengths and where two travellers work the same beam they prevent the two beams from coming to close together. This allows even distribution of weight down through the vertical stanchions. For max weight that rail support and stanchions can take look at SWL indication on main traveller. DO NOT add the various beam support weights together the max load that can be lifted is the heaviest beams SWL. | Class 4 Table 3 Foundations, settings, fixed gantries, supports Class 1 Table 1) List of Accessories (i) Travellers, Cranes Class 2 Table 2) | Whole is not rateable if under Class 1 or Class 2 if not used in connection with fuel for the generation of power or if not accessory to Class 1 or Class 2. | Moving Traveller (Class 1 and Class 2) | It is assumed that the item forms part of an "average size industrial, commercial or office complex". Where it would be normal to find more than one item in such a hereditament the ERC stated has been adjusted to reflect any number / quantity, discount. These figures are NOT one off figures. | If the traveller span varies from the 15m basic cost guide standard then the following % adjustments are to be adopted. 5m span deduct 60%, 7 & 8m span deduct 50%, 10m span deduct 30%, (15m span no change), 20m span add 45%, 25m span add 90%. | Cranes: Gantry Rails & Supports Integral. Composite stanchion taking the main support beam and rail track. | - | 10071 |  | M | - | NA | NA | NA | 5261.6562 | Option 2 | 6523.423 | 23.98% | 0 | 0 | -100% | -100% | 0 | -100% | Redirected | NA | VOA_GPN_GOV_UK\7246041 | 2019-08-30 | Low | Blue | High | Risk taken from previous CG | - | - | NA | SPONS A&B | NA | (BEAMS Note 1) The ERC for this item should be added to the total of the ERC of the other P&M items on the site and the Buildings ERC (where applicable) to enable the correct contract size adjustment to be made. ERC of P&M Items + ERC of Building Component’s = Total ERC (net figure rateable items only) to which contract size adjustment should be applied The 2021 Generic Contractors Test Spreadsheet has this facility built into the programme - it is recommended you undertake all contractors test valuations using this spreadsheet. (Details on the application of contract size adjustments can be found in the RCG 2021 Guidance notes). Where RV is calculated using the comparative method (rental method) the contract size adjustment should be made as follows: Select - SCAT code box "P and M as an addition” within the 2021 Generic Contractors Test Spreadsheet facility. Or Where the spreadsheet is not used take the: Reciprocal of statutory de-capitalisation rate (i.e. 5% reciprocal = 20) multiply by rateable value of the buildings (before any overall end allowances are made and after making a notional deduction for the land value) and add to the ERC of P&M. Use resultant figure to calculate contract size adjustment. (Guidance Notes - Section 6) | Cranes: Gantry Rails & Supports Integral. Composite stanchion taking the main support beam and rail track. | - | 1 | TRUE
1063 | 214BCS | 7727 | 214BCS | Cranes | Gantry Rails and Supports - Integral | Height to Underside of Rail Track | 27.43m | 200 tonnes | The crane gantry support beam supports the rail track upon which the moving traveller rests. The costs given include the extra foundations, the extra size of the support stanchion, the support beam and the rail track. Most buildings erected with structural steel stanchions are capable of also holding a gantry rail of up to 5 tonnes. In these cases an angle fillet is bolted to the upright projecting into the workshop/warehouse and the rail track support (with rail track on top) is fixed to this. As the traveller tonnage increases (over 5 tonnes) the upright stanchions, and horizontal beam, (and foundations to the stanchions) are increased in size to accommodate the extra load and thus the costs set out are in part for this ADDITIONAL cost element. This is over and above the figures used for the building framework. The additional steelwork, concrete foundation work, support beam, support flanges and rail track are regarded as Class 4 Table 3 structural supports and ERC¬s provided are all inclusive. The foundations will be larger to accommodate the extra load and the table includes an item for this element Below 5 tonnes the support beam and rail track may be substantial and the cost of this alone can be calculated by using the weight of steel appropriate. See Structural Steelwork supporting structures. Moving beam buffers These may be of various lengths and where two travellers work the same beam they prevent the two beams from coming to close together. This allows even distribution of weight down through the vertical stanchions. For max weight that rail support and stanchions can take look at SWL indication on main traveller. DO NOT add the various beam support weights together the max load that can be lifted is the heaviest beams SWL. | Location Adjustment Applicable (See Guidance Notes) - ERC = UK mean of 1.00 | (BEAMS Note 1) The ERC for this item should be added to the total of the ERC of the other P&M items on the site and the Buildings ERC (where applicable) to enable the correct contract size adjustment to be made. ERC of P&M Items + ERC of Building Component’s = Total ERC (net figure rateable items only) to which contract size adjustment should be applied The 2023 Generic Contractors Test Spreadsheet has this facility built into the programme - it is recommended you undertake all contractors test valuations using this spreadsheet. (Details on the application of contract size adjustments can be found in the RCG 2023 Guidance notes). Where RV is calculated using the comparative method (rental method) the contract size adjustment should be made as follows: Select - SCAT code box ""P and M as an addition” within the 2023 Generic Contractors Test Spreadsheet facility. Or Where the spreadsheet is not used take the: Reciprocal of statutory de-capitalisation rate (i.e. 5% reciprocal = 20) multiply by rateable value of the buildings (before any overall end allowances are made and after making a notional deduction for the land value) and add to the ERC of P&M. Use resultant figure to calculate contract size adjustment. (Guidance Notes - Section 6) | The costs are based on units with a 15m span traveller. The lifting capacity of the crane, height to underside of rail track (top of the track support beam) and the length of the gantry is all that is required to operate the scales (measured between the rails down the middle of the workshop). (Do not hook a metal tape onto the horizontal beam in order to gain the height. Most have exposed electrical cables attached). LINEAR METRE is distance-taking measurement between rail tracks of the length of the rail tracks. (Not always the length of the building) and is NOT the combined length of the two rails. The above costs do not include the moving traveller but do include foundations. | Moving beam buffers These may be of various lengths and where two travellers work the same beam they prevent the two beams from coming to close together. This allows even distribution of weight down through the vertical stanchions. For max weight that rail support and stanchions can take look at SWL indication on main traveller. DO NOT add the various beam support weights together the max load that can be lifted is the heaviest beams SWL. | Class 4 Table 3 Foundations, settings, fixed gantries, supports Class 1 Table 1) List of Accessories (i) Travellers, Cranes Class 2 Table 2) | Whole is not rateable if under Class 1 or Class 2 if not used in connection with fuel for the generation of power or if not accessory to Class 1 or Class 2. | Moving Traveller (Class 1 and Class 2) | It is assumed that the item forms part of an "average size industrial, commercial or office complex". Where it would be normal to find more than one item in such a hereditament the ERC stated has been adjusted to reflect any number / quantity, discount. These figures are NOT one off figures. | If the traveller span varies from the 15m basic cost guide standard then the following % adjustments are to be adopted. 5m span deduct 60%, 7 & 8m span deduct 50%, 10m span deduct 30%, (15m span no change), 20m span add 45%, 25m span add 90%. | Cranes: Gantry Rails & Supports Integral. Composite stanchion taking the main support beam and rail track. | - | 10071 |  | M | - | NA | NA | NA | 6259.1875 | Option 2 | 7760.1663 | 23.98% | 0 | 0 | -100% | -100% | 0 | -100% | Redirected | NA | VOA_GPN_GOV_UK\7246041 | 2019-08-30 | Low | Blue | High | Risk taken from previous CG | - | - | NA | SPONS A&B | NA | (BEAMS Note 1) The ERC for this item should be added to the total of the ERC of the other P&M items on the site and the Buildings ERC (where applicable) to enable the correct contract size adjustment to be made. ERC of P&M Items + ERC of Building Component’s = Total ERC (net figure rateable items only) to which contract size adjustment should be applied The 2021 Generic Contractors Test Spreadsheet has this facility built into the programme - it is recommended you undertake all contractors test valuations using this spreadsheet. (Details on the application of contract size adjustments can be found in the RCG 2021 Guidance notes). Where RV is calculated using the comparative method (rental method) the contract size adjustment should be made as follows: Select - SCAT code box "P and M as an addition” within the 2021 Generic Contractors Test Spreadsheet facility. Or Where the spreadsheet is not used take the: Reciprocal of statutory de-capitalisation rate (i.e. 5% reciprocal = 20) multiply by rateable value of the buildings (before any overall end allowances are made and after making a notional deduction for the land value) and add to the ERC of P&M. Use resultant figure to calculate contract size adjustment. (Guidance Notes - Section 6) | Cranes: Gantry Rails & Supports Integral. Composite stanchion taking the main support beam and rail track. | - | 1 | TRUE
1064 | 214BCT | 7905 | 214BCT | Cranes | Gantry Rails and Supports - Integral | Height to Underside of Rail Track | 27.43m | 250 tonnes | The crane gantry support beam supports the rail track upon which the moving traveller rests. The costs given include the extra foundations, the extra size of the support stanchion, the support beam and the rail track. Most buildings erected with structural steel stanchions are capable of also holding a gantry rail of up to 5 tonnes. In these cases an angle fillet is bolted to the upright projecting into the workshop/warehouse and the rail track support (with rail track on top) is fixed to this. As the traveller tonnage increases (over 5 tonnes) the upright stanchions, and horizontal beam, (and foundations to the stanchions) are increased in size to accommodate the extra load and thus the costs set out are in part for this ADDITIONAL cost element. This is over and above the figures used for the building framework. The additional steelwork, concrete foundation work, support beam, support flanges and rail track are regarded as Class 4 Table 3 structural supports and ERC¬s provided are all inclusive. The foundations will be larger to accommodate the extra load and the table includes an item for this element Below 5 tonnes the support beam and rail track may be substantial and the cost of this alone can be calculated by using the weight of steel appropriate. See Structural Steelwork supporting structures. Moving beam buffers These may be of various lengths and where two travellers work the same beam they prevent the two beams from coming to close together. This allows even distribution of weight down through the vertical stanchions. For max weight that rail support and stanchions can take look at SWL indication on main traveller. DO NOT add the various beam support weights together the max load that can be lifted is the heaviest beams SWL. | Location Adjustment Applicable (See Guidance Notes) - ERC = UK mean of 1.00 | (BEAMS Note 1) The ERC for this item should be added to the total of the ERC of the other P&M items on the site and the Buildings ERC (where applicable) to enable the correct contract size adjustment to be made. ERC of P&M Items + ERC of Building Component’s = Total ERC (net figure rateable items only) to which contract size adjustment should be applied The 2023 Generic Contractors Test Spreadsheet has this facility built into the programme - it is recommended you undertake all contractors test valuations using this spreadsheet. (Details on the application of contract size adjustments can be found in the RCG 2023 Guidance notes). Where RV is calculated using the comparative method (rental method) the contract size adjustment should be made as follows: Select - SCAT code box ""P and M as an addition” within the 2023 Generic Contractors Test Spreadsheet facility. Or Where the spreadsheet is not used take the: Reciprocal of statutory de-capitalisation rate (i.e. 5% reciprocal = 20) multiply by rateable value of the buildings (before any overall end allowances are made and after making a notional deduction for the land value) and add to the ERC of P&M. Use resultant figure to calculate contract size adjustment. (Guidance Notes - Section 6) | The costs are based on units with a 15m span traveller. The lifting capacity of the crane, height to underside of rail track (top of the track support beam) and the length of the gantry is all that is required to operate the scales (measured between the rails down the middle of the workshop). (Do not hook a metal tape onto the horizontal beam in order to gain the height. Most have exposed electrical cables attached). LINEAR METRE is distance-taking measurement between rail tracks of the length of the rail tracks. (Not always the length of the building) and is NOT the combined length of the two rails. The above costs do not include the moving traveller but do include foundations. | Moving beam buffers These may be of various lengths and where two travellers work the same beam they prevent the two beams from coming to close together. This allows even distribution of weight down through the vertical stanchions. For max weight that rail support and stanchions can take look at SWL indication on main traveller. DO NOT add the various beam support weights together the max load that can be lifted is the heaviest beams SWL. | Class 4 Table 3 Foundations, settings, fixed gantries, supports Class 1 Table 1) List of Accessories (i) Travellers, Cranes Class 2 Table 2) | Whole is not rateable if under Class 1 or Class 2 if not used in connection with fuel for the generation of power or if not accessory to Class 1 or Class 2. | Moving Traveller (Class 1 and Class 2) | It is assumed that the item forms part of an "average size industrial, commercial or office complex". Where it would be normal to find more than one item in such a hereditament the ERC stated has been adjusted to reflect any number / quantity, discount. These figures are NOT one off figures. | If the traveller span varies from the 15m basic cost guide standard then the following % adjustments are to be adopted. 5m span deduct 60%, 7 & 8m span deduct 50%, 10m span deduct 30%, (15m span no change), 20m span add 45%, 25m span add 90%. | Cranes: Gantry Rails & Supports Integral. Composite stanchion taking the main support beam and rail track. | - | 10071 |  | M | - | NA | NA | NA | 7171.0938 | Option 2 | 8890.7515 | 23.98% | 0 | 0 | -100% | -100% | 0 | -100% | Redirected | NA | VOA_GPN_GOV_UK\7246041 | 2019-08-30 | Low | Blue | High | Risk taken from previous CG | - | - | NA | SPONS A&B | NA | (BEAMS Note 1) The ERC for this item should be added to the total of the ERC of the other P&M items on the site and the Buildings ERC (where applicable) to enable the correct contract size adjustment to be made. ERC of P&M Items + ERC of Building Component’s = Total ERC (net figure rateable items only) to which contract size adjustment should be applied The 2021 Generic Contractors Test Spreadsheet has this facility built into the programme - it is recommended you undertake all contractors test valuations using this spreadsheet. (Details on the application of contract size adjustments can be found in the RCG 2021 Guidance notes). Where RV is calculated using the comparative method (rental method) the contract size adjustment should be made as follows: Select - SCAT code box "P and M as an addition” within the 2021 Generic Contractors Test Spreadsheet facility. Or Where the spreadsheet is not used take the: Reciprocal of statutory de-capitalisation rate (i.e. 5% reciprocal = 20) multiply by rateable value of the buildings (before any overall end allowances are made and after making a notional deduction for the land value) and add to the ERC of P&M. Use resultant figure to calculate contract size adjustment. (Guidance Notes - Section 6) | Cranes: Gantry Rails & Supports Integral. Composite stanchion taking the main support beam and rail track. | - | 1 | TRUE
1065 | 214BCU | 7732 | 214BCU | Cranes | Gantry Rails and Supports - Integral | Height to Underside of Rail Track | 28.95m | 40 tonnes | The crane gantry support beam supports the rail track upon which the moving traveller rests. The costs given include the extra foundations, the extra size of the support stanchion, the support beam and the rail track. Most buildings erected with structural steel stanchions are capable of also holding a gantry rail of up to 5 tonnes. In these cases an angle fillet is bolted to the upright projecting into the workshop/warehouse and the rail track support (with rail track on top) is fixed to this. As the traveller tonnage increases (over 5 tonnes) the upright stanchions, and horizontal beam, (and foundations to the stanchions) are increased in size to accommodate the extra load and thus the costs set out are in part for this ADDITIONAL cost element. This is over and above the figures used for the building framework. The additional steelwork, concrete foundation work, support beam, support flanges and rail track are regarded as Class 4 Table 3 structural supports and ERC¬s provided are all inclusive. The foundations will be larger to accommodate the extra load and the table includes an item for this element Below 5 tonnes the support beam and rail track may be substantial and the cost of this alone can be calculated by using the weight of steel appropriate. See Structural Steelwork supporting structures. Moving beam buffers These may be of various lengths and where two travellers work the same beam they prevent the two beams from coming to close together. This allows even distribution of weight down through the vertical stanchions. For max weight that rail support and stanchions can take look at SWL indication on main traveller. DO NOT add the various beam support weights together the max load that can be lifted is the heaviest beams SWL. | Location Adjustment Applicable (See Guidance Notes) - ERC = UK mean of 1.00 | (BEAMS Note 1) The ERC for this item should be added to the total of the ERC of the other P&M items on the site and the Buildings ERC (where applicable) to enable the correct contract size adjustment to be made. ERC of P&M Items + ERC of Building Component’s = Total ERC (net figure rateable items only) to which contract size adjustment should be applied The 2023 Generic Contractors Test Spreadsheet has this facility built into the programme - it is recommended you undertake all contractors test valuations using this spreadsheet. (Details on the application of contract size adjustments can be found in the RCG 2023 Guidance notes). Where RV is calculated using the comparative method (rental method) the contract size adjustment should be made as follows: Select - SCAT code box ""P and M as an addition” within the 2023 Generic Contractors Test Spreadsheet facility. Or Where the spreadsheet is not used take the: Reciprocal of statutory de-capitalisation rate (i.e. 5% reciprocal = 20) multiply by rateable value of the buildings (before any overall end allowances are made and after making a notional deduction for the land value) and add to the ERC of P&M. Use resultant figure to calculate contract size adjustment. (Guidance Notes - Section 6) | The costs are based on units with a 15m span traveller. The lifting capacity of the crane, height to underside of rail track (top of the track support beam) and the length of the gantry is all that is required to operate the scales (measured between the rails down the middle of the workshop). (Do not hook a metal tape onto the horizontal beam in order to gain the height. Most have exposed electrical cables attached). LINEAR METRE is distance-taking measurement between rail tracks of the length of the rail tracks. (Not always the length of the building) and is NOT the combined length of the two rails. The above costs do not include the moving traveller but do include foundations. | Moving beam buffers These may be of various lengths and where two travellers work the same beam they prevent the two beams from coming to close together. This allows even distribution of weight down through the vertical stanchions. For max weight that rail support and stanchions can take look at SWL indication on main traveller. DO NOT add the various beam support weights together the max load that can be lifted is the heaviest beams SWL. | Class 4 Table 3 Foundations, settings, fixed gantries, supports Class 1 Table 1) List of Accessories (i) Travellers, Cranes Class 2 Table 2) | Whole is not rateable if under Class 1 or Class 2 if not used in connection with fuel for the generation of power or if not accessory to Class 1 or Class 2. | Moving Traveller (Class 1 and Class 2) | It is assumed that the item forms part of an "average size industrial, commercial or office complex". Where it would be normal to find more than one item in such a hereditament the ERC stated has been adjusted to reflect any number / quantity, discount. These figures are NOT one off figures. | If the traveller span varies from the 15m basic cost guide standard then the following % adjustments are to be adopted. 5m span deduct 60%, 7 & 8m span deduct 50%, 10m span deduct 30%, (15m span no change), 20m span add 45%, 25m span add 90%. | Cranes: Gantry Rails & Supports Integral. Composite stanchion taking the main support beam and rail track. | - | 10071 |  | M | - | NA | NA | NA | 2346.125 | Option 2 | 2908.7354 | 23.98% | 0 | 0 | -100% | -100% | 0 | -100% | Redirected | NA | VOA_GPN_GOV_UK\7246041 | 2019-08-30 | Low | Blue | High | Risk taken from previous CG | - | - | NA | SPONS A&B | NA | (BEAMS Note 1) The ERC for this item should be added to the total of the ERC of the other P&M items on the site and the Buildings ERC (where applicable) to enable the correct contract size adjustment to be made. ERC of P&M Items + ERC of Building Component’s = Total ERC (net figure rateable items only) to which contract size adjustment should be applied The 2021 Generic Contractors Test Spreadsheet has this facility built into the programme - it is recommended you undertake all contractors test valuations using this spreadsheet. (Details on the application of contract size adjustments can be found in the RCG 2021 Guidance notes). Where RV is calculated using the comparative method (rental method) the contract size adjustment should be made as follows: Select - SCAT code box "P and M as an addition” within the 2021 Generic Contractors Test Spreadsheet facility. Or Where the spreadsheet is not used take the: Reciprocal of statutory de-capitalisation rate (i.e. 5% reciprocal = 20) multiply by rateable value of the buildings (before any overall end allowances are made and after making a notional deduction for the land value) and add to the ERC of P&M. Use resultant figure to calculate contract size adjustment. (Guidance Notes - Section 6) | Cranes: Gantry Rails & Supports Integral. Composite stanchion taking the main support beam and rail track. | - | 1 | TRUE
1066 | 214BCV | 7734 | 214BCV | Cranes | Gantry Rails and Supports - Integral | Height to Underside of Rail Track | 28.95m | 50 tonnes | The crane gantry support beam supports the rail track upon which the moving traveller rests. The costs given include the extra foundations, the extra size of the support stanchion, the support beam and the rail track. Most buildings erected with structural steel stanchions are capable of also holding a gantry rail of up to 5 tonnes. In these cases an angle fillet is bolted to the upright projecting into the workshop/warehouse and the rail track support (with rail track on top) is fixed to this. As the traveller tonnage increases (over 5 tonnes) the upright stanchions, and horizontal beam, (and foundations to the stanchions) are increased in size to accommodate the extra load and thus the costs set out are in part for this ADDITIONAL cost element. This is over and above the figures used for the building framework. The additional steelwork, concrete foundation work, support beam, support flanges and rail track are regarded as Class 4 Table 3 structural supports and ERC¬s provided are all inclusive. The foundations will be larger to accommodate the extra load and the table includes an item for this element Below 5 tonnes the support beam and rail track may be substantial and the cost of this alone can be calculated by using the weight of steel appropriate. See Structural Steelwork supporting structures. Moving beam buffers These may be of various lengths and where two travellers work the same beam they prevent the two beams from coming to close together. This allows even distribution of weight down through the vertical stanchions. For max weight that rail support and stanchions can take look at SWL indication on main traveller. DO NOT add the various beam support weights together the max load that can be lifted is the heaviest beams SWL. | Location Adjustment Applicable (See Guidance Notes) - ERC = UK mean of 1.00 | (BEAMS Note 1) The ERC for this item should be added to the total of the ERC of the other P&M items on the site and the Buildings ERC (where applicable) to enable the correct contract size adjustment to be made. ERC of P&M Items + ERC of Building Component’s = Total ERC (net figure rateable items only) to which contract size adjustment should be applied The 2023 Generic Contractors Test Spreadsheet has this facility built into the programme - it is recommended you undertake all contractors test valuations using this spreadsheet. (Details on the application of contract size adjustments can be found in the RCG 2023 Guidance notes). Where RV is calculated using the comparative method (rental method) the contract size adjustment should be made as follows: Select - SCAT code box ""P and M as an addition” within the 2023 Generic Contractors Test Spreadsheet facility. Or Where the spreadsheet is not used take the: Reciprocal of statutory de-capitalisation rate (i.e. 5% reciprocal = 20) multiply by rateable value of the buildings (before any overall end allowances are made and after making a notional deduction for the land value) and add to the ERC of P&M. Use resultant figure to calculate contract size adjustment. (Guidance Notes - Section 6) | The costs are based on units with a 15m span traveller. The lifting capacity of the crane, height to underside of rail track (top of the track support beam) and the length of the gantry is all that is required to operate the scales (measured between the rails down the middle of the workshop). (Do not hook a metal tape onto the horizontal beam in order to gain the height. Most have exposed electrical cables attached). LINEAR METRE is distance-taking measurement between rail tracks of the length of the rail tracks. (Not always the length of the building) and is NOT the combined length of the two rails. The above costs do not include the moving traveller but do include foundations. | Moving beam buffers These may be of various lengths and where two travellers work the same beam they prevent the two beams from coming to close together. This allows even distribution of weight down through the vertical stanchions. For max weight that rail support and stanchions can take look at SWL indication on main traveller. DO NOT add the various beam support weights together the max load that can be lifted is the heaviest beams SWL. | Class 4 Table 3 Foundations, settings, fixed gantries, supports Class 1 Table 1) List of Accessories (i) Travellers, Cranes Class 2 Table 2) | Whole is not rateable if under Class 1 or Class 2 if not used in connection with fuel for the generation of power or if not accessory to Class 1 or Class 2. | Moving Traveller (Class 1 and Class 2) | It is assumed that the item forms part of an "average size industrial, commercial or office complex". Where it would be normal to find more than one item in such a hereditament the ERC stated has been adjusted to reflect any number / quantity, discount. These figures are NOT one off figures. | If the traveller span varies from the 15m basic cost guide standard then the following % adjustments are to be adopted. 5m span deduct 60%, 7 & 8m span deduct 50%, 10m span deduct 30%, (15m span no change), 20m span add 45%, 25m span add 90%. | Cranes: Gantry Rails & Supports Integral. Composite stanchion taking the main support beam and rail track. | - | 10071 |  | M | - | NA | NA | NA | 2731.4375 | Option 2 | 3386.4474 | 23.98% | 0 | 0 | -100% | -100% | 0 | -100% | Redirected | NA | VOA_GPN_GOV_UK\7246041 | 2019-08-30 | Low | Blue | High | Risk taken from previous CG | - | - | NA | SPONS A&B | NA | (BEAMS Note 1) The ERC for this item should be added to the total of the ERC of the other P&M items on the site and the Buildings ERC (where applicable) to enable the correct contract size adjustment to be made. ERC of P&M Items + ERC of Building Component’s = Total ERC (net figure rateable items only) to which contract size adjustment should be applied The 2021 Generic Contractors Test Spreadsheet has this facility built into the programme - it is recommended you undertake all contractors test valuations using this spreadsheet. (Details on the application of contract size adjustments can be found in the RCG 2021 Guidance notes). Where RV is calculated using the comparative method (rental method) the contract size adjustment should be made as follows: Select - SCAT code box "P and M as an addition” within the 2021 Generic Contractors Test Spreadsheet facility. Or Where the spreadsheet is not used take the: Reciprocal of statutory de-capitalisation rate (i.e. 5% reciprocal = 20) multiply by rateable value of the buildings (before any overall end allowances are made and after making a notional deduction for the land value) and add to the ERC of P&M. Use resultant figure to calculate contract size adjustment. (Guidance Notes - Section 6) | Cranes: Gantry Rails & Supports Integral. Composite stanchion taking the main support beam and rail track. | - | 1 | TRUE
1067 | 214BCW | 7735 | 214BCW | Cranes | Gantry Rails and Supports - Integral | Height to Underside of Rail Track | 28.95m | 75 tonnes | The crane gantry support beam supports the rail track upon which the moving traveller rests. The costs given include the extra foundations, the extra size of the support stanchion, the support beam and the rail track. Most buildings erected with structural steel stanchions are capable of also holding a gantry rail of up to 5 tonnes. In these cases an angle fillet is bolted to the upright projecting into the workshop/warehouse and the rail track support (with rail track on top) is fixed to this. As the traveller tonnage increases (over 5 tonnes) the upright stanchions, and horizontal beam, (and foundations to the stanchions) are increased in size to accommodate the extra load and thus the costs set out are in part for this ADDITIONAL cost element. This is over and above the figures used for the building framework. The additional steelwork, concrete foundation work, support beam, support flanges and rail track are regarded as Class 4 Table 3 structural supports and ERC¬s provided are all inclusive. The foundations will be larger to accommodate the extra load and the table includes an item for this element Below 5 tonnes the support beam and rail track may be substantial and the cost of this alone can be calculated by using the weight of steel appropriate. See Structural Steelwork supporting structures. Moving beam buffers These may be of various lengths and where two travellers work the same beam they prevent the two beams from coming to close together. This allows even distribution of weight down through the vertical stanchions. For max weight that rail support and stanchions can take look at SWL indication on main traveller. DO NOT add the various beam support weights together the max load that can be lifted is the heaviest beams SWL. | Location Adjustment Applicable (See Guidance Notes) - ERC = UK mean of 1.00 | (BEAMS Note 1) The ERC for this item should be added to the total of the ERC of the other P&M items on the site and the Buildings ERC (where applicable) to enable the correct contract size adjustment to be made. ERC of P&M Items + ERC of Building Component’s = Total ERC (net figure rateable items only) to which contract size adjustment should be applied The 2023 Generic Contractors Test Spreadsheet has this facility built into the programme - it is recommended you undertake all contractors test valuations using this spreadsheet. (Details on the application of contract size adjustments can be found in the RCG 2023 Guidance notes). Where RV is calculated using the comparative method (rental method) the contract size adjustment should be made as follows: Select - SCAT code box ""P and M as an addition” within the 2023 Generic Contractors Test Spreadsheet facility. Or Where the spreadsheet is not used take the: Reciprocal of statutory de-capitalisation rate (i.e. 5% reciprocal = 20) multiply by rateable value of the buildings (before any overall end allowances are made and after making a notional deduction for the land value) and add to the ERC of P&M. Use resultant figure to calculate contract size adjustment. (Guidance Notes - Section 6) | The costs are based on units with a 15m span traveller. The lifting capacity of the crane, height to underside of rail track (top of the track support beam) and the length of the gantry is all that is required to operate the scales (measured between the rails down the middle of the workshop). (Do not hook a metal tape onto the horizontal beam in order to gain the height. Most have exposed electrical cables attached). LINEAR METRE is distance-taking measurement between rail tracks of the length of the rail tracks. (Not always the length of the building) and is NOT the combined length of the two rails. The above costs do not include the moving traveller but do include foundations. | Moving beam buffers These may be of various lengths and where two travellers work the same beam they prevent the two beams from coming to close together. This allows even distribution of weight down through the vertical stanchions. For max weight that rail support and stanchions can take look at SWL indication on main traveller. DO NOT add the various beam support weights together the max load that can be lifted is the heaviest beams SWL. | Class 4 Table 3 Foundations, settings, fixed gantries, supports Class 1 Table 1) List of Accessories (i) Travellers, Cranes Class 2 Table 2) | Whole is not rateable if under Class 1 or Class 2 if not used in connection with fuel for the generation of power or if not accessory to Class 1 or Class 2. | Moving Traveller (Class 1 and Class 2) | It is assumed that the item forms part of an "average size industrial, commercial or office complex". Where it would be normal to find more than one item in such a hereditament the ERC stated has been adjusted to reflect any number / quantity, discount. These figures are NOT one off figures. | If the traveller span varies from the 15m basic cost guide standard then the following % adjustments are to be adopted. 5m span deduct 60%, 7 & 8m span deduct 50%, 10m span deduct 30%, (15m span no change), 20m span add 45%, 25m span add 90%. | Cranes: Gantry Rails & Supports Integral. Composite stanchion taking the main support beam and rail track. | - | 10071 |  | M | - | NA | NA | NA | 3566.2812 | Option 2 | 4421.4901 | 23.98% | 0 | 0 | -100% | -100% | 0 | -100% | Redirected | NA | VOA_GPN_GOV_UK\7246041 | 2019-08-30 | Low | Blue | High | Risk taken from previous CG | - | - | NA | SPONS A&B | NA | (BEAMS Note 1) The ERC for this item should be added to the total of the ERC of the other P&M items on the site and the Buildings ERC (where applicable) to enable the correct contract size adjustment to be made. ERC of P&M Items + ERC of Building Component’s = Total ERC (net figure rateable items only) to which contract size adjustment should be applied The 2021 Generic Contractors Test Spreadsheet has this facility built into the programme - it is recommended you undertake all contractors test valuations using this spreadsheet. (Details on the application of contract size adjustments can be found in the RCG 2021 Guidance notes). Where RV is calculated using the comparative method (rental method) the contract size adjustment should be made as follows: Select - SCAT code box "P and M as an addition” within the 2021 Generic Contractors Test Spreadsheet facility. Or Where the spreadsheet is not used take the: Reciprocal of statutory de-capitalisation rate (i.e. 5% reciprocal = 20) multiply by rateable value of the buildings (before any overall end allowances are made and after making a notional deduction for the land value) and add to the ERC of P&M. Use resultant figure to calculate contract size adjustment. (Guidance Notes - Section 6) | Cranes: Gantry Rails & Supports Integral. Composite stanchion taking the main support beam and rail track. | - | 1 | TRUE
1068 | 214BCX | 7737 | 214BCX | Cranes | Gantry Rails and Supports - Integral | Height to Underside of Rail Track | 28.95m | 100 tonnes | The crane gantry support beam supports the rail track upon which the moving traveller rests. The costs given include the extra foundations, the extra size of the support stanchion, the support beam and the rail track. Most buildings erected with structural steel stanchions are capable of also holding a gantry rail of up to 5 tonnes. In these cases an angle fillet is bolted to the upright projecting into the workshop/warehouse and the rail track support (with rail track on top) is fixed to this. As the traveller tonnage increases (over 5 tonnes) the upright stanchions, and horizontal beam, (and foundations to the stanchions) are increased in size to accommodate the extra load and thus the costs set out are in part for this ADDITIONAL cost element. This is over and above the figures used for the building framework. The additional steelwork, concrete foundation work, support beam, support flanges and rail track are regarded as Class 4 Table 3 structural supports and ERC¬s provided are all inclusive. The foundations will be larger to accommodate the extra load and the table includes an item for this element Below 5 tonnes the support beam and rail track may be substantial and the cost of this alone can be calculated by using the weight of steel appropriate. See Structural Steelwork supporting structures. Moving beam buffers These may be of various lengths and where two travellers work the same beam they prevent the two beams from coming to close together. This allows even distribution of weight down through the vertical stanchions. For max weight that rail support and stanchions can take look at SWL indication on main traveller. DO NOT add the various beam support weights together the max load that can be lifted is the heaviest beams SWL. | Location Adjustment Applicable (See Guidance Notes) - ERC = UK mean of 1.00 | (BEAMS Note 1) The ERC for this item should be added to the total of the ERC of the other P&M items on the site and the Buildings ERC (where applicable) to enable the correct contract size adjustment to be made. ERC of P&M Items + ERC of Building Component’s = Total ERC (net figure rateable items only) to which contract size adjustment should be applied The 2023 Generic Contractors Test Spreadsheet has this facility built into the programme - it is recommended you undertake all contractors test valuations using this spreadsheet. (Details on the application of contract size adjustments can be found in the RCG 2023 Guidance notes). Where RV is calculated using the comparative method (rental method) the contract size adjustment should be made as follows: Select - SCAT code box ""P and M as an addition” within the 2023 Generic Contractors Test Spreadsheet facility. Or Where the spreadsheet is not used take the: Reciprocal of statutory de-capitalisation rate (i.e. 5% reciprocal = 20) multiply by rateable value of the buildings (before any overall end allowances are made and after making a notional deduction for the land value) and add to the ERC of P&M. Use resultant figure to calculate contract size adjustment. (Guidance Notes - Section 6) | The costs are based on units with a 15m span traveller. The lifting capacity of the crane, height to underside of rail track (top of the track support beam) and the length of the gantry is all that is required to operate the scales (measured between the rails down the middle of the workshop). (Do not hook a metal tape onto the horizontal beam in order to gain the height. Most have exposed electrical cables attached). LINEAR METRE is distance-taking measurement between rail tracks of the length of the rail tracks. (Not always the length of the building) and is NOT the combined length of the two rails. The above costs do not include the moving traveller but do include foundations. | Moving beam buffers These may be of various lengths and where two travellers work the same beam they prevent the two beams from coming to close together. This allows even distribution of weight down through the vertical stanchions. For max weight that rail support and stanchions can take look at SWL indication on main traveller. DO NOT add the various beam support weights together the max load that can be lifted is the heaviest beams SWL. | Class 4 Table 3 Foundations, settings, fixed gantries, supports Class 1 Table 1) List of Accessories (i) Travellers, Cranes Class 2 Table 2) | Whole is not rateable if under Class 1 or Class 2 if not used in connection with fuel for the generation of power or if not accessory to Class 1 or Class 2. | Moving Traveller (Class 1 and Class 2) | It is assumed that the item forms part of an "average size industrial, commercial or office complex". Where it would be normal to find more than one item in such a hereditament the ERC stated has been adjusted to reflect any number / quantity, discount. These figures are NOT one off figures. | If the traveller span varies from the 15m basic cost guide standard then the following % adjustments are to be adopted. 5m span deduct 60%, 7 & 8m span deduct 50%, 10m span deduct 30%, (15m span no change), 20m span add 45%, 25m span add 90%. | Cranes: Gantry Rails & Supports Integral. Composite stanchion taking the main support beam and rail track. | - | 10071 |  | M | - | NA | NA | NA | 4260.7 | Option 2 | 5282.4333 | 23.98% | 0 | 0 | -100% | -100% | 0 | -100% | Redirected | NA | VOA_GPN_GOV_UK\7246041 | 2019-08-30 | Low | Blue | High | Risk taken from previous CG | - | - | NA | SPONS A&B | NA | (BEAMS Note 1) The ERC for this item should be added to the total of the ERC of the other P&M items on the site and the Buildings ERC (where applicable) to enable the correct contract size adjustment to be made. ERC of P&M Items + ERC of Building Component’s = Total ERC (net figure rateable items only) to which contract size adjustment should be applied The 2021 Generic Contractors Test Spreadsheet has this facility built into the programme - it is recommended you undertake all contractors test valuations using this spreadsheet. (Details on the application of contract size adjustments can be found in the RCG 2021 Guidance notes). Where RV is calculated using the comparative method (rental method) the contract size adjustment should be made as follows: Select - SCAT code box "P and M as an addition” within the 2021 Generic Contractors Test Spreadsheet facility. Or Where the spreadsheet is not used take the: Reciprocal of statutory de-capitalisation rate (i.e. 5% reciprocal = 20) multiply by rateable value of the buildings (before any overall end allowances are made and after making a notional deduction for the land value) and add to the ERC of P&M. Use resultant figure to calculate contract size adjustment. (Guidance Notes - Section 6) | Cranes: Gantry Rails & Supports Integral. Composite stanchion taking the main support beam and rail track. | - | 1 | TRUE
1069 | 214BCY | 7739 | 214BCY | Cranes | Gantry Rails and Supports - Integral | Height to Underside of Rail Track | 28.95m | 150 tonnes | The crane gantry support beam supports the rail track upon which the moving traveller rests. The costs given include the extra foundations, the extra size of the support stanchion, the support beam and the rail track. Most buildings erected with structural steel stanchions are capable of also holding a gantry rail of up to 5 tonnes. In these cases an angle fillet is bolted to the upright projecting into the workshop/warehouse and the rail track support (with rail track on top) is fixed to this. As the traveller tonnage increases (over 5 tonnes) the upright stanchions, and horizontal beam, (and foundations to the stanchions) are increased in size to accommodate the extra load and thus the costs set out are in part for this ADDITIONAL cost element. This is over and above the figures used for the building framework. The additional steelwork, concrete foundation work, support beam, support flanges and rail track are regarded as Class 4 Table 3 structural supports and ERC¬s provided are all inclusive. The foundations will be larger to accommodate the extra load and the table includes an item for this element Below 5 tonnes the support beam and rail track may be substantial and the cost of this alone can be calculated by using the weight of steel appropriate. See Structural Steelwork supporting structures. Moving beam buffers These may be of various lengths and where two travellers work the same beam they prevent the two beams from coming to close together. This allows even distribution of weight down through the vertical stanchions. For max weight that rail support and stanchions can take look at SWL indication on main traveller. DO NOT add the various beam support weights together the max load that can be lifted is the heaviest beams SWL. | Location Adjustment Applicable (See Guidance Notes) - ERC = UK mean of 1.00 | (BEAMS Note 1) The ERC for this item should be added to the total of the ERC of the other P&M items on the site and the Buildings ERC (where applicable) to enable the correct contract size adjustment to be made. ERC of P&M Items + ERC of Building Component’s = Total ERC (net figure rateable items only) to which contract size adjustment should be applied The 2023 Generic Contractors Test Spreadsheet has this facility built into the programme - it is recommended you undertake all contractors test valuations using this spreadsheet. (Details on the application of contract size adjustments can be found in the RCG 2023 Guidance notes). Where RV is calculated using the comparative method (rental method) the contract size adjustment should be made as follows: Select - SCAT code box ""P and M as an addition” within the 2023 Generic Contractors Test Spreadsheet facility. Or Where the spreadsheet is not used take the: Reciprocal of statutory de-capitalisation rate (i.e. 5% reciprocal = 20) multiply by rateable value of the buildings (before any overall end allowances are made and after making a notional deduction for the land value) and add to the ERC of P&M. Use resultant figure to calculate contract size adjustment. (Guidance Notes - Section 6) | The costs are based on units with a 15m span traveller. The lifting capacity of the crane, height to underside of rail track (top of the track support beam) and the length of the gantry is all that is required to operate the scales (measured between the rails down the middle of the workshop). (Do not hook a metal tape onto the horizontal beam in order to gain the height. Most have exposed electrical cables attached). LINEAR METRE is distance-taking measurement between rail tracks of the length of the rail tracks. (Not always the length of the building) and is NOT the combined length of the two rails. The above costs do not include the moving traveller but do include foundations. | Moving beam buffers These may be of various lengths and where two travellers work the same beam they prevent the two beams from coming to close together. This allows even distribution of weight down through the vertical stanchions. For max weight that rail support and stanchions can take look at SWL indication on main traveller. DO NOT add the various beam support weights together the max load that can be lifted is the heaviest beams SWL. | Class 4 Table 3 Foundations, settings, fixed gantries, supports Class 1 Table 1) List of Accessories (i) Travellers, Cranes Class 2 Table 2) | Whole is not rateable if under Class 1 or Class 2 if not used in connection with fuel for the generation of power or if not accessory to Class 1 or Class 2. | Moving Traveller (Class 1 and Class 2) | It is assumed that the item forms part of an "average size industrial, commercial or office complex". Where it would be normal to find more than one item in such a hereditament the ERC stated has been adjusted to reflect any number / quantity, discount. These figures are NOT one off figures. | If the traveller span varies from the 15m basic cost guide standard then the following % adjustments are to be adopted. 5m span deduct 60%, 7 & 8m span deduct 50%, 10m span deduct 30%, (15m span no change), 20m span add 45%, 25m span add 90%. | Cranes: Gantry Rails & Supports Integral. Composite stanchion taking the main support beam and rail track. | - | 10071 |  | M | - | NA | NA | NA | 5437.1875 | Option 2 | 6741.0474 | 23.98% | 0 | 0 | -100% | -100% | 0 | -100% | Redirected | NA | VOA_GPN_GOV_UK\7246041 | 2019-08-30 | Low | Blue | High | Risk taken from previous CG | - | - | NA | SPONS A&B | NA | (BEAMS Note 1) The ERC for this item should be added to the total of the ERC of the other P&M items on the site and the Buildings ERC (where applicable) to enable the correct contract size adjustment to be made. ERC of P&M Items + ERC of Building Component’s = Total ERC (net figure rateable items only) to which contract size adjustment should be applied The 2021 Generic Contractors Test Spreadsheet has this facility built into the programme - it is recommended you undertake all contractors test valuations using this spreadsheet. (Details on the application of contract size adjustments can be found in the RCG 2021 Guidance notes). Where RV is calculated using the comparative method (rental method) the contract size adjustment should be made as follows: Select - SCAT code box "P and M as an addition” within the 2021 Generic Contractors Test Spreadsheet facility. Or Where the spreadsheet is not used take the: Reciprocal of statutory de-capitalisation rate (i.e. 5% reciprocal = 20) multiply by rateable value of the buildings (before any overall end allowances are made and after making a notional deduction for the land value) and add to the ERC of P&M. Use resultant figure to calculate contract size adjustment. (Guidance Notes - Section 6) | Cranes: Gantry Rails & Supports Integral. Composite stanchion taking the main support beam and rail track. | - | 1 | TRUE
1070 | 214BCZ | 7740 | 214BCZ | Cranes | Gantry Rails and Supports - Integral | Height to Underside of Rail Track | 28.95m | 200 tonnes | The crane gantry support beam supports the rail track upon which the moving traveller rests. The costs given include the extra foundations, the extra size of the support stanchion, the support beam and the rail track. Most buildings erected with structural steel stanchions are capable of also holding a gantry rail of up to 5 tonnes. In these cases an angle fillet is bolted to the upright projecting into the workshop/warehouse and the rail track support (with rail track on top) is fixed to this. As the traveller tonnage increases (over 5 tonnes) the upright stanchions, and horizontal beam, (and foundations to the stanchions) are increased in size to accommodate the extra load and thus the costs set out are in part for this ADDITIONAL cost element. This is over and above the figures used for the building framework. The additional steelwork, concrete foundation work, support beam, support flanges and rail track are regarded as Class 4 Table 3 structural supports and ERC¬s provided are all inclusive. The foundations will be larger to accommodate the extra load and the table includes an item for this element Below 5 tonnes the support beam and rail track may be substantial and the cost of this alone can be calculated by using the weight of steel appropriate. See Structural Steelwork supporting structures. Moving beam buffers These may be of various lengths and where two travellers work the same beam they prevent the two beams from coming to close together. This allows even distribution of weight down through the vertical stanchions. For max weight that rail support and stanchions can take look at SWL indication on main traveller. DO NOT add the various beam support weights together the max load that can be lifted is the heaviest beams SWL. | Location Adjustment Applicable (See Guidance Notes) - ERC = UK mean of 1.00 | (BEAMS Note 1) The ERC for this item should be added to the total of the ERC of the other P&M items on the site and the Buildings ERC (where applicable) to enable the correct contract size adjustment to be made. ERC of P&M Items + ERC of Building Component’s = Total ERC (net figure rateable items only) to which contract size adjustment should be applied The 2023 Generic Contractors Test Spreadsheet has this facility built into the programme - it is recommended you undertake all contractors test valuations using this spreadsheet. (Details on the application of contract size adjustments can be found in the RCG 2023 Guidance notes). Where RV is calculated using the comparative method (rental method) the contract size adjustment should be made as follows: Select - SCAT code box ""P and M as an addition” within the 2023 Generic Contractors Test Spreadsheet facility. Or Where the spreadsheet is not used take the: Reciprocal of statutory de-capitalisation rate (i.e. 5% reciprocal = 20) multiply by rateable value of the buildings (before any overall end allowances are made and after making a notional deduction for the land value) and add to the ERC of P&M. Use resultant figure to calculate contract size adjustment. (Guidance Notes - Section 6) | The costs are based on units with a 15m span traveller. The lifting capacity of the crane, height to underside of rail track (top of the track support beam) and the length of the gantry is all that is required to operate the scales (measured between the rails down the middle of the workshop). (Do not hook a metal tape onto the horizontal beam in order to gain the height. Most have exposed electrical cables attached). LINEAR METRE is distance-taking measurement between rail tracks of the length of the rail tracks. (Not always the length of the building) and is NOT the combined length of the two rails. The above costs do not include the moving traveller but do include foundations. | Moving beam buffers These may be of various lengths and where two travellers work the same beam they prevent the two beams from coming to close together. This allows even distribution of weight down through the vertical stanchions. For max weight that rail support and stanchions can take look at SWL indication on main traveller. DO NOT add the various beam support weights together the max load that can be lifted is the heaviest beams SWL. | Class 4 Table 3 Foundations, settings, fixed gantries, supports Class 1 Table 1) List of Accessories (i) Travellers, Cranes Class 2 Table 2) | Whole is not rateable if under Class 1 or Class 2 if not used in connection with fuel for the generation of power or if not accessory to Class 1 or Class 2. | Moving Traveller (Class 1 and Class 2) | It is assumed that the item forms part of an "average size industrial, commercial or office complex". Where it would be normal to find more than one item in such a hereditament the ERC stated has been adjusted to reflect any number / quantity, discount. These figures are NOT one off figures. | If the traveller span varies from the 15m basic cost guide standard then the following % adjustments are to be adopted. 5m span deduct 60%, 7 & 8m span deduct 50%, 10m span deduct 30%, (15m span no change), 20m span add 45%, 25m span add 90%. | Cranes: Gantry Rails & Supports Integral. Composite stanchion taking the main support beam and rail track. | - | 10071 |  | M | - | NA | NA | NA | 6464.6875 | Option 2 | 8014.9461 | 23.98% | 0 | 0 | -100% | -100% | 0 | -100% | Redirected | NA | VOA_GPN_GOV_UK\7246041 | 2019-08-30 | Low | Blue | High | Risk taken from previous CG | - | - | NA | SPONS A&B | NA | (BEAMS Note 1) The ERC for this item should be added to the total of the ERC of the other P&M items on the site and the Buildings ERC (where applicable) to enable the correct contract size adjustment to be made. ERC of P&M Items + ERC of Building Component’s = Total ERC (net figure rateable items only) to which contract size adjustment should be applied The 2021 Generic Contractors Test Spreadsheet has this facility built into the programme - it is recommended you undertake all contractors test valuations using this spreadsheet. (Details on the application of contract size adjustments can be found in the RCG 2021 Guidance notes). Where RV is calculated using the comparative method (rental method) the contract size adjustment should be made as follows: Select - SCAT code box "P and M as an addition” within the 2021 Generic Contractors Test Spreadsheet facility. Or Where the spreadsheet is not used take the: Reciprocal of statutory de-capitalisation rate (i.e. 5% reciprocal = 20) multiply by rateable value of the buildings (before any overall end allowances are made and after making a notional deduction for the land value) and add to the ERC of P&M. Use resultant figure to calculate contract size adjustment. (Guidance Notes - Section 6) | Cranes: Gantry Rails & Supports Integral. Composite stanchion taking the main support beam and rail track. | - | 1 | TRUE
1071 | 214BDA | 7742 | 214BDA | Cranes | Gantry Rails and Supports - Integral | Height to Underside of Rail Track | 28.95m | 250 tonnes | The crane gantry support beam supports the rail track upon which the moving traveller rests. The costs given include the extra foundations, the extra size of the support stanchion, the support beam and the rail track. Most buildings erected with structural steel stanchions are capable of also holding a gantry rail of up to 5 tonnes. In these cases an angle fillet is bolted to the upright projecting into the workshop/warehouse and the rail track support (with rail track on top) is fixed to this. As the traveller tonnage increases (over 5 tonnes) the upright stanchions, and horizontal beam, (and foundations to the stanchions) are increased in size to accommodate the extra load and thus the costs set out are in part for this ADDITIONAL cost element. This is over and above the figures used for the building framework. The additional steelwork, concrete foundation work, support beam, support flanges and rail track are regarded as Class 4 Table 3 structural supports and ERC¬s provided are all inclusive. The foundations will be larger to accommodate the extra load and the table includes an item for this element Below 5 tonnes the support beam and rail track may be substantial and the cost of this alone can be calculated by using the weight of steel appropriate. See Structural Steelwork supporting structures. Moving beam buffers These may be of various lengths and where two travellers work the same beam they prevent the two beams from coming to close together. This allows even distribution of weight down through the vertical stanchions. For max weight that rail support and stanchions can take look at SWL indication on main traveller. DO NOT add the various beam support weights together the max load that can be lifted is the heaviest beams SWL. | Location Adjustment Applicable (See Guidance Notes) - ERC = UK mean of 1.00 | (BEAMS Note 1) The ERC for this item should be added to the total of the ERC of the other P&M items on the site and the Buildings ERC (where applicable) to enable the correct contract size adjustment to be made. ERC of P&M Items + ERC of Building Component’s = Total ERC (net figure rateable items only) to which contract size adjustment should be applied The 2023 Generic Contractors Test Spreadsheet has this facility built into the programme - it is recommended you undertake all contractors test valuations using this spreadsheet. (Details on the application of contract size adjustments can be found in the RCG 2023 Guidance notes). Where RV is calculated using the comparative method (rental method) the contract size adjustment should be made as follows: Select - SCAT code box ""P and M as an addition” within the 2023 Generic Contractors Test Spreadsheet facility. Or Where the spreadsheet is not used take the: Reciprocal of statutory de-capitalisation rate (i.e. 5% reciprocal = 20) multiply by rateable value of the buildings (before any overall end allowances are made and after making a notional deduction for the land value) and add to the ERC of P&M. Use resultant figure to calculate contract size adjustment. (Guidance Notes - Section 6) | The costs are based on units with a 15m span traveller. The lifting capacity of the crane, height to underside of rail track (top of the track support beam) and the length of the gantry is all that is required to operate the scales (measured between the rails down the middle of the workshop). (Do not hook a metal tape onto the horizontal beam in order to gain the height. Most have exposed electrical cables attached). LINEAR METRE is distance-taking measurement between rail tracks of the length of the rail tracks. (Not always the length of the building) and is NOT the combined length of the two rails. The above costs do not include the moving traveller but do include foundations. | Moving beam buffers These may be of various lengths and where two travellers work the same beam they prevent the two beams from coming to close together. This allows even distribution of weight down through the vertical stanchions. For max weight that rail support and stanchions can take look at SWL indication on main traveller. DO NOT add the various beam support weights together the max load that can be lifted is the heaviest beams SWL. | Class 4 Table 3 Foundations, settings, fixed gantries, supports Class 1 Table 1) List of Accessories (i) Travellers, Cranes Class 2 Table 2) | Whole is not rateable if under Class 1 or Class 2 if not used in connection with fuel for the generation of power or if not accessory to Class 1 or Class 2. | Moving Traveller (Class 1 and Class 2) | It is assumed that the item forms part of an "average size industrial, commercial or office complex". Where it would be normal to find more than one item in such a hereditament the ERC stated has been adjusted to reflect any number / quantity, discount. These figures are NOT one off figures. | If the traveller span varies from the 15m basic cost guide standard then the following % adjustments are to be adopted. 5m span deduct 60%, 7 & 8m span deduct 50%, 10m span deduct 30%, (15m span no change), 20m span add 45%, 25m span add 90%. | Cranes: Gantry Rails & Supports Integral. Composite stanchion taking the main support beam and rail track. | - | 10071 |  | M | - | NA | NA | NA | 7415.125 | Option 2 | 9193.3024 | 23.98% | 0 | 0 | -100% | -100% | 0 | -100% | Redirected | NA | VOA_GPN_GOV_UK\7246041 | 2019-08-30 | Low | Blue | High | Risk taken from previous CG | - | - | NA | SPONS A&B | NA | (BEAMS Note 1) The ERC for this item should be added to the total of the ERC of the other P&M items on the site and the Buildings ERC (where applicable) to enable the correct contract size adjustment to be made. ERC of P&M Items + ERC of Building Component’s = Total ERC (net figure rateable items only) to which contract size adjustment should be applied The 2021 Generic Contractors Test Spreadsheet has this facility built into the programme - it is recommended you undertake all contractors test valuations using this spreadsheet. (Details on the application of contract size adjustments can be found in the RCG 2021 Guidance notes). Where RV is calculated using the comparative method (rental method) the contract size adjustment should be made as follows: Select - SCAT code box "P and M as an addition” within the 2021 Generic Contractors Test Spreadsheet facility. Or Where the spreadsheet is not used take the: Reciprocal of statutory de-capitalisation rate (i.e. 5% reciprocal = 20) multiply by rateable value of the buildings (before any overall end allowances are made and after making a notional deduction for the land value) and add to the ERC of P&M. Use resultant figure to calculate contract size adjustment. (Guidance Notes - Section 6) | Cranes: Gantry Rails & Supports Integral. Composite stanchion taking the main support beam and rail track. | - | 1 | TRUE
1072 | 214BDB | 7744 | 214BDB | Cranes | Gantry Rails and Supports - Integral | Height to Underside of Rail Track | 30.43m | 50 tonnes | The crane gantry support beam supports the rail track upon which the moving traveller rests. The costs given include the extra foundations, the extra size of the support stanchion, the support beam and the rail track. Most buildings erected with structural steel stanchions are capable of also holding a gantry rail of up to 5 tonnes. In these cases an angle fillet is bolted to the upright projecting into the workshop/warehouse and the rail track support (with rail track on top) is fixed to this. As the traveller tonnage increases (over 5 tonnes) the upright stanchions, and horizontal beam, (and foundations to the stanchions) are increased in size to accommodate the extra load and thus the costs set out are in part for this ADDITIONAL cost element. This is over and above the figures used for the building framework. The additional steelwork, concrete foundation work, support beam, support flanges and rail track are regarded as Class 4 Table 3 structural supports and ERC provided are all inclusive. The foundations will be larger to accommodate the extra load and the table includes an item for this element Below 5 tonnes the support beam and rail track may be substantial and the cost of this alone can be calculated by using the weight of steel appropriate. See Structural Steelwork supporting structures. Moving beam buffers These may be of various lengths and where two travellers work the same beam they prevent the two beams from coming to close together. This allows even distribution of weight down through the vertical stanchions. For max weight that rail support and stanchions can take look at SWL indication on main traveller. DO NOT add the various beam support weights together the max load that can be lifted is the heaviest beams SWL. | Location Adjustment Applicable (See Guidance Notes) - ERC = UK mean of 1.00 | (BEAMS Note 1) The ERC for this item should be added to the total of the ERC of the other P&M items on the site and the Buildings ERC (where applicable) to enable the correct contract size adjustment to be made. ERC of P&M Items + ERC of Building Component’s = Total ERC (net figure rateable items only) to which contract size adjustment should be applied The 2023 Generic Contractors Test Spreadsheet has this facility built into the programme - it is recommended you undertake all contractors test valuations using this spreadsheet. (Details on the application of contract size adjustments can be found in the RCG 2023 Guidance notes). Where RV is calculated using the comparative method (rental method) the contract size adjustment should be made as follows: Select - SCAT code box ""P and M as an addition” within the 2023 Generic Contractors Test Spreadsheet facility. Or Where the spreadsheet is not used take the: Reciprocal of statutory de-capitalisation rate (i.e. 5% reciprocal = 20) multiply by rateable value of the buildings (before any overall end allowances are made and after making a notional deduction for the land value) and add to the ERC of P&M. Use resultant figure to calculate contract size adjustment. (Guidance Notes - Section 6) | The costs are based on units with a 15m span traveller. The lifting capacity of the crane, height to underside of rail track (top of the track support beam) and the length of the gantry is all that is required to operate the scales (measured between the rails down the middle of the workshop). (Do not hook a metal tape onto the horizontal beam in order to gain the height. Most have exposed electrical cables attached). LINEAR METRE is distance-taking measurement between rail tracks of the length of the rail tracks. (Not always the length of the building) and is NOT the combined length of the two rails. The above costs do not include the moving traveller but do include foundations | Moving beam buffers These may be of various lengths and where two travellers work the same beam they prevent the two beams from coming to close together. This allows even distribution of weight down through the vertical stanchions. For max weight that rail support and stanchions can take look at SWL indication on main traveller. DO NOT add the various beam support weights together the max load that can be lifted is the heaviest beams SWL. | Class 4 Table 3 Foundations, settings, fixed gantries, supports Class 1 Table 1) List of Accessories (i) Travellers, Cranes Class 2 Table 2) | Whole is not rateable if under Class 1 or Class 2 if not used in connection with fuel for the generation of power or if not accessory to Class 1 or Class. | Moving Traveller (Class 1 and Class 2). | It is assumed that the item forms part of an average size industrial, commercial or office complex. Where it would be normal to find more than one item in such a hereditament the ERC stated has been adjusted to reflect any number / quantity, discount. These figures are NOT one off figures. | If the traveller span varies from the 15m basic cost guide standard then the following % adjustments are to be adopted. 5m span deduct 60%, 7 & 8m span deduct 50%, 10m span deduct 30%, (15m span no change), 20m span add 45%, 25m span add 90%. | Cranes: Gantry Rails & Supports Integral. Composite stanchion taking the main support beam and rail track. | - | 10071 | 214BVC, 214BCO, 214BCH | m | - | Please Select | - | - | 2821.3438 | Option 2 | 3497.9136 | 23.98% | 3153.478 | 2383.2861 | -15.53% | -31.87% | 2383.2861 | -15.53% | ERC Over-ridden | Ryan Casey | VOA_GPN_GOV_UK\7233251 | 2021-07-29 | Low | Blue | High | Cost build up has no narrative to explain quantities no resemblance to SPONS rates. Needs a fresh measure next time and costs likely to decrease significantly. | - | No build up. RC continued template for Freestanding cranes, which had a build-up. ERC index RCG2021 rate. | NA | SPONS A&B | 2 | (BEAMS Note 1) P&M | Cranes: Gantry Rails & Supports Integral. Composite stanchion taking the main support beam and rail track. | - | 1 | TRUE
1073 | 214BDC | 7746 | 214BDC | Cranes | Gantry Rails and Supports - Integral | Height to Underside of Rail Track | 30.43m | 75 tonnes | The crane gantry support beam supports the rail track upon which the moving traveller rests. The costs given include the extra foundations, the extra size of the support stanchion, the support beam and the rail track. Most buildings erected with structural steel stanchions are capable of also holding a gantry rail of up to 5 tonnes. In these cases an angle fillet is bolted to the upright projecting into the workshop/warehouse and the rail track support (with rail track on top) is fixed to this. As the traveller tonnage increases (over 5 tonnes) the upright stanchions, and horizontal beam, (and foundations to the stanchions) are increased in size to accommodate the extra load and thus the costs set out are in part for this ADDITIONAL cost element. This is over and above the figures used for the building framework. The additional steelwork, concrete foundation work, support beam, support flanges and rail track are regarded as Class 4 Table 3 structural supports and ERC provided are all inclusive. The foundations will be larger to accommodate the extra load and the table includes an item for this element Below 5 tonnes the support beam and rail track may be substantial and the cost of this alone can be calculated by using the weight of steel appropriate. See Structural Steelwork supporting structures. Moving beam buffers These may be of various lengths and where two travellers work the same beam they prevent the two beams from coming to close together. This allows even distribution of weight down through the vertical stanchions. For max weight that rail support and stanchions can take look at SWL indication on main traveller. DO NOT add the various beam support weights together the max load that can be lifted is the heaviest beams SWL. | Location Adjustment Applicable (See Guidance Notes) - ERC = UK mean of 1.00 | (BEAMS Note 1) The ERC for this item should be added to the total of the ERC of the other P&M items on the site and the Buildings ERC (where applicable) to enable the correct contract size adjustment to be made. ERC of P&M Items + ERC of Building Component’s = Total ERC (net figure rateable items only) to which contract size adjustment should be applied The 2023 Generic Contractors Test Spreadsheet has this facility built into the programme - it is recommended you undertake all contractors test valuations using this spreadsheet. (Details on the application of contract size adjustments can be found in the RCG 2023 Guidance notes). Where RV is calculated using the comparative method (rental method) the contract size adjustment should be made as follows: Select - SCAT code box ""P and M as an addition” within the 2023 Generic Contractors Test Spreadsheet facility. Or Where the spreadsheet is not used take the: Reciprocal of statutory de-capitalisation rate (i.e. 5% reciprocal = 20) multiply by rateable value of the buildings (before any overall end allowances are made and after making a notional deduction for the land value) and add to the ERC of P&M. Use resultant figure to calculate contract size adjustment. (Guidance Notes - Section 6) | The costs are based on units with a 15m span traveller. The lifting capacity of the crane, height to underside of rail track (top of the track support beam) and the length of the gantry is all that is required to operate the scales (measured between the rails down the middle of the workshop). (Do not hook a metal tape onto the horizontal beam in order to gain the height. Most have exposed electrical cables attached). LINEAR METRE is distance-taking measurement between rail tracks of the length of the rail tracks. (Not always the length of the building) and is NOT the combined length of the two rails. The above costs do not include the moving traveller but do include foundations | Moving beam buffers These may be of various lengths and where two travellers work the same beam they prevent the two beams from coming to close together. This allows even distribution of weight down through the vertical stanchions. For max weight that rail support and stanchions can take look at SWL indication on main traveller. DO NOT add the various beam support weights together the max load that can be lifted is the heaviest beams SWL. | Class 4 Table 3 Foundations, settings, fixed gantries, supports Class 1 Table 1) List of Accessories (i) Travellers, Cranes Class 2 Table 2) | Whole is not rateable if under Class 1 or Class 2 if not used in connection with fuel for the generation of power or if not accessory to Class 1 or Class. | Moving Traveller (Class 1 and Class 2). | It is assumed that the item forms part of an average size industrial, commercial or office complex. Where it would be normal to find more than one item in such a hereditament the ERC stated has been adjusted to reflect any number / quantity, discount. These figures are NOT one off figures. | If the traveller span varies from the 15m basic cost guide standard then the following % adjustments are to be adopted. 5m span deduct 60%, 7 & 8m span deduct 50%, 10m span deduct 30%, (15m span no change), 20m span add 45%, 25m span add 90%. | Cranes: Gantry Rails & Supports Integral. Composite stanchion taking the main support beam and rail track. | - | 10071 | 214BCW, 214BCP, 214BCI | m | - | Please Select | - | - | 3673.3125 | Option 2 | 4554.1879 | 23.98% | 4390.0459 | 3317.84 | -9.677% | -27.15% | 3317.84 | -9.677% | ERC Over-ridden | Ryan Casey | VOA_GPN_GOV_UK\7233251 | 2021-07-29 | Low | Blue | High | Cost build up has no narrative to explain quantities no resemblance to SPONS rates. Needs a fresh measure next time and costs likely to decrease significantly. | - | No build up. RC continued template for Freestanding cranes, which had a build-up. ERC index RCG2021 rate. | NA | SPONS A&B | 2 | (BEAMS Note 1) P&M | Cranes: Gantry Rails & Supports Integral. Composite stanchion taking the main support beam and rail track. | - | 1 | TRUE
1074 | 214BDD | 7751 | 214BDD | Cranes | Gantry Rails and Supports - Integral | Height to Underside of Rail Track | 30.43m | 100 tonnes | The crane gantry support beam supports the rail track upon which the moving traveller rests. The costs given include the extra foundations, the extra size of the support stanchion, the support beam and the rail track. Most buildings erected with structural steel stanchions are capable of also holding a gantry rail of up to 5 tonnes. In these cases an angle fillet is bolted to the upright projecting into the workshop/warehouse and the rail track support (with rail track on top) is fixed to this. As the traveller tonnage increases (over 5 tonnes) the upright stanchions, and horizontal beam, (and foundations to the stanchions) are increased in size to accommodate the extra load and thus the costs set out are in part for this ADDITIONAL cost element. This is over and above the figures used for the building framework. The additional steelwork, concrete foundation work, support beam, support flanges and rail track are regarded as Class 4 Table 3 structural supports and ERC provided are all inclusive. The foundations will be larger to accommodate the extra load and the table includes an item for this element Below 5 tonnes the support beam and rail track may be substantial and the cost of this alone can be calculated by using the weight of steel appropriate. See Structural Steelwork supporting structures. Moving beam buffers These may be of various lengths and where two travellers work the same beam they prevent the two beams from coming to close together. This allows even distribution of weight down through the vertical stanchions. For max weight that rail support and stanchions can take look at SWL indication on main traveller. DO NOT add the various beam support weights together the max load that can be lifted is the heaviest beams SWL. | Location Adjustment Applicable (See Guidance Notes) - ERC = UK mean of 1.00 | (BEAMS Note 1) The ERC for this item should be added to the total of the ERC of the other P&M items on the site and the Buildings ERC (where applicable) to enable the correct contract size adjustment to be made. ERC of P&M Items + ERC of Building Component’s = Total ERC (net figure rateable items only) to which contract size adjustment should be applied The 2023 Generic Contractors Test Spreadsheet has this facility built into the programme - it is recommended you undertake all contractors test valuations using this spreadsheet. (Details on the application of contract size adjustments can be found in the RCG 2023 Guidance notes). Where RV is calculated using the comparative method (rental method) the contract size adjustment should be made as follows: Select - SCAT code box ""P and M as an addition” within the 2023 Generic Contractors Test Spreadsheet facility. Or Where the spreadsheet is not used take the: Reciprocal of statutory de-capitalisation rate (i.e. 5% reciprocal = 20) multiply by rateable value of the buildings (before any overall end allowances are made and after making a notional deduction for the land value) and add to the ERC of P&M. Use resultant figure to calculate contract size adjustment. (Guidance Notes - Section 6) | The costs are based on units with a 15m span traveller. The lifting capacity of the crane, height to underside of rail track (top of the track support beam) and the length of the gantry is all that is required to operate the scales (measured between the rails down the middle of the workshop). (Do not hook a metal tape onto the horizontal beam in order to gain the height. Most have exposed electrical cables attached). LINEAR METRE is distance-taking measurement between rail tracks of the length of the rail tracks. (Not always the length of the building) and is NOT the combined length of the two rails. The above costs do not include the moving traveller but do include foundations | Moving beam buffers These may be of various lengths and where two travellers work the same beam they prevent the two beams from coming to close together. This allows even distribution of weight down through the vertical stanchions. For max weight that rail support and stanchions can take look at SWL indication on main traveller. DO NOT add the various beam support weights together the max load that can be lifted is the heaviest beams SWL. | Class 4 Table 3 Foundations, settings, fixed gantries, supports Class 1 Table 1) List of Accessories (i) Travellers, Cranes Class 2 Table 2) | Whole is not rateable if under Class 1 or Class 2 if not used in connection with fuel for the generation of power or if not accessory to Class 1 or Class. | Moving Traveller (Class 1 and Class 2). | It is assumed that the item forms part of an average size industrial, commercial or office complex. Where it would be normal to find more than one item in such a hereditament the ERC stated has been adjusted to reflect any number / quantity, discount. These figures are NOT one off figures. | If the traveller span varies from the 15m basic cost guide standard then the following % adjustments are to be adopted. 5m span deduct 60%, 7 & 8m span deduct 50%, 10m span deduct 30%, (15m span no change), 20m span add 45%, 25m span add 90%. | Cranes: Gantry Rails & Supports Integral. Composite stanchion taking the main support beam and rail track. | - | 10071 | 214BCX, 214BCQ, 214BCJ | m | - | Please Select | - | - | 4396.8438 | Option 2 | 5451.2249 | 23.98% | 4578.5191 | 3460.2813 | -21.3% | -36.52% | 3460.2813 | -21.3% | ERC Over-ridden | Ryan Casey | VOA_GPN_GOV_UK\7233251 | 2021-07-29 | Low | Blue | High | Cost build up has no narrative to explain quantities no resemblance to SPONS rates. Needs a fresh measure next time and costs likely to decrease significantly. | - | No build up. RC continued template for Freestanding cranes, which had a build-up. ERC index RCG2021 rate. | NA | SPONS A&B | 2 | (BEAMS Note 1) P&M | Cranes: Gantry Rails & Supports Integral. Composite stanchion taking the main support beam and rail track. | - | 1 | TRUE
1075 | 214BDE | 7753 | 214BDE | Cranes | Gantry Rails and Supports - Integral | Height to Underside of Rail Track | 30.43m | 150 tonnes | The crane gantry support beam supports the rail track upon which the moving traveller rests. The costs given include the extra foundations, the extra size of the support stanchion, the support beam and the rail track. Most buildings erected with structural steel stanchions are capable of also holding a gantry rail of up to 5 tonnes. In these cases an angle fillet is bolted to the upright projecting into the workshop/warehouse and the rail track support (with rail track on top) is fixed to this. As the traveller tonnage increases (over 5 tonnes) the upright stanchions, and horizontal beam, (and foundations to the stanchions) are increased in size to accommodate the extra load and thus the costs set out are in part for this ADDITIONAL cost element. This is over and above the figures used for the building framework. The additional steelwork, concrete foundation work, support beam, support flanges and rail track are regarded as Class 4 Table 3 structural supports and ERC provided are all inclusive. The foundations will be larger to accommodate the extra load and the table includes an item for this element Below 5 tonnes the support beam and rail track may be substantial and the cost of this alone can be calculated by using the weight of steel appropriate. See Structural Steelwork supporting structures. Moving beam buffers These may be of various lengths and where two travellers work the same beam they prevent the two beams from coming to close together. This allows even distribution of weight down through the vertical stanchions. For max weight that rail support and stanchions can take look at SWL indication on main traveller. DO NOT add the various beam support weights together the max load that can be lifted is the heaviest beams SWL. | Location Adjustment Applicable (See Guidance Notes) - ERC = UK mean of 1.00 | (BEAMS Note 1) The ERC for this item should be added to the total of the ERC of the other P&M items on the site and the Buildings ERC (where applicable) to enable the correct contract size adjustment to be made. ERC of P&M Items + ERC of Building Component’s = Total ERC (net figure rateable items only) to which contract size adjustment should be applied The 2023 Generic Contractors Test Spreadsheet has this facility built into the programme - it is recommended you undertake all contractors test valuations using this spreadsheet. (Details on the application of contract size adjustments can be found in the RCG 2023 Guidance notes). Where RV is calculated using the comparative method (rental method) the contract size adjustment should be made as follows: Select - SCAT code box ""P and M as an addition” within the 2023 Generic Contractors Test Spreadsheet facility. Or Where the spreadsheet is not used take the: Reciprocal of statutory de-capitalisation rate (i.e. 5% reciprocal = 20) multiply by rateable value of the buildings (before any overall end allowances are made and after making a notional deduction for the land value) and add to the ERC of P&M. Use resultant figure to calculate contract size adjustment. (Guidance Notes - Section 6) | The costs are based on units with a 15m span traveller. The lifting capacity of the crane, height to underside of rail track (top of the track support beam) and the length of the gantry is all that is required to operate the scales (measured between the rails down the middle of the workshop). (Do not hook a metal tape onto the horizontal beam in order to gain the height. Most have exposed electrical cables attached). LINEAR METRE is distance-taking measurement between rail tracks of the length of the rail tracks. (Not always the length of the building) and is NOT the combined length of the two rails. The above costs do not include the moving traveller but do include foundations | Moving beam buffers These may be of various lengths and where two travellers work the same beam they prevent the two beams from coming to close together. This allows even distribution of weight down through the vertical stanchions. For max weight that rail support and stanchions can take look at SWL indication on main traveller. DO NOT add the various beam support weights together the max load that can be lifted is the heaviest beams SWL. | Class 4 Table 3 Foundations, settings, fixed gantries, supports Class 1 Table 1) List of Accessories (i) Travellers, Cranes Class 2 Table 2) | Whole is not rateable if under Class 1 or Class 2 if not used in connection with fuel for the generation of power or if not accessory to Class 1 or Class. | Moving Traveller (Class 1 and Class 2). | It is assumed that the item forms part of an average size industrial, commercial or office complex. Where it would be normal to find more than one item in such a hereditament the ERC stated has been adjusted to reflect any number / quantity, discount. These figures are NOT one off figures. | If the traveller span varies from the 15m basic cost guide standard then the following % adjustments are to be adopted. 5m span deduct 60%, 7 & 8m span deduct 50%, 10m span deduct 30%, (15m span no change), 20m span add 45%, 25m span add 90%. | Cranes: Gantry Rails & Supports Integral. Composite stanchion taking the main support beam and rail track. | - | 10071 | 214BCY, 214BCR, 214BCK | m | - | Please Select | - | - | 5612.7188 | Option 2 | 6958.6717 | 23.98% | 8207.777 | 6203.1448 | 10.52% | -10.86% | 6203.1448 | 10.52% | ERC Over-ridden | Ryan Casey | VOA_GPN_GOV_UK\7233251 | 2021-07-29 | Low | Blue | High | Cost build up has no narrative to explain quantities no resemblance to SPONS rates. Needs a fresh measure next time and costs likely to decrease significantly. | - | No build up. RC continued template for Freestanding cranes, which had a build-up. ERC index RCG2021 rate. | NA | SPONS A&B | 2 | (BEAMS Note 1) P&M | Cranes: Gantry Rails & Supports Integral. Composite stanchion taking the main support beam and rail track. | - | 1 | TRUE
1076 | 214BDF | 7755 | 214BDF | Cranes | Gantry Rails and Supports - Integral | Height to Underside of Rail Track | 30.43m | 200 tonnes | The crane gantry support beam supports the rail track upon which the moving traveller rests. The costs given include the extra foundations, the extra size of the support stanchion, the support beam and the rail track. Most buildings erected with structural steel stanchions are capable of also holding a gantry rail of up to 5 tonnes. In these cases an angle fillet is bolted to the upright projecting into the workshop/warehouse and the rail track support (with rail track on top) is fixed to this. As the traveller tonnage increases (over 5 tonnes) the upright stanchions, and horizontal beam, (and foundations to the stanchions) are increased in size to accommodate the extra load and thus the costs set out are in part for this ADDITIONAL cost element. This is over and above the figures used for the building framework. The additional steelwork, concrete foundation work, support beam, support flanges and rail track are regarded as Class 4 Table 3 structural supports and ERC provided are all inclusive. The foundations will be larger to accommodate the extra load and the table includes an item for this element Below 5 tonnes the support beam and rail track may be substantial and the cost of this alone can be calculated by using the weight of steel appropriate. See Structural Steelwork supporting structures. Moving beam buffers These may be of various lengths and where two travellers work the same beam they prevent the two beams from coming to close together. This allows even distribution of weight down through the vertical stanchions. For max weight that rail support and stanchions can take look at SWL indication on main traveller. DO NOT add the various beam support weights together the max load that can be lifted is the heaviest beams SWL. | Location Adjustment Applicable (See Guidance Notes) - ERC = UK mean of 1.00 | (BEAMS Note 1) The ERC for this item should be added to the total of the ERC of the other P&M items on the site and the Buildings ERC (where applicable) to enable the correct contract size adjustment to be made. ERC of P&M Items + ERC of Building Component’s = Total ERC (net figure rateable items only) to which contract size adjustment should be applied The 2023 Generic Contractors Test Spreadsheet has this facility built into the programme - it is recommended you undertake all contractors test valuations using this spreadsheet. (Details on the application of contract size adjustments can be found in the RCG 2023 Guidance notes). Where RV is calculated using the comparative method (rental method) the contract size adjustment should be made as follows: Select - SCAT code box ""P and M as an addition” within the 2023 Generic Contractors Test Spreadsheet facility. Or Where the spreadsheet is not used take the: Reciprocal of statutory de-capitalisation rate (i.e. 5% reciprocal = 20) multiply by rateable value of the buildings (before any overall end allowances are made and after making a notional deduction for the land value) and add to the ERC of P&M. Use resultant figure to calculate contract size adjustment. (Guidance Notes - Section 6) | The costs are based on units with a 15m span traveller. The lifting capacity of the crane, height to underside of rail track (top of the track support beam) and the length of the gantry is all that is required to operate the scales (measured between the rails down the middle of the workshop). (Do not hook a metal tape onto the horizontal beam in order to gain the height. Most have exposed electrical cables attached). LINEAR METRE is distance-taking measurement between rail tracks of the length of the rail tracks. (Not always the length of the building) and is NOT the combined length of the two rails. The above costs do not include the moving traveller but do include foundations | Moving beam buffers These may be of various lengths and where two travellers work the same beam they prevent the two beams from coming to close together. This allows even distribution of weight down through the vertical stanchions. For max weight that rail support and stanchions can take look at SWL indication on main traveller. DO NOT add the various beam support weights together the max load that can be lifted is the heaviest beams SWL. | Class 4 Table 3 Foundations, settings, fixed gantries, supports Class 1 Table 1) List of Accessories (i) Travellers, Cranes Class 2 Table 2) | Whole is not rateable if under Class 1 or Class 2 if not used in connection with fuel for the generation of power or if not accessory to Class 1 or Class. | Moving Traveller (Class 1 and Class 2). | It is assumed that the item forms part of an average size industrial, commercial or office complex. Where it would be normal to find more than one item in such a hereditament the ERC stated has been adjusted to reflect any number / quantity, discount. These figures are NOT one off figures. | If the traveller span varies from the 15m basic cost guide standard then the following % adjustments are to be adopted. 5m span deduct 60%, 7 & 8m span deduct 50%, 10m span deduct 30%, (15m span no change), 20m span add 45%, 25m span add 90%. | Cranes: Gantry Rails & Supports Integral. Composite stanchion taking the main support beam and rail track. | - | 10071 | 214BCZ, 214BCS, 214BCL | m | - | Please Select | - | - | 6674.4688 | Option 2 | 8275.0337 | 23.98% | 8841.0009 | 6681.7129 | 0.1085% | -19.25% | 6681.7129 | 0.1085% | ERC Over-ridden | Ryan Casey | VOA_GPN_GOV_UK\7233251 | 2021-07-29 | Low | Blue | High | Cost build up has no narrative to explain quantities no resemblance to SPONS rates. Needs a fresh measure next time and costs likely to decrease significantly. | - | No build up. RC continued template for Freestanding cranes, which had a build-up. ERC index RCG2021 rate. | NA | SPONS A&B | 2 | (BEAMS Note 1) P&M | Cranes: Gantry Rails & Supports Integral. Composite stanchion taking the main support beam and rail track. | - | 1 | TRUE
1077 | 214BDG | 7757 | 214BDG | Cranes | Gantry Rails and Supports - Integral | Height to Underside of Rail Track | 30.43m | 250 tonnes | The crane gantry support beam supports the rail track upon which the moving traveller rests. The costs given include the extra foundations, the extra size of the support stanchion, the support beam and the rail track. Most buildings erected with structural steel stanchions are capable of also holding a gantry rail of up to 5 tonnes. In these cases an angle fillet is bolted to the upright projecting into the workshop/warehouse and the rail track support (with rail track on top) is fixed to this. As the traveller tonnage increases (over 5 tonnes) the upright stanchions, and horizontal beam, (and foundations to the stanchions) are increased in size to accommodate the extra load and thus the costs set out are in part for this ADDITIONAL cost element. This is over and above the figures used for the building framework. The additional steelwork, concrete foundation work, support beam, support flanges and rail track are regarded as Class 4 Table 3 structural supports and ERC provided are all inclusive. The foundations will be larger to accommodate the extra load and the table includes an item for this element Below 5 tonnes the support beam and rail track may be substantial and the cost of this alone can be calculated by using the weight of steel appropriate. See Structural Steelwork supporting structures. Moving beam buffers These may be of various lengths and where two travellers work the same beam they prevent the two beams from coming to close together. This allows even distribution of weight down through the vertical stanchions. For max weight that rail support and stanchions can take look at SWL indication on main traveller. DO NOT add the various beam support weights together the max load that can be lifted is the heaviest beams SWL. | Location Adjustment Applicable (See Guidance Notes) - ERC = UK mean of 1.00 | (BEAMS Note 1) The ERC for this item should be added to the total of the ERC of the other P&M items on the site and the Buildings ERC (where applicable) to enable the correct contract size adjustment to be made. ERC of P&M Items + ERC of Building Component’s = Total ERC (net figure rateable items only) to which contract size adjustment should be applied The 2023 Generic Contractors Test Spreadsheet has this facility built into the programme - it is recommended you undertake all contractors test valuations using this spreadsheet. (Details on the application of contract size adjustments can be found in the RCG 2023 Guidance notes). Where RV is calculated using the comparative method (rental method) the contract size adjustment should be made as follows: Select - SCAT code box ""P and M as an addition” within the 2023 Generic Contractors Test Spreadsheet facility. Or Where the spreadsheet is not used take the: Reciprocal of statutory de-capitalisation rate (i.e. 5% reciprocal = 20) multiply by rateable value of the buildings (before any overall end allowances are made and after making a notional deduction for the land value) and add to the ERC of P&M. Use resultant figure to calculate contract size adjustment. (Guidance Notes - Section 6) | The costs are based on units with a 15m span traveller. The lifting capacity of the crane, height to underside of rail track (top of the track support beam) and the length of the gantry is all that is required to operate the scales (measured between the rails down the middle of the workshop). (Do not hook a metal tape onto the horizontal beam in order to gain the height. Most have exposed electrical cables attached). LINEAR METRE is distance-taking measurement between rail tracks of the length of the rail tracks. (Not always the length of the building) and is NOT the combined length of the two rails. The above costs do not include the moving traveller but do include foundations | Moving beam buffers These may be of various lengths and where two travellers work the same beam they prevent the two beams from coming to close together. This allows even distribution of weight down through the vertical stanchions. For max weight that rail support and stanchions can take look at SWL indication on main traveller. DO NOT add the various beam support weights together the max load that can be lifted is the heaviest beams SWL. | Class 4 Table 3 Foundations, settings, fixed gantries, supports Class 1 Table 1) List of Accessories (i) Travellers, Cranes Class 2 Table 2) | Whole is not rateable if under Class 1 or Class 2 if not used in connection with fuel for the generation of power or if not accessory to Class 1 or Class. | Moving Traveller (Class 1 and Class 2). | It is assumed that the item forms part of an average size industrial, commercial or office complex. Where it would be normal to find more than one item in such a hereditament the ERC stated has been adjusted to reflect any number / quantity, discount. These figures are NOT one off figures. | If the traveller span varies from the 15m basic cost guide standard then the following % adjustments are to be adopted. 5m span deduct 60%, 7 & 8m span deduct 50%, 10m span deduct 30%, (15m span no change), 20m span add 45%, 25m span add 90%. | Cranes: Gantry Rails & Supports Integral. Composite stanchion taking the main support beam and rail track. | - | 10071 | 214BDA, 214BCT, 214BCM | m | - | Please Select | - | - | 7650.5938 | Option 2 | 9485.2375 | 23.98% | 12282.9348 | 9283.0037 | 21.34% | -2.132% | 9283.0037 | 21.34% | ERC Over-ridden | Ryan Casey | VOA_GPN_GOV_UK\7233251 | 2021-07-29 | Low | Blue | High | Cost build up has no narrative to explain quantities no resemblance to SPONS rates. Needs a fresh measure next time and costs likely to decrease significantly. | - | No build up. RC continued template for Freestanding cranes, which had a build-up. ERC index RCG2021 rate. | NA | SPONS A&B | 2 | (BEAMS Note 1) P&M | Cranes: Gantry Rails & Supports Integral. Composite stanchion taking the main support beam and rail track. | - | 1 | TRUE
1078 | 214BDH | 7758 | 214BDH | Cranes | Gantry Rails and Supports - Integral | Height to Underside of Rail Track | 32.0m | 50 tonnes | The crane gantry support beam supports the rail track upon which the moving traveller rests. The costs given include the extra foundations, the extra size of the support stanchion, the support beam and the rail track. Most buildings erected with structural steel stanchions are capable of also holding a gantry rail of up to 5 tonnes. In these cases an angle fillet is bolted to the upright projecting into the workshop/warehouse and the rail track support (with rail track on top) is fixed to this. As the traveller tonnage increases (over 5 tonnes) the upright stanchions, and horizontal beam, (and foundations to the stanchions) are increased in size to accommodate the extra load and thus the costs set out are in part for this ADDITIONAL cost element. This is over and above the figures used for the building framework. The additional steelwork, concrete foundation work, support beam, support flanges and rail track are regarded as Class 4 Table 3 structural supports and ERC¬s provided are all inclusive. The foundations will be larger to accommodate the extra load and the table includes an item for this element Below 5 tonnes the support beam and rail track may be substantial and the cost of this alone can be calculated by using the weight of steel appropriate. See Structural Steelwork supporting structures. Moving beam buffers These may be of various lengths and where two travellers work the same beam they prevent the two beams from coming to close together. This allows even distribution of weight down through the vertical stanchions. For max weight that rail support and stanchions can take look at SWL indication on main traveller. DO NOT add the various beam support weights together the max load that can be lifted is the heaviest beams SWL. | Location Adjustment Applicable (See Guidance Notes) - ERC = UK mean of 1.00 | (BEAMS Note 1) The ERC for this item should be added to the total of the ERC of the other P&M items on the site and the Buildings ERC (where applicable) to enable the correct contract size adjustment to be made. ERC of P&M Items + ERC of Building Component’s = Total ERC (net figure rateable items only) to which contract size adjustment should be applied The 2023 Generic Contractors Test Spreadsheet has this facility built into the programme - it is recommended you undertake all contractors test valuations using this spreadsheet. (Details on the application of contract size adjustments can be found in the RCG 2023 Guidance notes). Where RV is calculated using the comparative method (rental method) the contract size adjustment should be made as follows: Select - SCAT code box ""P and M as an addition” within the 2023 Generic Contractors Test Spreadsheet facility. Or Where the spreadsheet is not used take the: Reciprocal of statutory de-capitalisation rate (i.e. 5% reciprocal = 20) multiply by rateable value of the buildings (before any overall end allowances are made and after making a notional deduction for the land value) and add to the ERC of P&M. Use resultant figure to calculate contract size adjustment. (Guidance Notes - Section 6) | The costs are based on units with a 15m span traveller. The lifting capacity of the crane, height to underside of rail track (top of the track support beam) and the length of the gantry is all that is required to operate the scales (measured between the rails down the middle of the workshop). (Do not hook a metal tape onto the horizontal beam in order to gain the height. Most have exposed electrical cables attached). LINEAR METRE is distance-taking measurement between rail tracks of the length of the rail tracks. (Not always the length of the building) and is NOT the combined length of the two rails. The above costs do not include the moving traveller but do include foundations. | Moving beam buffers These may be of various lengths and where two travellers work the same beam they prevent the two beams from coming to close together. This allows even distribution of weight down through the vertical stanchions. For max weight that rail support and stanchions can take look at SWL indication on main traveller. DO NOT add the various beam support weights together the max load that can be lifted is the heaviest beams SWL. | Class 4 Table 3 Foundations, settings, fixed gantries, supports Class 1 Table 1) List of Accessories (i) Travellers, Cranes Class 2 Table 2) | Whole is not rateable if under Class 1 or Class 2 if not used in connection with fuel for the generation of power or if not accessory to Class 1 or Class 2. | Moving Traveller (Class 1 and Class 2) | It is assumed that the item forms part of an "average size industrial, commercial or office complex". Where it would be normal to find more than one item in such a hereditament the ERC stated has been adjusted to reflect any number / quantity, discount. These figures are NOT one off figures. | If the traveller span varies from the 15m basic cost guide standard then the following % adjustments are to be adopted. 5m span deduct 60%, 7 & 8m span deduct 50%, 10m span deduct 30%, (15m span no change), 20m span add 45%, 25m span add 90%. | Cranes: Gantry Rails & Supports Integral. Composite stanchion taking the main support beam and rail track. | - | 10071 |  | M | - | NA | NA | NA | 2911.25 | Option 2 | 3609.3797 | 23.98% | 0 | 0 | -100% | -100% | 0 | -100% | Redirected | NA | VOA_GPN_GOV_UK\7246041 | 2019-08-30 | Low | Blue | High | Risk taken from previous CG | - | - | NA | SPONS A&B | NA | (BEAMS Note 1) The ERC for this item should be added to the total of the ERC of the other P&M items on the site and the Buildings ERC (where applicable) to enable the correct contract size adjustment to be made. ERC of P&M Items + ERC of Building Component’s = Total ERC (net figure rateable items only) to which contract size adjustment should be applied The 2021 Generic Contractors Test Spreadsheet has this facility built into the programme - it is recommended you undertake all contractors test valuations using this spreadsheet. (Details on the application of contract size adjustments can be found in the RCG 2021 Guidance notes). Where RV is calculated using the comparative method (rental method) the contract size adjustment should be made as follows: Select - SCAT code box "P and M as an addition” within the 2021 Generic Contractors Test Spreadsheet facility. Or Where the spreadsheet is not used take the: Reciprocal of statutory de-capitalisation rate (i.e. 5% reciprocal = 20) multiply by rateable value of the buildings (before any overall end allowances are made and after making a notional deduction for the land value) and add to the ERC of P&M. Use resultant figure to calculate contract size adjustment. (Guidance Notes - Section 6) | Cranes: Gantry Rails & Supports Integral. Composite stanchion taking the main support beam and rail track. | - | 1 | TRUE
1079 | 214BDI | 7760 | 214BDI | Cranes | Gantry Rails and Supports - Integral | Height to Underside of Rail Track | 32.0m | 75 tonnes | The crane gantry support beam supports the rail track upon which the moving traveller rests. The costs given include the extra foundations, the extra size of the support stanchion, the support beam and the rail track. Most buildings erected with structural steel stanchions are capable of also holding a gantry rail of up to 5 tonnes. In these cases an angle fillet is bolted to the upright projecting into the workshop/warehouse and the rail track support (with rail track on top) is fixed to this. As the traveller tonnage increases (over 5 tonnes) the upright stanchions, and horizontal beam, (and foundations to the stanchions) are increased in size to accommodate the extra load and thus the costs set out are in part for this ADDITIONAL cost element. This is over and above the figures used for the building framework. The additional steelwork, concrete foundation work, support beam, support flanges and rail track are regarded as Class 4 Table 3 structural supports and ERC¬s provided are all inclusive. The foundations will be larger to accommodate the extra load and the table includes an item for this element Below 5 tonnes the support beam and rail track may be substantial and the cost of this alone can be calculated by using the weight of steel appropriate. See Structural Steelwork supporting structures. Moving beam buffers These may be of various lengths and where two travellers work the same beam they prevent the two beams from coming to close together. This allows even distribution of weight down through the vertical stanchions. For max weight that rail support and stanchions can take look at SWL indication on main traveller. DO NOT add the various beam support weights together the max load that can be lifted is the heaviest beams SWL. | Location Adjustment Applicable (See Guidance Notes) - ERC = UK mean of 1.00 | (BEAMS Note 1) The ERC for this item should be added to the total of the ERC of the other P&M items on the site and the Buildings ERC (where applicable) to enable the correct contract size adjustment to be made. ERC of P&M Items + ERC of Building Component’s = Total ERC (net figure rateable items only) to which contract size adjustment should be applied The 2023 Generic Contractors Test Spreadsheet has this facility built into the programme - it is recommended you undertake all contractors test valuations using this spreadsheet. (Details on the application of contract size adjustments can be found in the RCG 2023 Guidance notes). Where RV is calculated using the comparative method (rental method) the contract size adjustment should be made as follows: Select - SCAT code box ""P and M as an addition” within the 2023 Generic Contractors Test Spreadsheet facility. Or Where the spreadsheet is not used take the: Reciprocal of statutory de-capitalisation rate (i.e. 5% reciprocal = 20) multiply by rateable value of the buildings (before any overall end allowances are made and after making a notional deduction for the land value) and add to the ERC of P&M. Use resultant figure to calculate contract size adjustment. (Guidance Notes - Section 6) | The costs are based on units with a 15m span traveller. The lifting capacity of the crane, height to underside of rail track (top of the track support beam) and the length of the gantry is all that is required to operate the scales (measured between the rails down the middle of the workshop). (Do not hook a metal tape onto the horizontal beam in order to gain the height. Most have exposed electrical cables attached). LINEAR METRE is distance-taking measurement between rail tracks of the length of the rail tracks. (Not always the length of the building) and is NOT the combined length of the two rails. The above costs do not include the moving traveller but do include foundations. | Moving beam buffers These may be of various lengths and where two travellers work the same beam they prevent the two beams from coming to close together. This allows even distribution of weight down through the vertical stanchions. For max weight that rail support and stanchions can take look at SWL indication on main traveller. DO NOT add the various beam support weights together the max load that can be lifted is the heaviest beams SWL. | Class 4 Table 3 Foundations, settings, fixed gantries, supports Class 1 Table 1) List of Accessories (i) Travellers, Cranes Class 2 Table 2) | Whole is not rateable if under Class 1 or Class 2 if not used in connection with fuel for the generation of power or if not accessory to Class 1 or Class 2. | Moving Traveller (Class 1 and Class 2) | It is assumed that the item forms part of an "average size industrial, commercial or office complex". Where it would be normal to find more than one item in such a hereditament the ERC stated has been adjusted to reflect any number / quantity, discount. These figures are NOT one off figures. | If the traveller span varies from the 15m basic cost guide standard then the following % adjustments are to be adopted. 5m span deduct 60%, 7 & 8m span deduct 50%, 10m span deduct 30%, (15m span no change), 20m span add 45%, 25m span add 90%. | Cranes: Gantry Rails & Supports Integral. Composite stanchion taking the main support beam and rail track. | - | 10071 |  | M | - | NA | NA | NA | 3788.9062 | Option 2 | 4697.5015 | 23.98% | 0 | 0 | -100% | -100% | 0 | -100% | Redirected | NA | VOA_GPN_GOV_UK\7246041 | 2019-08-30 | Low | Blue | High | Risk taken from previous CG | - | - | NA | SPONS A&B | NA | (BEAMS Note 1) The ERC for this item should be added to the total of the ERC of the other P&M items on the site and the Buildings ERC (where applicable) to enable the correct contract size adjustment to be made. ERC of P&M Items + ERC of Building Component’s = Total ERC (net figure rateable items only) to which contract size adjustment should be applied The 2021 Generic Contractors Test Spreadsheet has this facility built into the programme - it is recommended you undertake all contractors test valuations using this spreadsheet. (Details on the application of contract size adjustments can be found in the RCG 2021 Guidance notes). Where RV is calculated using the comparative method (rental method) the contract size adjustment should be made as follows: Select - SCAT code box "P and M as an addition” within the 2021 Generic Contractors Test Spreadsheet facility. Or Where the spreadsheet is not used take the: Reciprocal of statutory de-capitalisation rate (i.e. 5% reciprocal = 20) multiply by rateable value of the buildings (before any overall end allowances are made and after making a notional deduction for the land value) and add to the ERC of P&M. Use resultant figure to calculate contract size adjustment. (Guidance Notes - Section 6) | Cranes: Gantry Rails & Supports Integral. Composite stanchion taking the main support beam and rail track. | - | 1 | TRUE
1080 | 214BDJ | 7761 | 214BDJ | Cranes | Gantry Rails and Supports - Integral | Height to Underside of Rail Track | 32.0m | 100 tonnes | The crane gantry support beam supports the rail track upon which the moving traveller rests. The costs given include the extra foundations, the extra size of the support stanchion, the support beam and the rail track. Most buildings erected with structural steel stanchions are capable of also holding a gantry rail of up to 5 tonnes. In these cases an angle fillet is bolted to the upright projecting into the workshop/warehouse and the rail track support (with rail track on top) is fixed to this. As the traveller tonnage increases (over 5 tonnes) the upright stanchions, and horizontal beam, (and foundations to the stanchions) are increased in size to accommodate the extra load and thus the costs set out are in part for this ADDITIONAL cost element. This is over and above the figures used for the building framework. The additional steelwork, concrete foundation work, support beam, support flanges and rail track are regarded as Class 4 Table 3 structural supports and ERC¬s provided are all inclusive. The foundations will be larger to accommodate the extra load and the table includes an item for this element Below 5 tonnes the support beam and rail track may be substantial and the cost of this alone can be calculated by using the weight of steel appropriate. See Structural Steelwork supporting structures. Moving beam buffers These may be of various lengths and where two travellers work the same beam they prevent the two beams from coming to close together. This allows even distribution of weight down through the vertical stanchions. For max weight that rail support and stanchions can take look at SWL indication on main traveller. DO NOT add the various beam support weights together the max load that can be lifted is the heaviest beams SWL. | Location Adjustment Applicable (See Guidance Notes) - ERC = UK mean of 1.00 | (BEAMS Note 1) The ERC for this item should be added to the total of the ERC of the other P&M items on the site and the Buildings ERC (where applicable) to enable the correct contract size adjustment to be made. ERC of P&M Items + ERC of Building Component’s = Total ERC (net figure rateable items only) to which contract size adjustment should be applied The 2023 Generic Contractors Test Spreadsheet has this facility built into the programme - it is recommended you undertake all contractors test valuations using this spreadsheet. (Details on the application of contract size adjustments can be found in the RCG 2023 Guidance notes). Where RV is calculated using the comparative method (rental method) the contract size adjustment should be made as follows: Select - SCAT code box ""P and M as an addition” within the 2023 Generic Contractors Test Spreadsheet facility. Or Where the spreadsheet is not used take the: Reciprocal of statutory de-capitalisation rate (i.e. 5% reciprocal = 20) multiply by rateable value of the buildings (before any overall end allowances are made and after making a notional deduction for the land value) and add to the ERC of P&M. Use resultant figure to calculate contract size adjustment. (Guidance Notes - Section 6) | The costs are based on units with a 15m span traveller. The lifting capacity of the crane, height to underside of rail track (top of the track support beam) and the length of the gantry is all that is required to operate the scales (measured between the rails down the middle of the workshop). (Do not hook a metal tape onto the horizontal beam in order to gain the height. Most have exposed electrical cables attached). LINEAR METRE is distance-taking measurement between rail tracks of the length of the rail tracks. (Not always the length of the building) and is NOT the combined length of the two rails. The above costs do not include the moving traveller but do include foundations. | Moving beam buffers These may be of various lengths and where two travellers work the same beam they prevent the two beams from coming to close together. This allows even distribution of weight down through the vertical stanchions. For max weight that rail support and stanchions can take look at SWL indication on main traveller. DO NOT add the various beam support weights together the max load that can be lifted is the heaviest beams SWL. | Class 4 Table 3 Foundations, settings, fixed gantries, supports Class 1 Table 1) List of Accessories (i) Travellers, Cranes Class 2 Table 2) | Whole is not rateable if under Class 1 or Class 2 if not used in connection with fuel for the generation of power or if not accessory to Class 1 or Class 2. | Moving Traveller (Class 1 and Class 2) | It is assumed that the item forms part of an "average size industrial, commercial or office complex". Where it would be normal to find more than one item in such a hereditament the ERC stated has been adjusted to reflect any number / quantity, discount. These figures are NOT one off figures. | If the traveller span varies from the 15m basic cost guide standard then the following % adjustments are to be adopted. 5m span deduct 60%, 7 & 8m span deduct 50%, 10m span deduct 30%, (15m span no change), 20m span add 45%, 25m span add 90%. | Cranes: Gantry Rails & Supports Integral. Composite stanchion taking the main support beam and rail track. | - | 10071 |  | M | - | NA | NA | NA | 4533.8438 | Option 2 | 5621.0781 | 23.98% | 0 | 0 | -100% | -100% | 0 | -100% | Redirected | NA | VOA_GPN_GOV_UK\7246041 | 2019-08-30 | Low | Blue | High | Risk taken from previous CG | - | - | NA | SPONS A&B | NA | (BEAMS Note 1) The ERC for this item should be added to the total of the ERC of the other P&M items on the site and the Buildings ERC (where applicable) to enable the correct contract size adjustment to be made. ERC of P&M Items + ERC of Building Component’s = Total ERC (net figure rateable items only) to which contract size adjustment should be applied The 2021 Generic Contractors Test Spreadsheet has this facility built into the programme - it is recommended you undertake all contractors test valuations using this spreadsheet. (Details on the application of contract size adjustments can be found in the RCG 2021 Guidance notes). Where RV is calculated using the comparative method (rental method) the contract size adjustment should be made as follows: Select - SCAT code box "P and M as an addition” within the 2021 Generic Contractors Test Spreadsheet facility. Or Where the spreadsheet is not used take the: Reciprocal of statutory de-capitalisation rate (i.e. 5% reciprocal = 20) multiply by rateable value of the buildings (before any overall end allowances are made and after making a notional deduction for the land value) and add to the ERC of P&M. Use resultant figure to calculate contract size adjustment. (Guidance Notes - Section 6) | Cranes: Gantry Rails & Supports Integral. Composite stanchion taking the main support beam and rail track. | - | 1 | TRUE
1081 | 214BDK | 7762 | 214BDK | Cranes | Gantry Rails and Supports - Integral | Height to Underside of Rail Track | 32.0m | 150 tonnes | The crane gantry support beam supports the rail track upon which the moving traveller rests. The costs given include the extra foundations, the extra size of the support stanchion, the support beam and the rail track. Most buildings erected with structural steel stanchions are capable of also holding a gantry rail of up to 5 tonnes. In these cases an angle fillet is bolted to the upright projecting into the workshop/warehouse and the rail track support (with rail track on top) is fixed to this. As the traveller tonnage increases (over 5 tonnes) the upright stanchions, and horizontal beam, (and foundations to the stanchions) are increased in size to accommodate the extra load and thus the costs set out are in part for this ADDITIONAL cost element. This is over and above the figures used for the building framework. The additional steelwork, concrete foundation work, support beam, support flanges and rail track are regarded as Class 4 Table 3 structural supports and ERC¬s provided are all inclusive. The foundations will be larger to accommodate the extra load and the table includes an item for this element Below 5 tonnes the support beam and rail track may be substantial and the cost of this alone can be calculated by using the weight of steel appropriate. See Structural Steelwork supporting structures. Moving beam buffers These may be of various lengths and where two travellers work the same beam they prevent the two beams from coming to close together. This allows even distribution of weight down through the vertical stanchions. For max weight that rail support and stanchions can take look at SWL indication on main traveller. DO NOT add the various beam support weights together the max load that can be lifted is the heaviest beams SWL. | Location Adjustment Applicable (See Guidance Notes) - ERC = UK mean of 1.00 | (BEAMS Note 1) The ERC for this item should be added to the total of the ERC of the other P&M items on the site and the Buildings ERC (where applicable) to enable the correct contract size adjustment to be made. ERC of P&M Items + ERC of Building Component’s = Total ERC (net figure rateable items only) to which contract size adjustment should be applied The 2023 Generic Contractors Test Spreadsheet has this facility built into the programme - it is recommended you undertake all contractors test valuations using this spreadsheet. (Details on the application of contract size adjustments can be found in the RCG 2023 Guidance notes). Where RV is calculated using the comparative method (rental method) the contract size adjustment should be made as follows: Select - SCAT code box ""P and M as an addition” within the 2023 Generic Contractors Test Spreadsheet facility. Or Where the spreadsheet is not used take the: Reciprocal of statutory de-capitalisation rate (i.e. 5% reciprocal = 20) multiply by rateable value of the buildings (before any overall end allowances are made and after making a notional deduction for the land value) and add to the ERC of P&M. Use resultant figure to calculate contract size adjustment. (Guidance Notes - Section 6) | The costs are based on units with a 15m span traveller. The lifting capacity of the crane, height to underside of rail track (top of the track support beam) and the length of the gantry is all that is required to operate the scales (measured between the rails down the middle of the workshop). (Do not hook a metal tape onto the horizontal beam in order to gain the height. Most have exposed electrical cables attached). LINEAR METRE is distance-taking measurement between rail tracks of the length of the rail tracks. (Not always the length of the building) and is NOT the combined length of the two rails. The above costs do not include the moving traveller but do include foundations. | Moving beam buffers These may be of various lengths and where two travellers work the same beam they prevent the two beams from coming to close together. This allows even distribution of weight down through the vertical stanchions. For max weight that rail support and stanchions can take look at SWL indication on main traveller. DO NOT add the various beam support weights together the max load that can be lifted is the heaviest beams SWL. | Class 4 Table 3 Foundations, settings, fixed gantries, supports Class 1 Table 1) List of Accessories (i) Travellers, Cranes Class 2 Table 2) | Whole is not rateable if under Class 1 or Class 2 if not used in connection with fuel for the generation of power or if not accessory to Class 1 or Class 2. | Moving Traveller (Class 1 and Class 2) | It is assumed that the item forms part of an "average size industrial, commercial or office complex". Where it would be normal to find more than one item in such a hereditament the ERC stated has been adjusted to reflect any number / quantity, discount. These figures are NOT one off figures. | If the traveller span varies from the 15m basic cost guide standard then the following % adjustments are to be adopted. 5m span deduct 60%, 7 & 8m span deduct 50%, 10m span deduct 30%, (15m span no change), 20m span add 45%, 25m span add 90%. | Cranes: Gantry Rails & Supports Integral. Composite stanchion taking the main support beam and rail track. | - | 10071 |  | M | - | NA | NA | NA | 5788.25 | Option 2 | 7176.2961 | 23.98% | 0 | 0 | -100% | -100% | 0 | -100% | Redirected | NA | VOA_GPN_GOV_UK\7246041 | 2019-08-30 | Low | Blue | High | Risk taken from previous CG | - | - | NA | SPONS A&B | NA | (BEAMS Note 1) The ERC for this item should be added to the total of the ERC of the other P&M items on the site and the Buildings ERC (where applicable) to enable the correct contract size adjustment to be made. ERC of P&M Items + ERC of Building Component’s = Total ERC (net figure rateable items only) to which contract size adjustment should be applied The 2021 Generic Contractors Test Spreadsheet has this facility built into the programme - it is recommended you undertake all contractors test valuations using this spreadsheet. (Details on the application of contract size adjustments can be found in the RCG 2021 Guidance notes). Where RV is calculated using the comparative method (rental method) the contract size adjustment should be made as follows: Select - SCAT code box "P and M as an addition” within the 2021 Generic Contractors Test Spreadsheet facility. Or Where the spreadsheet is not used take the: Reciprocal of statutory de-capitalisation rate (i.e. 5% reciprocal = 20) multiply by rateable value of the buildings (before any overall end allowances are made and after making a notional deduction for the land value) and add to the ERC of P&M. Use resultant figure to calculate contract size adjustment. (Guidance Notes - Section 6) | Cranes: Gantry Rails & Supports Integral. Composite stanchion taking the main support beam and rail track. | - | 1 | TRUE
1082 | 214BDL | 7764 | 214BDL | Cranes | Gantry Rails and Supports - Integral | Height to Underside of Rail Track | 32.0m | 200 tonnes | The crane gantry support beam supports the rail track upon which the moving traveller rests. The costs given include the extra foundations, the extra size of the support stanchion, the support beam and the rail track. Most buildings erected with structural steel stanchions are capable of also holding a gantry rail of up to 5 tonnes. In these cases an angle fillet is bolted to the upright projecting into the workshop/warehouse and the rail track support (with rail track on top) is fixed to this. As the traveller tonnage increases (over 5 tonnes) the upright stanchions, and horizontal beam, (and foundations to the stanchions) are increased in size to accommodate the extra load and thus the costs set out are in part for this ADDITIONAL cost element. This is over and above the figures used for the building framework. The additional steelwork, concrete foundation work, support beam, support flanges and rail track are regarded as Class 4 Table 3 structural supports and ERC¬s provided are all inclusive. The foundations will be larger to accommodate the extra load and the table includes an item for this element Below 5 tonnes the support beam and rail track may be substantial and the cost of this alone can be calculated by using the weight of steel appropriate. See Structural Steelwork supporting structures. Moving beam buffers These may be of various lengths and where two travellers work the same beam they prevent the two beams from coming to close together. This allows even distribution of weight down through the vertical stanchions. For max weight that rail support and stanchions can take look at SWL indication on main traveller. DO NOT add the various beam support weights together the max load that can be lifted is the heaviest beams SWL. | Location Adjustment Applicable (See Guidance Notes) - ERC = UK mean of 1.00 | (BEAMS Note 1) The ERC for this item should be added to the total of the ERC of the other P&M items on the site and the Buildings ERC (where applicable) to enable the correct contract size adjustment to be made. ERC of P&M Items + ERC of Building Component’s = Total ERC (net figure rateable items only) to which contract size adjustment should be applied The 2023 Generic Contractors Test Spreadsheet has this facility built into the programme - it is recommended you undertake all contractors test valuations using this spreadsheet. (Details on the application of contract size adjustments can be found in the RCG 2023 Guidance notes). Where RV is calculated using the comparative method (rental method) the contract size adjustment should be made as follows: Select - SCAT code box ""P and M as an addition” within the 2023 Generic Contractors Test Spreadsheet facility. Or Where the spreadsheet is not used take the: Reciprocal of statutory de-capitalisation rate (i.e. 5% reciprocal = 20) multiply by rateable value of the buildings (before any overall end allowances are made and after making a notional deduction for the land value) and add to the ERC of P&M. Use resultant figure to calculate contract size adjustment. (Guidance Notes - Section 6) | The costs are based on units with a 15m span traveller. The lifting capacity of the crane, height to underside of rail track (top of the track support beam) and the length of the gantry is all that is required to operate the scales (measured between the rails down the middle of the workshop). (Do not hook a metal tape onto the horizontal beam in order to gain the height. Most have exposed electrical cables attached). LINEAR METRE is distance-taking measurement between rail tracks of the length of the rail tracks. (Not always the length of the building) and is NOT the combined length of the two rails. The above costs do not include the moving traveller but do include foundations. | Moving beam buffers These may be of various lengths and where two travellers work the same beam they prevent the two beams from coming to close together. This allows even distribution of weight down through the vertical stanchions. For max weight that rail support and stanchions can take look at SWL indication on main traveller. DO NOT add the various beam support weights together the max load that can be lifted is the heaviest beams SWL. | Class 4 Table 3 Foundations, settings, fixed gantries, supports Class 1 Table 1) List of Accessories (i) Travellers, Cranes Class 2 Table 2) | Whole is not rateable if under Class 1 or Class 2 if not used in connection with fuel for the generation of power or if not accessory to Class 1 or Class 2. | Moving Traveller (Class 1 and Class 2) | It is assumed that the item forms part of an "average size industrial, commercial or office complex". Where it would be normal to find more than one item in such a hereditament the ERC stated has been adjusted to reflect any number / quantity, discount. These figures are NOT one off figures. | If the traveller span varies from the 15m basic cost guide standard then the following % adjustments are to be adopted. 5m span deduct 60%, 7 & 8m span deduct 50%, 10m span deduct 30%, (15m span no change), 20m span add 45%, 25m span add 90%. | Cranes: Gantry Rails & Supports Integral. Composite stanchion taking the main support beam and rail track. | - | 10071 |  | M | - | NA | NA | NA | 6884.25 | Option 2 | 8535.1214 | 23.98% | 0 | 0 | -100% | -100% | 0 | -100% | Redirected | NA | VOA_GPN_GOV_UK\7246041 | 2019-08-30 | Low | Blue | High | Risk taken from previous CG | - | - | NA | SPONS A&B | NA | (BEAMS Note 1) The ERC for this item should be added to the total of the ERC of the other P&M items on the site and the Buildings ERC (where applicable) to enable the correct contract size adjustment to be made. ERC of P&M Items + ERC of Building Component’s = Total ERC (net figure rateable items only) to which contract size adjustment should be applied The 2021 Generic Contractors Test Spreadsheet has this facility built into the programme - it is recommended you undertake all contractors test valuations using this spreadsheet. (Details on the application of contract size adjustments can be found in the RCG 2021 Guidance notes). Where RV is calculated using the comparative method (rental method) the contract size adjustment should be made as follows: Select - SCAT code box "P and M as an addition” within the 2021 Generic Contractors Test Spreadsheet facility. Or Where the spreadsheet is not used take the: Reciprocal of statutory de-capitalisation rate (i.e. 5% reciprocal = 20) multiply by rateable value of the buildings (before any overall end allowances are made and after making a notional deduction for the land value) and add to the ERC of P&M. Use resultant figure to calculate contract size adjustment. (Guidance Notes - Section 6) | Cranes: Gantry Rails & Supports Integral. Composite stanchion taking the main support beam and rail track. | - | 1 | TRUE
1083 | 214BDM | 7765 | 214BDM | Cranes | Gantry Rails and Supports - Integral | Height to Underside of Rail Track | 32.0m | 250 tonnes | The crane gantry support beam supports the rail track upon which the moving traveller rests. The costs given include the extra foundations, the extra size of the support stanchion, the support beam and the rail track. Most buildings erected with structural steel stanchions are capable of also holding a gantry rail of up to 5 tonnes. In these cases an angle fillet is bolted to the upright projecting into the workshop/warehouse and the rail track support (with rail track on top) is fixed to this. As the traveller tonnage increases (over 5 tonnes) the upright stanchions, and horizontal beam, (and foundations to the stanchions) are increased in size to accommodate the extra load and thus the costs set out are in part for this ADDITIONAL cost element. This is over and above the figures used for the building framework. The additional steelwork, concrete foundation work, support beam, support flanges and rail track are regarded as Class 4 Table 3 structural supports and ERC¬s provided are all inclusive. The foundations will be larger to accommodate the extra load and the table includes an item for this element Below 5 tonnes the support beam and rail track may be substantial and the cost of this alone can be calculated by using the weight of steel appropriate. See Structural Steelwork supporting structures. Moving beam buffers These may be of various lengths and where two travellers work the same beam they prevent the two beams from coming to close together. This allows even distribution of weight down through the vertical stanchions. For max weight that rail support and stanchions can take look at SWL indication on main traveller. DO NOT add the various beam support weights together the max load that can be lifted is the heaviest beams SWL. | Location Adjustment Applicable (See Guidance Notes) - ERC = UK mean of 1.00 | (BEAMS Note 1) The ERC for this item should be added to the total of the ERC of the other P&M items on the site and the Buildings ERC (where applicable) to enable the correct contract size adjustment to be made. ERC of P&M Items + ERC of Building Component’s = Total ERC (net figure rateable items only) to which contract size adjustment should be applied The 2023 Generic Contractors Test Spreadsheet has this facility built into the programme - it is recommended you undertake all contractors test valuations using this spreadsheet. (Details on the application of contract size adjustments can be found in the RCG 2023 Guidance notes). Where RV is calculated using the comparative method (rental method) the contract size adjustment should be made as follows: Select - SCAT code box ""P and M as an addition” within the 2023 Generic Contractors Test Spreadsheet facility. Or Where the spreadsheet is not used take the: Reciprocal of statutory de-capitalisation rate (i.e. 5% reciprocal = 20) multiply by rateable value of the buildings (before any overall end allowances are made and after making a notional deduction for the land value) and add to the ERC of P&M. Use resultant figure to calculate contract size adjustment. (Guidance Notes - Section 6) | The costs are based on units with a 15m span traveller. The lifting capacity of the crane, height to underside of rail track (top of the track support beam) and the length of the gantry is all that is required to operate the scales (measured between the rails down the middle of the workshop). (Do not hook a metal tape onto the horizontal beam in order to gain the height. Most have exposed electrical cables attached). LINEAR METRE is distance-taking measurement between rail tracks of the length of the rail tracks. (Not always the length of the building) and is NOT the combined length of the two rails. The above costs do not include the moving traveller but do include foundations. | Moving beam buffers These may be of various lengths and where two travellers work the same beam they prevent the two beams from coming to close together. This allows even distribution of weight down through the vertical stanchions. For max weight that rail support and stanchions can take look at SWL indication on main traveller. DO NOT add the various beam support weights together the max load that can be lifted is the heaviest beams SWL. | Class 4 Table 3 Foundations, settings, fixed gantries, supports Class 1 Table 1) List of Accessories (i) Travellers, Cranes Class 2 Table 2) | Whole is not rateable if under Class 1 or Class 2 if not used in connection with fuel for the generation of power or if not accessory to Class 1 or Class 2. | Moving Traveller (Class 1 and Class 2) | It is assumed that the item forms part of an "average size industrial, commercial or office complex". Where it would be normal to find more than one item in such a hereditament the ERC stated has been adjusted to reflect any number / quantity, discount. These figures are NOT one off figures. | If the traveller span varies from the 15m basic cost guide standard then the following % adjustments are to be adopted. 5m span deduct 60%, 7 & 8m span deduct 50%, 10m span deduct 30%, (15m span no change), 20m span add 45%, 25m span add 90%. | Cranes: Gantry Rails & Supports Integral. Composite stanchion taking the main support beam and rail track. | - | 10071 |  | M | - | NA | NA | NA | 7889.4875 | Option 2 | 9781.419 | 23.98% | 0 | 0 | -100% | -100% | 0 | -100% | Redirected | NA | VOA_GPN_GOV_UK\7246041 | 2019-08-30 | Low | Blue | High | Risk taken from previous CG | - | - | NA | SPONS A&B | NA | (BEAMS Note 1) The ERC for this item should be added to the total of the ERC of the other P&M items on the site and the Buildings ERC (where applicable) to enable the correct contract size adjustment to be made. ERC of P&M Items + ERC of Building Component’s = Total ERC (net figure rateable items only) to which contract size adjustment should be applied The 2021 Generic Contractors Test Spreadsheet has this facility built into the programme - it is recommended you undertake all contractors test valuations using this spreadsheet. (Details on the application of contract size adjustments can be found in the RCG 2021 Guidance notes). Where RV is calculated using the comparative method (rental method) the contract size adjustment should be made as follows: Select - SCAT code box "P and M as an addition” within the 2021 Generic Contractors Test Spreadsheet facility. Or Where the spreadsheet is not used take the: Reciprocal of statutory de-capitalisation rate (i.e. 5% reciprocal = 20) multiply by rateable value of the buildings (before any overall end allowances are made and after making a notional deduction for the land value) and add to the ERC of P&M. Use resultant figure to calculate contract size adjustment. (Guidance Notes - Section 6) | Cranes: Gantry Rails & Supports Integral. Composite stanchion taking the main support beam and rail track. | - | 1 | TRUE
1084 | 214BDN | 7766 | 214BDN | Cranes | Gantry Rails and Supports - Integral | Height to Underside of Rail Track | 33.53m | 50 tonnes | The crane gantry support beam supports the rail track upon which the moving traveller rests. The costs given include the extra foundations, the extra size of the support stanchion, the support beam and the rail track. Most buildings erected with structural steel stanchions are capable of also holding a gantry rail of up to 5 tonnes. In these cases an angle fillet is bolted to the upright projecting into the workshop/warehouse and the rail track support (with rail track on top) is fixed to this. As the traveller tonnage increases (over 5 tonnes) the upright stanchions, and horizontal beam, (and foundations to the stanchions) are increased in size to accommodate the extra load and thus the costs set out are in part for this ADDITIONAL cost element. This is over and above the figures used for the building framework. The additional steelwork, concrete foundation work, support beam, support flanges and rail track are regarded as Class 4 Table 3 structural supports and ERC provided are all inclusive. The foundations will be larger to accommodate the extra load and the table includes an item for this element Below 5 tonnes the support beam and rail track may be substantial and the cost of this alone can be calculated by using the weight of steel appropriate. See Structural Steelwork supporting structures. Moving beam buffers These may be of various lengths and where two travellers work the same beam they prevent the two beams from coming to close together. This allows even distribution of weight down through the vertical stanchions. For max weight that rail support and stanchions can take look at SWL indication on main traveller. DO NOT add the various beam support weights together the max load that can be lifted is the heaviest beams SWL. | Location Adjustment Applicable (See Guidance Notes) - ERC = UK mean of 1.00 | (BEAMS Note 1) The ERC for this item should be added to the total of the ERC of the other P&M items on the site and the Buildings ERC (where applicable) to enable the correct contract size adjustment to be made. ERC of P&M Items + ERC of Building Component’s = Total ERC (net figure rateable items only) to which contract size adjustment should be applied The 2023 Generic Contractors Test Spreadsheet has this facility built into the programme - it is recommended you undertake all contractors test valuations using this spreadsheet. (Details on the application of contract size adjustments can be found in the RCG 2023 Guidance notes). Where RV is calculated using the comparative method (rental method) the contract size adjustment should be made as follows: Select - SCAT code box ""P and M as an addition” within the 2023 Generic Contractors Test Spreadsheet facility. Or Where the spreadsheet is not used take the: Reciprocal of statutory de-capitalisation rate (i.e. 5% reciprocal = 20) multiply by rateable value of the buildings (before any overall end allowances are made and after making a notional deduction for the land value) and add to the ERC of P&M. Use resultant figure to calculate contract size adjustment. (Guidance Notes - Section 6) | The costs are based on units with a 15m span traveller. The lifting capacity of the crane, height to underside of rail track (top of the track support beam) and the length of the gantry is all that is required to operate the scales (measured between the rails down the middle of the workshop). (Do not hook a metal tape onto the horizontal beam in order to gain the height. Most have exposed electrical cables attached). LINEAR METRE is distance-taking measurement between rail tracks of the length of the rail tracks. (Not always the length of the building) and is NOT the combined length of the two rails. The above costs do not include the moving traveller but do include foundations | Moving beam buffers These may be of various lengths and where two travellers work the same beam they prevent the two beams from coming to close together. This allows even distribution of weight down through the vertical stanchions. For max weight that rail support and stanchions can take look at SWL indication on main traveller. DO NOT add the various beam support weights together the max load that can be lifted is the heaviest beams SWL. | Class 4 Table 3 Foundations, settings, fixed gantries, supports Class 1 Table 1) List of Accessories (i) Travellers, Cranes Class 2 Table 2) | Whole is not rateable if under Class 1 or Class 2 if not used in connection with fuel for the generation of power or if not accessory to Class 1 or Class. | Moving Traveller (Class 1 and Class 2). | It is assumed that the item forms part of an average size industrial, commercial or office complex. Where it would be normal to find more than one item in such a hereditament the ERC stated has been adjusted to reflect any number / quantity, discount. These figures are NOT one off figures. | If the traveller span varies from the 15m basic cost guide standard then the following % adjustments are to be adopted. 5m span deduct 60%, 7 & 8m span deduct 50%, 10m span deduct 30%, (15m span no change), 20m span add 45%, 25m span add 90%. | Cranes: Gantry Rails & Supports Integral. Composite stanchion taking the main support beam and rail track. | - | 10071 | 214BDH | m | - | Please Select | - | - | 3005.4375 | Option 2 | 3726.1537 | 23.98% | 3347.6973 | 2530.0701 | -15.82% | -32.1% | 2530.0701 | -15.82% | ERC Over-ridden | Ryan Casey | VOA_GPN_GOV_UK\7233251 | 2021-07-30 | Low | Blue | High | Cost build up has no narrative to explain quantities no resemblance to SPONS rates. Needs a fresh measure next time and costs likely to decrease significantly. | - | No build up. RC continued template for Freestanding cranes, which had a build-up. ERC index RCG2021 rate. | NA | SPONS A&B | 2 | (BEAMS Note 1) P&M | Cranes: Gantry Rails & Supports Integral. Composite stanchion taking the main support beam and rail track. | - | 1 | TRUE
1085 | 214BDO | 7906 | 214BDO | Cranes | Gantry Rails and Supports - Integral | Height to Underside of Rail Track | 33.53m | 75 tonnes | The crane gantry support beam supports the rail track upon which the moving traveller rests. The costs given include the extra foundations, the extra size of the support stanchion, the support beam and the rail track. Most buildings erected with structural steel stanchions are capable of also holding a gantry rail of up to 5 tonnes. In these cases an angle fillet is bolted to the upright projecting into the workshop/warehouse and the rail track support (with rail track on top) is fixed to this. As the traveller tonnage increases (over 5 tonnes) the upright stanchions, and horizontal beam, (and foundations to the stanchions) are increased in size to accommodate the extra load and thus the costs set out are in part for this ADDITIONAL cost element. This is over and above the figures used for the building framework. The additional steelwork, concrete foundation work, support beam, support flanges and rail track are regarded as Class 4 Table 3 structural supports and ERC¬s provided are all inclusive. The foundations will be larger to accommodate the extra load and the table includes an item for this element Below 5 tonnes the support beam and rail track may be substantial and the cost of this alone can be calculated by using the weight of steel appropriate. See Structural Steelwork supporting structures. Moving beam buffers These may be of various lengths and where two travellers work the same beam they prevent the two beams from coming to close together. This allows even distribution of weight down through the vertical stanchions. For max weight that rail support and stanchions can take look at SWL indication on main traveller. DO NOT add the various beam support weights together the max load that can be lifted is the heaviest beams SWL. | Location Adjustment Applicable (See Guidance Notes) - ERC = UK mean of 1.00 | (BEAMS Note 1) The ERC for this item should be added to the total of the ERC of the other P&M items on the site and the Buildings ERC (where applicable) to enable the correct contract size adjustment to be made. ERC of P&M Items + ERC of Building Component’s = Total ERC (net figure rateable items only) to which contract size adjustment should be applied The 2023 Generic Contractors Test Spreadsheet has this facility built into the programme - it is recommended you undertake all contractors test valuations using this spreadsheet. (Details on the application of contract size adjustments can be found in the RCG 2023 Guidance notes). Where RV is calculated using the comparative method (rental method) the contract size adjustment should be made as follows: Select - SCAT code box ""P and M as an addition” within the 2023 Generic Contractors Test Spreadsheet facility. Or Where the spreadsheet is not used take the: Reciprocal of statutory de-capitalisation rate (i.e. 5% reciprocal = 20) multiply by rateable value of the buildings (before any overall end allowances are made and after making a notional deduction for the land value) and add to the ERC of P&M. Use resultant figure to calculate contract size adjustment. (Guidance Notes - Section 6) | The costs are based on units with a 15m span traveller. The lifting capacity of the crane, height to underside of rail track (top of the track support beam) and the length of the gantry is all that is required to operate the scales (measured between the rails down the middle of the workshop). (Do not hook a metal tape onto the horizontal beam in order to gain the height. Most have exposed electrical cables attached). LINEAR METRE is distance-taking measurement between rail tracks of the length of the rail tracks. (Not always the length of the building) and is NOT the combined length of the two rails. The above costs do not include the moving traveller but do include foundations | Moving beam buffers These may be of various lengths and where two travellers work the same beam they prevent the two beams from coming to close together. This allows even distribution of weight down through the vertical stanchions. For max weight that rail support and stanchions can take look at SWL indication on main traveller. DO NOT add the various beam support weights together the max load that can be lifted is the heaviest beams SWL. | Class 4 Table 3 Foundations, settings, fixed gantries, supports Class 1 Table 1) List of Accessories (i) Travellers, Cranes Class 2 Table 2) | Whole is not rateable if under Class 1 or Class 2 if not used in connection with fuel for the generation of power or if not accessory to Class 1 or Class. | Moving Traveller (Class 1 and Class 2). | It is assumed that the item forms part of an average size industrial, commercial or office complex. Where it would be normal to find more than one item in such a hereditament the ERC stated has been adjusted to reflect any number / quantity, discount. These figures are NOT one off figures. | If the traveller span varies from the 15m basic cost guide standard then the following % adjustments are to be adopted. 5m span deduct 60%, 7 & 8m span deduct 50%, 10m span deduct 30%, (15m span no change), 20m span add 45%, 25m span add 90%. | Cranes: Gantry Rails & Supports Integral. Composite stanchion taking the main support beam and rail track. | - | 10071 |  | m | - | Please Select | - | - | 3909.6375 | Option 2 | 4847.1846 | 23.98% | 4668.1588 | 3528.0278 | -9.761% | -27.21% | 3528.0278 | -9.761% | ERC Over-ridden | Ryan Casey | VOA_GPN_GOV_UK\7233251 | 2021-07-30 | Low | Blue | High | Cost build up has no narrative to explain quantities no resemblance to SPONS rates. Needs a fresh measure next time and costs likely to decrease significantly. | - | No build up. RC continued template for Freestanding cranes, which had a build-up. ERC index RCG2021 rate. | NA | SPONS A&B | 2 | (BEAMS Note 1) P&M | Cranes: Gantry Rails & Supports Integral. Composite stanchion taking the main support beam and rail track. | - | 1 | TRUE
1086 | 214BDP | 7771 | 214BDP | Cranes | Gantry Rails and Supports - Integral | Height to Underside of Rail Track | 33.53m | 100 tonnes | The crane gantry support beam supports the rail track upon which the moving traveller rests. The costs given include the extra foundations, the extra size of the support stanchion, the support beam and the rail track. Most buildings erected with structural steel stanchions are capable of also holding a gantry rail of up to 5 tonnes. In these cases an angle fillet is bolted to the upright projecting into the workshop/warehouse and the rail track support (with rail track on top) is fixed to this. As the traveller tonnage increases (over 5 tonnes) the upright stanchions, and horizontal beam, (and foundations to the stanchions) are increased in size to accommodate the extra load and thus the costs set out are in part for this ADDITIONAL cost element. This is over and above the figures used for the building framework. The additional steelwork, concrete foundation work, support beam, support flanges and rail track are regarded as Class 4 Table 3 structural supports and ERC¬s provided are all inclusive. The foundations will be larger to accommodate the extra load and the table includes an item for this element Below 5 tonnes the support beam and rail track may be substantial and the cost of this alone can be calculated by using the weight of steel appropriate. See Structural Steelwork supporting structures. Moving beam buffers These may be of various lengths and where two travellers work the same beam they prevent the two beams from coming to close together. This allows even distribution of weight down through the vertical stanchions. For max weight that rail support and stanchions can take look at SWL indication on main traveller. DO NOT add the various beam support weights together the max load that can be lifted is the heaviest beams SWL. | Location Adjustment Applicable (See Guidance Notes) - ERC = UK mean of 1.00 | (BEAMS Note 1) The ERC for this item should be added to the total of the ERC of the other P&M items on the site and the Buildings ERC (where applicable) to enable the correct contract size adjustment to be made. ERC of P&M Items + ERC of Building Component’s = Total ERC (net figure rateable items only) to which contract size adjustment should be applied The 2023 Generic Contractors Test Spreadsheet has this facility built into the programme - it is recommended you undertake all contractors test valuations using this spreadsheet. (Details on the application of contract size adjustments can be found in the RCG 2023 Guidance notes). Where RV is calculated using the comparative method (rental method) the contract size adjustment should be made as follows: Select - SCAT code box ""P and M as an addition” within the 2023 Generic Contractors Test Spreadsheet facility. Or Where the spreadsheet is not used take the: Reciprocal of statutory de-capitalisation rate (i.e. 5% reciprocal = 20) multiply by rateable value of the buildings (before any overall end allowances are made and after making a notional deduction for the land value) and add to the ERC of P&M. Use resultant figure to calculate contract size adjustment. (Guidance Notes - Section 6) | The costs are based on units with a 15m span traveller. The lifting capacity of the crane, height to underside of rail track (top of the track support beam) and the length of the gantry is all that is required to operate the scales (measured between the rails down the middle of the workshop). (Do not hook a metal tape onto the horizontal beam in order to gain the height. Most have exposed electrical cables attached). LINEAR METRE is distance-taking measurement between rail tracks of the length of the rail tracks. (Not always the length of the building) and is NOT the combined length of the two rails. The above costs do not include the moving traveller but do include foundations | Moving beam buffers These may be of various lengths and where two travellers work the same beam they prevent the two beams from coming to close together. This allows even distribution of weight down through the vertical stanchions. For max weight that rail support and stanchions can take look at SWL indication on main traveller. DO NOT add the various beam support weights together the max load that can be lifted is the heaviest beams SWL. | Class 4 Table 3 Foundations, settings, fixed gantries, supports Class 1 Table 1) List of Accessories (i) Travellers, Cranes Class 2 Table 2) | Whole is not rateable if under Class 1 or Class 2 if not used in connection with fuel for the generation of power or if not accessory to Class 1 or Class. | Moving Traveller (Class 1 and Class 2). | It is assumed that the item forms part of an average size industrial, commercial or office complex. Where it would be normal to find more than one item in such a hereditament the ERC stated has been adjusted to reflect any number / quantity, discount. These figures are NOT one off figures. | If the traveller span varies from the 15m basic cost guide standard then the following % adjustments are to be adopted. 5m span deduct 60%, 7 & 8m span deduct 50%, 10m span deduct 30%, (15m span no change), 20m span add 45%, 25m span add 90%. | Cranes: Gantry Rails & Supports Integral. Composite stanchion taking the main support beam and rail track. | - | 10071 | 214BDJ | m | - | Please Select | - | - | 4670.8438 | Option 2 | 5790.9312 | 23.98% | 4878.4673 | 3686.9714 | -21.06% | -36.33% | 3686.9714 | -21.06% | ERC Over-ridden | Ryan Casey | VOA_GPN_GOV_UK\7233251 | 2021-07-30 | Low | Blue | High | Cost build up has no narrative to explain quantities no resemblance to SPONS rates. Needs a fresh measure next time and costs likely to decrease significantly. | - | No build up. RC continued template for Freestanding cranes, which had a build-up. ERC index RCG2021 rate. | NA | SPONS A&B | 2 | (BEAMS Note 1) P&M | Cranes: Gantry Rails & Supports Integral. Composite stanchion taking the main support beam and rail track. | - | 1 | TRUE
1087 | 214BDQ | 7773 | 214BDQ | Cranes | Gantry Rails and Supports - Integral | Height to Underside of Rail Track | 33.53m | 150 tonnes | The crane gantry support beam supports the rail track upon which the moving traveller rests. The costs given include the extra foundations, the extra size of the support stanchion, the support beam and the rail track. Most buildings erected with structural steel stanchions are capable of also holding a gantry rail of up to 5 tonnes. In these cases an angle fillet is bolted to the upright projecting into the workshop/warehouse and the rail track support (with rail track on top) is fixed to this. As the traveller tonnage increases (over 5 tonnes) the upright stanchions, and horizontal beam, (and foundations to the stanchions) are increased in size to accommodate the extra load and thus the costs set out are in part for this ADDITIONAL cost element. This is over and above the figures used for the building framework. The additional steelwork, concrete foundation work, support beam, support flanges and rail track are regarded as Class 4 Table 3 structural supports and ERC¬s provided are all inclusive. The foundations will be larger to accommodate the extra load and the table includes an item for this element Below 5 tonnes the support beam and rail track may be substantial and the cost of this alone can be calculated by using the weight of steel appropriate. See Structural Steelwork supporting structures. Moving beam buffers These may be of various lengths and where two travellers work the same beam they prevent the two beams from coming to close together. This allows even distribution of weight down through the vertical stanchions. For max weight that rail support and stanchions can take look at SWL indication on main traveller. DO NOT add the various beam support weights together the max load that can be lifted is the heaviest beams SWL. | Location Adjustment Applicable (See Guidance Notes) - ERC = UK mean of 1.00 | (BEAMS Note 1) The ERC for this item should be added to the total of the ERC of the other P&M items on the site and the Buildings ERC (where applicable) to enable the correct contract size adjustment to be made. ERC of P&M Items + ERC of Building Component’s = Total ERC (net figure rateable items only) to which contract size adjustment should be applied The 2023 Generic Contractors Test Spreadsheet has this facility built into the programme - it is recommended you undertake all contractors test valuations using this spreadsheet. (Details on the application of contract size adjustments can be found in the RCG 2023 Guidance notes). Where RV is calculated using the comparative method (rental method) the contract size adjustment should be made as follows: Select - SCAT code box ""P and M as an addition” within the 2023 Generic Contractors Test Spreadsheet facility. Or Where the spreadsheet is not used take the: Reciprocal of statutory de-capitalisation rate (i.e. 5% reciprocal = 20) multiply by rateable value of the buildings (before any overall end allowances are made and after making a notional deduction for the land value) and add to the ERC of P&M. Use resultant figure to calculate contract size adjustment. (Guidance Notes - Section 6) | The costs are based on units with a 15m span traveller. The lifting capacity of the crane, height to underside of rail track (top of the track support beam) and the length of the gantry is all that is required to operate the scales (measured between the rails down the middle of the workshop). (Do not hook a metal tape onto the horizontal beam in order to gain the height. Most have exposed electrical cables attached). LINEAR METRE is distance-taking measurement between rail tracks of the length of the rail tracks. (Not always the length of the building) and is NOT the combined length of the two rails. The above costs do not include the moving traveller but do include foundations | Moving beam buffers These may be of various lengths and where two travellers work the same beam they prevent the two beams from coming to close together. This allows even distribution of weight down through the vertical stanchions. For max weight that rail support and stanchions can take look at SWL indication on main traveller. DO NOT add the various beam support weights together the max load that can be lifted is the heaviest beams SWL. | Class 4 Table 3 Foundations, settings, fixed gantries, supports Class 1 Table 1) List of Accessories (i) Travellers, Cranes Class 2 Table 2) | Whole is not rateable if under Class 1 or Class 2 if not used in connection with fuel for the generation of power or if not accessory to Class 1 or Class. | Moving Traveller (Class 1 and Class 2). | It is assumed that the item forms part of an average size industrial, commercial or office complex. Where it would be normal to find more than one item in such a hereditament the ERC stated has been adjusted to reflect any number / quantity, discount. These figures are NOT one off figures. | If the traveller span varies from the 15m basic cost guide standard then the following % adjustments are to be adopted. 5m span deduct 60%, 7 & 8m span deduct 50%, 10m span deduct 30%, (15m span no change), 20m span add 45%, 25m span add 90%. | Cranes: Gantry Rails & Supports Integral. Composite stanchion taking the main support beam and rail track. | - | 10071 | 214BDK | m | - | Please Select | - | - | 5964.6375 | Option 2 | 7394.982 | 23.98% | 8765.1519 | 6624.3889 | 11.06% | -10.42% | 6624.3889 | 11.06% | ERC Over-ridden | Ryan Casey | VOA_GPN_GOV_UK\7233251 | 2021-07-30 | Low | Blue | High | Cost build up has no narrative to explain quantities no resemblance to SPONS rates. Needs a fresh measure next time and costs likely to decrease significantly. | - | No build up. RC continued template for Freestanding cranes, which had a build-up. ERC index RCG2021 rate. | NA | SPONS A&B | 2 | (BEAMS Note 1) P&M | Cranes: Gantry Rails & Supports Integral. Composite stanchion taking the main support beam and rail track. | - | 1 | TRUE
1088 | 214BDR | 7775 | 214BDR | Cranes | Gantry Rails and Supports - Integral | Height to Underside of Rail Track | 33.53m | 200 tonnes | The crane gantry support beam supports the rail track upon which the moving traveller rests. The costs given include the extra foundations, the extra size of the support stanchion, the support beam and the rail track. Most buildings erected with structural steel stanchions are capable of also holding a gantry rail of up to 5 tonnes. In these cases an angle fillet is bolted to the upright projecting into the workshop/warehouse and the rail track support (with rail track on top) is fixed to this. As the traveller tonnage increases (over 5 tonnes) the upright stanchions, and horizontal beam, (and foundations to the stanchions) are increased in size to accommodate the extra load and thus the costs set out are in part for this ADDITIONAL cost element. This is over and above the figures used for the building framework. The additional steelwork, concrete foundation work, support beam, support flanges and rail track are regarded as Class 4 Table 3 structural supports and ERC¬s provided are all inclusive. The foundations will be larger to accommodate the extra load and the table includes an item for this element Below 5 tonnes the support beam and rail track may be substantial and the cost of this alone can be calculated by using the weight of steel appropriate. See Structural Steelwork supporting structures. Moving beam buffers These may be of various lengths and where two travellers work the same beam they prevent the two beams from coming to close together. This allows even distribution of weight down through the vertical stanchions. For max weight that rail support and stanchions can take look at SWL indication on main traveller. DO NOT add the various beam support weights together the max load that can be lifted is the heaviest beams SWL. | Location Adjustment Applicable (See Guidance Notes) - ERC = UK mean of 1.00 | (BEAMS Note 1) The ERC for this item should be added to the total of the ERC of the other P&M items on the site and the Buildings ERC (where applicable) to enable the correct contract size adjustment to be made. ERC of P&M Items + ERC of Building Component’s = Total ERC (net figure rateable items only) to which contract size adjustment should be applied The 2023 Generic Contractors Test Spreadsheet has this facility built into the programme - it is recommended you undertake all contractors test valuations using this spreadsheet. (Details on the application of contract size adjustments can be found in the RCG 2023 Guidance notes). Where RV is calculated using the comparative method (rental method) the contract size adjustment should be made as follows: Select - SCAT code box ""P and M as an addition” within the 2023 Generic Contractors Test Spreadsheet facility. Or Where the spreadsheet is not used take the: Reciprocal of statutory de-capitalisation rate (i.e. 5% reciprocal = 20) multiply by rateable value of the buildings (before any overall end allowances are made and after making a notional deduction for the land value) and add to the ERC of P&M. Use resultant figure to calculate contract size adjustment. (Guidance Notes - Section 6) | The costs are based on units with a 15m span traveller. The lifting capacity of the crane, height to underside of rail track (top of the track support beam) and the length of the gantry is all that is required to operate the scales (measured between the rails down the middle of the workshop). (Do not hook a metal tape onto the horizontal beam in order to gain the height. Most have exposed electrical cables attached). LINEAR METRE is distance-taking measurement between rail tracks of the length of the rail tracks. (Not always the length of the building) and is NOT the combined length of the two rails. The above costs do not include the moving traveller but do include foundations | Moving beam buffers These may be of various lengths and where two travellers work the same beam they prevent the two beams from coming to close together. This allows even distribution of weight down through the vertical stanchions. For max weight that rail support and stanchions can take look at SWL indication on main traveller. DO NOT add the various beam support weights together the max load that can be lifted is the heaviest beams SWL. | Class 4 Table 3 Foundations, settings, fixed gantries, supports Class 1 Table 1) List of Accessories (i) Travellers, Cranes Class 2 Table 2) | Whole is not rateable if under Class 1 or Class 2 if not used in connection with fuel for the generation of power or if not accessory to Class 1 or Class. | Moving Traveller (Class 1 and Class 2). | It is assumed that the item forms part of an average size industrial, commercial or office complex. Where it would be normal to find more than one item in such a hereditament the ERC stated has been adjusted to reflect any number / quantity, discount. These figures are NOT one off figures. | If the traveller span varies from the 15m basic cost guide standard then the following % adjustments are to be adopted. 5m span deduct 60%, 7 & 8m span deduct 50%, 10m span deduct 30%, (15m span no change), 20m span add 45%, 25m span add 90%. | Cranes: Gantry Rails & Supports Integral. Composite stanchion taking the main support beam and rail track. | - | 10071 | 214BDL | m | - | Please Select | - | - | 7094.0313 | Option 2 | 8795.2091 | 23.98% | 9398.3758 | 7102.957 | 0.1258% | -19.24% | 7102.957 | 0.1258% | ERC Over-ridden | Ryan Casey | VOA_GPN_GOV_UK\7233251 | 2021-07-30 | Low | Blue | High | Cost build up has no narrative to explain quantities no resemblance to SPONS rates. Needs a fresh measure next time and costs likely to decrease significantly. | - | No build up. RC continued template for Freestanding cranes, which had a build-up. ERC index RCG2021 rate. | NA | SPONS A&B | 2 | (BEAMS Note 1) P&M | Cranes: Gantry Rails & Supports Integral. Composite stanchion taking the main support beam and rail track. | - | 1 | TRUE
1089 | 214BDS | 7777 | 214BDS | Cranes | Gantry Rails and Supports - Integral | Height to Underside of Rail Track | 33.53m | 250 tonnes | The crane gantry support beam supports the rail track upon which the moving traveller rests. The costs given include the extra foundations, the extra size of the support stanchion, the support beam and the rail track. Most buildings erected with structural steel stanchions are capable of also holding a gantry rail of up to 5 tonnes. In these cases an angle fillet is bolted to the upright projecting into the workshop/warehouse and the rail track support (with rail track on top) is fixed to this. As the traveller tonnage increases (over 5 tonnes) the upright stanchions, and horizontal beam, (and foundations to the stanchions) are increased in size to accommodate the extra load and thus the costs set out are in part for this ADDITIONAL cost element. This is over and above the figures used for the building framework. The additional steelwork, concrete foundation work, support beam, support flanges and rail track are regarded as Class 4 Table 3 structural supports and ERC¬s provided are all inclusive. The foundations will be larger to accommodate the extra load and the table includes an item for this element Below 5 tonnes the support beam and rail track may be substantial and the cost of this alone can be calculated by using the weight of steel appropriate. See Structural Steelwork supporting structures. Moving beam buffers These may be of various lengths and where two travellers work the same beam they prevent the two beams from coming to close together. This allows even distribution of weight down through the vertical stanchions. For max weight that rail support and stanchions can take look at SWL indication on main traveller. DO NOT add the various beam support weights together the max load that can be lifted is the heaviest beams SWL. | Location Adjustment Applicable (See Guidance Notes) - ERC = UK mean of 1.00 | (BEAMS Note 1) The ERC for this item should be added to the total of the ERC of the other P&M items on the site and the Buildings ERC (where applicable) to enable the correct contract size adjustment to be made. ERC of P&M Items + ERC of Building Component’s = Total ERC (net figure rateable items only) to which contract size adjustment should be applied The 2023 Generic Contractors Test Spreadsheet has this facility built into the programme - it is recommended you undertake all contractors test valuations using this spreadsheet. (Details on the application of contract size adjustments can be found in the RCG 2023 Guidance notes). Where RV is calculated using the comparative method (rental method) the contract size adjustment should be made as follows: Select - SCAT code box ""P and M as an addition” within the 2023 Generic Contractors Test Spreadsheet facility. Or Where the spreadsheet is not used take the: Reciprocal of statutory de-capitalisation rate (i.e. 5% reciprocal = 20) multiply by rateable value of the buildings (before any overall end allowances are made and after making a notional deduction for the land value) and add to the ERC of P&M. Use resultant figure to calculate contract size adjustment. (Guidance Notes - Section 6) | The costs are based on units with a 15m span traveller. The lifting capacity of the crane, height to underside of rail track (top of the track support beam) and the length of the gantry is all that is required to operate the scales (measured between the rails down the middle of the workshop). (Do not hook a metal tape onto the horizontal beam in order to gain the height. Most have exposed electrical cables attached). LINEAR METRE is distance-taking measurement between rail tracks of the length of the rail tracks. (Not always the length of the building) and is NOT the combined length of the two rails. The above costs do not include the moving traveller but do include foundations | Moving beam buffers These may be of various lengths and where two travellers work the same beam they prevent the two beams from coming to close together. This allows even distribution of weight down through the vertical stanchions. For max weight that rail support and stanchions can take look at SWL indication on main traveller. DO NOT add the various beam support weights together the max load that can be lifted is the heaviest beams SWL. | Class 4 Table 3 Foundations, settings, fixed gantries, supports Class 1 Table 1) List of Accessories (i) Travellers, Cranes Class 2 Table 2) | Whole is not rateable if under Class 1 or Class 2 if not used in connection with fuel for the generation of power or if not accessory to Class 1 or Class. | Moving Traveller (Class 1 and Class 2). | It is assumed that the item forms part of an average size industrial, commercial or office complex. Where it would be normal to find more than one item in such a hereditament the ERC stated has been adjusted to reflect any number / quantity, discount. These figures are NOT one off figures. | If the traveller span varies from the 15m basic cost guide standard then the following % adjustments are to be adopted. 5m span deduct 60%, 7 & 8m span deduct 50%, 10m span deduct 30%, (15m span no change), 20m span add 45%, 25m span add 90%. | Cranes: Gantry Rails & Supports Integral. Composite stanchion taking the main support beam and rail track. | - | 10071 | 214BDM | m | - | Please Select | - | - | 8130.0938 | Option 2 | 10079.7236 | 23.98% | 13009.246 | 9831.9238 | 20.93% | -2.458% | 9831.9238 | 20.93% | ERC Over-ridden | Ryan Casey | VOA_GPN_GOV_UK\7233251 | 2021-07-30 | Low | Blue | High | Cost build up has no narrative to explain quantities no resemblance to SPONS rates. Needs a fresh measure next time and costs likely to decrease significantly. | - | No build up. RC continued template for Freestanding cranes, which had a build-up. ERC index RCG2021 rate. | NA | SPONS A&B | 2 | (BEAMS Note 1) P&M | Cranes: Gantry Rails & Supports Integral. Composite stanchion taking the main support beam and rail track. | - | 1 | TRUE
1090 | 214J21 | 8567 | 214J21 | Cranes | Jib | Excluding hoist | 125Kg | - | A type of fixed position crane used in workshops and other industrial settings usually comprising a vertical steel support bolted to the floor with a horizontal swinging jib. Occasionally the jib is bolted directly to a suitable vertical building support. A manual or electric hoist is hung from the jib arm. This code excludes the hoist. | Considered Not Applicable at time of Publication | (BEAMS Note 1) The ERC for this item should be added to the total of the ERC of the other P&M items on the site and the Buildings ERC (where applicable) to enable the correct contract size adjustment to be made. ERC of P&M Items + ERC of Building Component’s = Total ERC (net figure rateable items only) to which contract size adjustment should be applied The 2023 Generic Contractors Test Spreadsheet has this facility built into the programme - it is recommended you undertake all contractors test valuations using this spreadsheet. (Details on the application of contract size adjustments can be found in the RCG 2023 Guidance notes). Where RV is calculated using the comparative method (rental method) the contract size adjustment should be made as follows: Select - SCAT code box ""P and M as an addition” within the 2023 Generic Contractors Test Spreadsheet facility. Or Where the spreadsheet is not used take the: Reciprocal of statutory de-capitalisation rate (i.e. 5% reciprocal = 20) multiply by rateable value of the buildings (before any overall end allowances are made and after making a notional deduction for the land value) and add to the ERC of P&M. Use resultant figure to calculate contract size adjustment. (Guidance Notes - Section 6) | Costs for jib cranes including lifting gear see coded 214J01 to 214J05 | Record height of support and length of jib arm. Record maximum capacity in kg, if not marked record capacity of hoist. Record fixing method and size of base if identifiable. | - | - | - | - | - | Photo 1. Typical underbraced jib crane. 2. Jib crane in workshop use, note base plate. 3. Jib crane used for lifting pump from pit at sewage treatment works. | - | 10420 |  | Each | - | Please Select | - | - | 2313.5875 | Option 2 | 2513.9887 | 8.662% | 2726.5192 | 2753.5345 | 19.02% | 9.529% | 2753.5345 | 19.02% | P&M | A Lloyd | VOA_GPN_GOV_UK\5576733 | 2021-07-30 | Low | Amber | Medium | - | - | Updated indices following QA | NA | P&M | 1.48 | (BEAMS Note 1) The ERC for this item should be added to the total of the ERC of the other P&M items on the site and the Buildings ERC (where applicable) to enable the correct contract size adjustment to be made. ERC of P&M Items + ERC of Building Component’s = Total ERC (net figure rateable items only) to which contract size adjustment should be applied The 2021 Generic Contractors Test Spreadsheet has this facility built into the programme - it is recommended you undertake all contractors test valuations using this spreadsheet. (Details on the application of contract size adjustments can be found in the RCG 2021 Guidance notes). Where RV is calculated using the comparative method (rental method) the contract size adjustment should be made as follows: Select - SCAT code box "P and M as an addition” within the 2021 Generic Contractors Test Spreadsheet facility. Or Where the spreadsheet is not used take the: Reciprocal of statutory de-capitalisation rate (i.e. 5% reciprocal = 20) multiply by rateable value of the buildings (before any overall end allowances are made and after making a notional deduction for the land value) and add to the ERC of P&M. Use resultant figure to calculate contract size adjustment. (Guidance Notes - Section 6) | Photo 1. Typical underbraced jib crane. 2. Jib crane in workshop use, note base plate. 3. Jib crane used for lifting pump from pit at sewage treatment works. | - | 1 | TRUE
1091 | 214J22 | 8568 | 214J22 | Cranes | Jib | Excluding hoist | 250kg | - | A type of fixed position crane used in workshops and other industrial settings usually comprising a vertical steel support bolted to the floor with a horizontal swinging jib. Occasionally the jib is bolted directly to a suitable vertical building support. A manual or electric hoist is hung from the jib arm. This code excludes the hoist. | Considered Not Applicable at time of Publication | (BEAMS Note 1) The ERC for this item should be added to the total of the ERC of the other P&M items on the site and the Buildings ERC (where applicable) to enable the correct contract size adjustment to be made. ERC of P&M Items + ERC of Building Component’s = Total ERC (net figure rateable items only) to which contract size adjustment should be applied The 2023 Generic Contractors Test Spreadsheet has this facility built into the programme - it is recommended you undertake all contractors test valuations using this spreadsheet. (Details on the application of contract size adjustments can be found in the RCG 2023 Guidance notes). Where RV is calculated using the comparative method (rental method) the contract size adjustment should be made as follows: Select - SCAT code box ""P and M as an addition” within the 2023 Generic Contractors Test Spreadsheet facility. Or Where the spreadsheet is not used take the: Reciprocal of statutory de-capitalisation rate (i.e. 5% reciprocal = 20) multiply by rateable value of the buildings (before any overall end allowances are made and after making a notional deduction for the land value) and add to the ERC of P&M. Use resultant figure to calculate contract size adjustment. (Guidance Notes - Section 6) | Costs for jib cranes including lifting gear see coded 214J01 to 214J05 | Record height of support and length of jib arm. Record maximum capacity in kg, if not marked record capacity of hoist. Record fixing method and size of base if identifiable. | - | - | - | - | - | Photo 1. Typical underbraced jib crane. 2. Jib crane in workshop use, note base plate. 3. Jib crane used for lifting pump from pit at sewage treatment works. | - | 10420 |  | Each | - | Please Select | - | - | 2406.0625 | Option 2 | 2614.4738 | 8.662% | 3247.1665 | 3279.3407 | 36.29% | 25.43% | 3279.3407 | 36.29% | P&M | A Lloyd | VOA_GPN_GOV_UK\5576733 | 2021-07-30 | Low | Amber | Medium | - | - | Updated indices following QA | NA | P&M | 1.48 | (BEAMS Note 1) The ERC for this item should be added to the total of the ERC of the other P&M items on the site and the Buildings ERC (where applicable) to enable the correct contract size adjustment to be made. ERC of P&M Items + ERC of Building Component’s = Total ERC (net figure rateable items only) to which contract size adjustment should be applied The 2021 Generic Contractors Test Spreadsheet has this facility built into the programme - it is recommended you undertake all contractors test valuations using this spreadsheet. (Details on the application of contract size adjustments can be found in the RCG 2021 Guidance notes). Where RV is calculated using the comparative method (rental method) the contract size adjustment should be made as follows: Select - SCAT code box "P and M as an addition” within the 2021 Generic Contractors Test Spreadsheet facility. Or Where the spreadsheet is not used take the: Reciprocal of statutory de-capitalisation rate (i.e. 5% reciprocal = 20) multiply by rateable value of the buildings (before any overall end allowances are made and after making a notional deduction for the land value) and add to the ERC of P&M. Use resultant figure to calculate contract size adjustment. (Guidance Notes - Section 6) | Photo 1. Typical underbraced jib crane. 2. Jib crane in workshop use, note base plate. 3. Jib crane used for lifting pump from pit at sewage treatment works. | - | 1 | TRUE
1092 | 214J23 | 8569 | 214J23 | Cranes | Jib | Excluding hoist | 500kg | - | A type of fixed position crane used in workshops and other industrial settings usually comprising a vertical steel support bolted to the floor with a horizontal swinging jib. Occasionally the jib is bolted directly to a suitable vertical building support. A manual or electric hoist is hung from the jib arm. This code excludes the hoist. | Considered Not Applicable at time of Publication | (BEAMS Note 1) The ERC for this item should be added to the total of the ERC of the other P&M items on the site and the Buildings ERC (where applicable) to enable the correct contract size adjustment to be made. ERC of P&M Items + ERC of Building Component’s = Total ERC (net figure rateable items only) to which contract size adjustment should be applied The 2023 Generic Contractors Test Spreadsheet has this facility built into the programme - it is recommended you undertake all contractors test valuations using this spreadsheet. (Details on the application of contract size adjustments can be found in the RCG 2023 Guidance notes). Where RV is calculated using the comparative method (rental method) the contract size adjustment should be made as follows: Select - SCAT code box ""P and M as an addition” within the 2023 Generic Contractors Test Spreadsheet facility. Or Where the spreadsheet is not used take the: Reciprocal of statutory de-capitalisation rate (i.e. 5% reciprocal = 20) multiply by rateable value of the buildings (before any overall end allowances are made and after making a notional deduction for the land value) and add to the ERC of P&M. Use resultant figure to calculate contract size adjustment. (Guidance Notes - Section 6) | Costs for jib cranes including lifting gear see coded 214J01 to 214J05 | Record height of support and length of jib arm. Record maximum capacity in kg, if not marked record capacity of hoist. Record fixing method and size of base if identifiable. | - | - | - | - | - | Photo 1. Typical underbraced jib crane. 2. Jib crane in workshop use, note base plate. 3. Jib crane used for lifting pump from pit at sewage treatment works. | - | 10420 |  | Each | - | Please Select | - | - | 3062.8062 | Option 2 | 3328.1042 | 8.662% | 4733.158 | 4780.0559 | 56.07% | 43.63% | 4780.0559 | 56.07% | P&M | A Lloyd | VOA_GPN_GOV_UK\5576733 | 2021-07-30 | Low | Amber | Medium | - | - | Updated indices following QA | NA | P&M | 1.48 | (BEAMS Note 1) The ERC for this item should be added to the total of the ERC of the other P&M items on the site and the Buildings ERC (where applicable) to enable the correct contract size adjustment to be made. ERC of P&M Items + ERC of Building Component’s = Total ERC (net figure rateable items only) to which contract size adjustment should be applied The 2021 Generic Contractors Test Spreadsheet has this facility built into the programme - it is recommended you undertake all contractors test valuations using this spreadsheet. (Details on the application of contract size adjustments can be found in the RCG 2021 Guidance notes). Where RV is calculated using the comparative method (rental method) the contract size adjustment should be made as follows: Select - SCAT code box "P and M as an addition” within the 2021 Generic Contractors Test Spreadsheet facility. Or Where the spreadsheet is not used take the: Reciprocal of statutory de-capitalisation rate (i.e. 5% reciprocal = 20) multiply by rateable value of the buildings (before any overall end allowances are made and after making a notional deduction for the land value) and add to the ERC of P&M. Use resultant figure to calculate contract size adjustment. (Guidance Notes - Section 6) | Photo 1. Typical underbraced jib crane. 2. Jib crane in workshop use, note base plate. 3. Jib crane used for lifting pump from pit at sewage treatment works. | - | 1 | TRUE
1093 | 214J24 | 3734 | 214J24 | Cranes | Jib | Excluding hoist | 1,000kg | - | A type of fixed position crane used in workshops and other industrial settings usually comprising a vertical steel support bolted to the floor with a horizontal swinging jib. Occasionally the jib is bolted directly to a suitable vertical building support. A manual or electric hoist is hung from the jib arm. This code excludes the hoist. | Considered Not Applicable at time of Publication | (BEAMS Note 1) The ERC for this item should be added to the total of the ERC of the other P&M items on the site and the Buildings ERC (where applicable) to enable the correct contract size adjustment to be made. ERC of P&M Items + ERC of Building Component’s = Total ERC (net figure rateable items only) to which contract size adjustment should be applied The 2023 Generic Contractors Test Spreadsheet has this facility built into the programme - it is recommended you undertake all contractors test valuations using this spreadsheet. (Details on the application of contract size adjustments can be found in the RCG 2023 Guidance notes). Where RV is calculated using the comparative method (rental method) the contract size adjustment should be made as follows: Select - SCAT code box ""P and M as an addition” within the 2023 Generic Contractors Test Spreadsheet facility. Or Where the spreadsheet is not used take the: Reciprocal of statutory de-capitalisation rate (i.e. 5% reciprocal = 20) multiply by rateable value of the buildings (before any overall end allowances are made and after making a notional deduction for the land value) and add to the ERC of P&M. Use resultant figure to calculate contract size adjustment. (Guidance Notes - Section 6) | Costs for jib cranes including lifting gear see coded 214J01 to 214J05 | Record height of support and length of jib arm. Record maximum capacity in kg, if not marked record capacity of hoist. Record fixing method and size of base if identifiable. | - | - | - | - | - | Photo 1. Typical underbraced jib crane. 2. Jib crane in workshop use, note base plate. 3. Jib crane used for lifting pump from pit at sewage treatment works. | - | 10420 |  | Each | - | Please Select | - | - | 3446.4062 | Option 2 | 3744.9313 | 8.662% | 5097.5011 | 5148.009 | 49.37% | 37.47% | 5148.009 | 49.37% | P&M | A Lloyd | VOA_GPN_GOV_UK\5576733 | 2021-07-30 | Low | Amber | Medium | - | - | Updated indices following QA | NA | P&M | 1.48 | (BEAMS Note 1) The ERC for this item should be added to the total of the ERC of the other P&M items on the site and the Buildings ERC (where applicable) to enable the correct contract size adjustment to be made. ERC of P&M Items + ERC of Building Component’s = Total ERC (net figure rateable items only) to which contract size adjustment should be applied The 2021 Generic Contractors Test Spreadsheet has this facility built into the programme - it is recommended you undertake all contractors test valuations using this spreadsheet. (Details on the application of contract size adjustments can be found in the RCG 2021 Guidance notes). Where RV is calculated using the comparative method (rental method) the contract size adjustment should be made as follows: Select - SCAT code box "P and M as an addition” within the 2021 Generic Contractors Test Spreadsheet facility. Or Where the spreadsheet is not used take the: Reciprocal of statutory de-capitalisation rate (i.e. 5% reciprocal = 20) multiply by rateable value of the buildings (before any overall end allowances are made and after making a notional deduction for the land value) and add to the ERC of P&M. Use resultant figure to calculate contract size adjustment. (Guidance Notes - Section 6) | Photo 1. Typical underbraced jib crane. 2. Jib crane in workshop use, note base plate. 3. Jib crane used for lifting pump from pit at sewage treatment works. | - | 1 | TRUE
1094 | 214J25 | 8570 | 214J25 | Cranes | Jib | Excluding hoist | 2,000kg | - | A type of fixed position crane used in workshops and other industrial settings usually comprising a vertical steel support bolted to the floor with a horizontal swinging jib. Occasionally the jib is bolted directly to a suitable vertical building support. A manual or electric hoist is hung from the jib arm. This code excludes the hoist. | Considered Not Applicable at time of Publication | (BEAMS Note 1) The ERC for this item should be added to the total of the ERC of the other P&M items on the site and the Buildings ERC (where applicable) to enable the correct contract size adjustment to be made. ERC of P&M Items + ERC of Building Component’s = Total ERC (net figure rateable items only) to which contract size adjustment should be applied The 2023 Generic Contractors Test Spreadsheet has this facility built into the programme - it is recommended you undertake all contractors test valuations using this spreadsheet. (Details on the application of contract size adjustments can be found in the RCG 2023 Guidance notes). Where RV is calculated using the comparative method (rental method) the contract size adjustment should be made as follows: Select - SCAT code box ""P and M as an addition” within the 2023 Generic Contractors Test Spreadsheet facility. Or Where the spreadsheet is not used take the: Reciprocal of statutory de-capitalisation rate (i.e. 5% reciprocal = 20) multiply by rateable value of the buildings (before any overall end allowances are made and after making a notional deduction for the land value) and add to the ERC of P&M. Use resultant figure to calculate contract size adjustment. (Guidance Notes - Section 6) | Costs for jib cranes including lifting gear see coded 214J01 to 214J05 | Record height of support and length of jib arm. Record maximum capacity in kg, if not marked record capacity of hoist. Record fixing method and size of base if identifiable. | - | - | - | - | - | Photo 1. Typical underbraced jib crane. 2. Jib crane in workshop use, note base plate. 3. Jib crane used for lifting pump from pit at sewage treatment works. | - | 10420 |  | Each | - | Please Select | - | - | 4214.4625 | Option 2 | 4579.516 | 8.662% | 6024.3195 | 6084.0106 | 44.36% | 32.85% | 6084.0106 | 44.36% | P&M | A Lloyd | VOA_GPN_GOV_UK\5576733 | 2021-07-30 | Low | Amber | Medium | - | - | Updated indices following QA | NA | P&M | 1.48 | (BEAMS Note 1) The ERC for this item should be added to the total of the ERC of the other P&M items on the site and the Buildings ERC (where applicable) to enable the correct contract size adjustment to be made. ERC of P&M Items + ERC of Building Component’s = Total ERC (net figure rateable items only) to which contract size adjustment should be applied The 2021 Generic Contractors Test Spreadsheet has this facility built into the programme - it is recommended you undertake all contractors test valuations using this spreadsheet. (Details on the application of contract size adjustments can be found in the RCG 2021 Guidance notes). Where RV is calculated using the comparative method (rental method) the contract size adjustment should be made as follows: Select - SCAT code box "P and M as an addition” within the 2021 Generic Contractors Test Spreadsheet facility. Or Where the spreadsheet is not used take the: Reciprocal of statutory de-capitalisation rate (i.e. 5% reciprocal = 20) multiply by rateable value of the buildings (before any overall end allowances are made and after making a notional deduction for the land value) and add to the ERC of P&M. Use resultant figure to calculate contract size adjustment. (Guidance Notes - Section 6) | Photo 1. Typical underbraced jib crane. 2. Jib crane in workshop use, note base plate. 3. Jib crane used for lifting pump from pit at sewage treatment works. | - | 1 | TRUE
1095 | 214J01 | 8549 | 214J01 | Cranes | Jib | Including hoist | 125Kg | - | A type of fixed position crane used in workshops and other industrial settings usually comprising a vertical steel support bolted to the floor with a horizontal swinging jib. Occasionally the jib is bolted directly to a suitable vertical building support. A manual or electric hoist is hung from the jib arm. This code includes hoist. | Considered Not Applicable at time of Publication | (BEAMS Note 1) The ERC for this item should be added to the total of the ERC of the other P&M items on the site and the Buildings ERC (where applicable) to enable the correct contract size adjustment to be made. ERC of P&M Items + ERC of Building Component’s = Total ERC (net figure rateable items only) to which contract size adjustment should be applied The 2023 Generic Contractors Test Spreadsheet has this facility built into the programme - it is recommended you undertake all contractors test valuations using this spreadsheet. (Details on the application of contract size adjustments can be found in the RCG 2023 Guidance notes). Where RV is calculated using the comparative method (rental method) the contract size adjustment should be made as follows: Select - SCAT code box ""P and M as an addition” within the 2023 Generic Contractors Test Spreadsheet facility. Or Where the spreadsheet is not used take the: Reciprocal of statutory de-capitalisation rate (i.e. 5% reciprocal = 20) multiply by rateable value of the buildings (before any overall end allowances are made and after making a notional deduction for the land value) and add to the ERC of P&M. Use resultant figure to calculate contract size adjustment. (Guidance Notes - Section 6) | Costs for jib cranes including excluding lifting gear see coded 214J21 to 214J25 | Record height of support and length of jib arm. Record maximum capacity in kg, if not marked record capacity of hoist. Record fixing method and size of base if identifiable. | - | - | - | - | - | Photo 1. Typical underbraced jib crane. 2. Jib crane in workshop use, note base plate. 3. Jib crane used for lifting pump from pit at sewage treatment works. | - | 10420 |  | Each | - | Please Select | - | - | 3099.625 | Option 2 | 3368.1122 | 8.662% | 4554.839 | 4599.97 | 48.4% | 36.57% | 4599.97 | 48.4% | P&M | A Lloyd | VOA_GPN_GOV_UK\5576733 | 2021-07-30 | Low | Amber | Medium | - | - | Updated indices following QA | NA | P&M | 1.561 | (BEAMS Note 1) The ERC for this item should be added to the total of the ERC of the other P&M items on the site and the Buildings ERC (where applicable) to enable the correct contract size adjustment to be made. ERC of P&M Items + ERC of Building Component’s = Total ERC (net figure rateable items only) to which contract size adjustment should be applied The 2021 Generic Contractors Test Spreadsheet has this facility built into the programme - it is recommended you undertake all contractors test valuations using this spreadsheet. (Details on the application of contract size adjustments can be found in the RCG 2021 Guidance notes). Where RV is calculated using the comparative method (rental method) the contract size adjustment should be made as follows: Select - SCAT code box "P and M as an addition” within the 2021 Generic Contractors Test Spreadsheet facility. Or Where the spreadsheet is not used take the: Reciprocal of statutory de-capitalisation rate (i.e. 5% reciprocal = 20) multiply by rateable value of the buildings (before any overall end allowances are made and after making a notional deduction for the land value) and add to the ERC of P&M. Use resultant figure to calculate contract size adjustment. (Guidance Notes - Section 6) | Photo 1. Typical underbraced jib crane. 2. Jib crane in workshop use, note base plate. 3. Jib crane used for lifting pump from pit at sewage treatment works. | - | 1 | TRUE
1096 | 214J02 | 8550 | 214J02 | Cranes | Jib | Including hoist | 250kg | - | A type of fixed position crane used in workshops and other industrial settings usually comprising a vertical steel support bolted to the floor with a horizontal swinging jib. Occasionally the jib is bolted directly to a suitable vertical building support. A manual or electric hoist is hung from the jib arm. This code includes hoist. | Considered Not Applicable at time of Publication | (BEAMS Note 1) The ERC for this item should be added to the total of the ERC of the other P&M items on the site and the Buildings ERC (where applicable) to enable the correct contract size adjustment to be made. ERC of P&M Items + ERC of Building Component’s = Total ERC (net figure rateable items only) to which contract size adjustment should be applied The 2023 Generic Contractors Test Spreadsheet has this facility built into the programme - it is recommended you undertake all contractors test valuations using this spreadsheet. (Details on the application of contract size adjustments can be found in the RCG 2023 Guidance notes). Where RV is calculated using the comparative method (rental method) the contract size adjustment should be made as follows: Select - SCAT code box ""P and M as an addition” within the 2023 Generic Contractors Test Spreadsheet facility. Or Where the spreadsheet is not used take the: Reciprocal of statutory de-capitalisation rate (i.e. 5% reciprocal = 20) multiply by rateable value of the buildings (before any overall end allowances are made and after making a notional deduction for the land value) and add to the ERC of P&M. Use resultant figure to calculate contract size adjustment. (Guidance Notes - Section 6) | Costs for jib cranes including excluding lifting gear see coded 214J21 to 214J25 | Record height of support and length of jib arm. Record maximum capacity in kg, if not marked record capacity of hoist. Record fixing method and size of base if identifiable. | - | - | - | - | - | Photo 1. Typical underbraced jib crane. 2. Jib crane in workshop use, note base plate. 3. Jib crane used for lifting pump from pit at sewage treatment works. | - | 10420 |  | Each | - | Please Select | - | - | 3192.1 | Option 2 | 3468.5973 | 8.662% | 5121.7173 | 5172.4651 | 62.04% | 49.12% | 5172.4651 | 62.04% | P&M | A Lloyd | VOA_GPN_GOV_UK\5576733 | 2021-07-30 | Low | Amber | Medium | - | - | Updated indices following QA | NA | P&M | 1.48 | (BEAMS Note 1) The ERC for this item should be added to the total of the ERC of the other P&M items on the site and the Buildings ERC (where applicable) to enable the correct contract size adjustment to be made. ERC of P&M Items + ERC of Building Component’s = Total ERC (net figure rateable items only) to which contract size adjustment should be applied The 2021 Generic Contractors Test Spreadsheet has this facility built into the programme - it is recommended you undertake all contractors test valuations using this spreadsheet. (Details on the application of contract size adjustments can be found in the RCG 2021 Guidance notes). Where RV is calculated using the comparative method (rental method) the contract size adjustment should be made as follows: Select - SCAT code box "P and M as an addition” within the 2021 Generic Contractors Test Spreadsheet facility. Or Where the spreadsheet is not used take the: Reciprocal of statutory de-capitalisation rate (i.e. 5% reciprocal = 20) multiply by rateable value of the buildings (before any overall end allowances are made and after making a notional deduction for the land value) and add to the ERC of P&M. Use resultant figure to calculate contract size adjustment. (Guidance Notes - Section 6) | Photo 1. Typical underbraced jib crane. 2. Jib crane in workshop use, note base plate. 3. Jib crane used for lifting pump from pit at sewage treatment works. | - | 1 | TRUE
1097 | 214J03 | 8564 | 214J03 | Cranes | Jib | Including hoist | 500kg | - | A type of fixed position crane used in workshops and other industrial settings usually comprising a vertical steel support bolted to the floor with a horizontal swinging jib. Occasionally the jib is bolted directly to a suitable vertical building support. A manual or electric hoist is hung from the jib arm. This code includes hoist. | Considered Not Applicable at time of Publication | (BEAMS Note 1) The ERC for this item should be added to the total of the ERC of the other P&M items on the site and the Buildings ERC (where applicable) to enable the correct contract size adjustment to be made. ERC of P&M Items + ERC of Building Component’s = Total ERC (net figure rateable items only) to which contract size adjustment should be applied The 2023 Generic Contractors Test Spreadsheet has this facility built into the programme - it is recommended you undertake all contractors test valuations using this spreadsheet. (Details on the application of contract size adjustments can be found in the RCG 2023 Guidance notes). Where RV is calculated using the comparative method (rental method) the contract size adjustment should be made as follows: Select - SCAT code box ""P and M as an addition” within the 2023 Generic Contractors Test Spreadsheet facility. Or Where the spreadsheet is not used take the: Reciprocal of statutory de-capitalisation rate (i.e. 5% reciprocal = 20) multiply by rateable value of the buildings (before any overall end allowances are made and after making a notional deduction for the land value) and add to the ERC of P&M. Use resultant figure to calculate contract size adjustment. (Guidance Notes - Section 6) | Costs for jib cranes including excluding lifting gear see coded 214J21 to 214J25 | Record height of support and length of jib arm. Record maximum capacity in kg, if not marked record capacity of hoist. Record fixing method and size of base if identifiable. | - | - | - | - | - | Photo 1. Typical underbraced jib crane. 2. Jib crane in workshop use, note base plate. 3. Jib crane used for lifting pump from pit at sewage treatment works. | - | 10420 |  | Each | - | Please Select | - | - | 4177.6438 | Option 2 | 4539.5081 | 8.662% | 6242.2649 | 6304.1155 | 50.9% | 38.87% | 6304.1155 | 50.9% | P&M | A Lloyd | VOA_GPN_GOV_UK\5576733 | 2021-07-30 | Low | Amber | Medium | - | - | Updated indices following QA | NA | P&M | 1.48 | (BEAMS Note 1) The ERC for this item should be added to the total of the ERC of the other P&M items on the site and the Buildings ERC (where applicable) to enable the correct contract size adjustment to be made. ERC of P&M Items + ERC of Building Component’s = Total ERC (net figure rateable items only) to which contract size adjustment should be applied The 2021 Generic Contractors Test Spreadsheet has this facility built into the programme - it is recommended you undertake all contractors test valuations using this spreadsheet. (Details on the application of contract size adjustments can be found in the RCG 2021 Guidance notes). Where RV is calculated using the comparative method (rental method) the contract size adjustment should be made as follows: Select - SCAT code box "P and M as an addition” within the 2021 Generic Contractors Test Spreadsheet facility. Or Where the spreadsheet is not used take the: Reciprocal of statutory de-capitalisation rate (i.e. 5% reciprocal = 20) multiply by rateable value of the buildings (before any overall end allowances are made and after making a notional deduction for the land value) and add to the ERC of P&M. Use resultant figure to calculate contract size adjustment. (Guidance Notes - Section 6) | Photo 1. Typical underbraced jib crane. 2. Jib crane in workshop use, note base plate. 3. Jib crane used for lifting pump from pit at sewage treatment works. | - | 1 | TRUE
1098 | 214J04 | 8565 | 214J04 | Cranes | Jib | Including hoist | 1,000kg | - | A type of fixed position crane used in workshops and other industrial settings usually comprising a vertical steel support bolted to the floor with a horizontal swinging jib. Occasionally the jib is bolted directly to a suitable vertical building support. A manual or electric hoist is hung from the jib arm. This code includes hoist. | Considered Not Applicable at time of Publication | (BEAMS Note 1) The ERC for this item should be added to the total of the ERC of the other P&M items on the site and the Buildings ERC (where applicable) to enable the correct contract size adjustment to be made. ERC of P&M Items + ERC of Building Component’s = Total ERC (net figure rateable items only) to which contract size adjustment should be applied The 2023 Generic Contractors Test Spreadsheet has this facility built into the programme - it is recommended you undertake all contractors test valuations using this spreadsheet. (Details on the application of contract size adjustments can be found in the RCG 2023 Guidance notes). Where RV is calculated using the comparative method (rental method) the contract size adjustment should be made as follows: Select - SCAT code box ""P and M as an addition” within the 2023 Generic Contractors Test Spreadsheet facility. Or Where the spreadsheet is not used take the: Reciprocal of statutory de-capitalisation rate (i.e. 5% reciprocal = 20) multiply by rateable value of the buildings (before any overall end allowances are made and after making a notional deduction for the land value) and add to the ERC of P&M. Use resultant figure to calculate contract size adjustment. (Guidance Notes - Section 6) | Costs for jib cranes including excluding lifting gear see coded 214J21 to 214J25 | Record height of support and length of jib arm. Record maximum capacity in kg, if not marked record capacity of hoist. Record fixing method and size of base if identifiable. | - | - | - | - | - | Photo 1. Typical underbraced jib crane. 2. Jib crane in workshop use, note base plate. 3. Jib crane used for lifting pump from pit at sewage treatment works. | - | 10420 |  | Each | - | Please Select | - | - | 4640.0188 | Option 2 | 5041.9336 | 8.662% | 7325.3876 | 7397.9702 | 59.44% | 46.73% | 7397.9702 | 59.44% | P&M | A Lloyd | VOA_GPN_GOV_UK\5576733 | 2021-07-30 | Low | Amber | Medium | - | - | Updated indices following QA | NA | P&M | 1.48 | (BEAMS Note 1) The ERC for this item should be added to the total of the ERC of the other P&M items on the site and the Buildings ERC (where applicable) to enable the correct contract size adjustment to be made. ERC of P&M Items + ERC of Building Component’s = Total ERC (net figure rateable items only) to which contract size adjustment should be applied The 2021 Generic Contractors Test Spreadsheet has this facility built into the programme - it is recommended you undertake all contractors test valuations using this spreadsheet. (Details on the application of contract size adjustments can be found in the RCG 2021 Guidance notes). Where RV is calculated using the comparative method (rental method) the contract size adjustment should be made as follows: Select - SCAT code box "P and M as an addition” within the 2021 Generic Contractors Test Spreadsheet facility. Or Where the spreadsheet is not used take the: Reciprocal of statutory de-capitalisation rate (i.e. 5% reciprocal = 20) multiply by rateable value of the buildings (before any overall end allowances are made and after making a notional deduction for the land value) and add to the ERC of P&M. Use resultant figure to calculate contract size adjustment. (Guidance Notes - Section 6) | Photo 1. Typical underbraced jib crane. 2. Jib crane in workshop use, note base plate. 3. Jib crane used for lifting pump from pit at sewage treatment works. | - | 1 | TRUE
1099 | 214J05 | 8566 | 214J05 | Cranes | Jib | Including hoist | 2,000kg | - | A type of fixed position crane used in workshops and other industrial settings usually comprising a vertical steel support bolted to the floor with a horizontal swinging jib. Occasionally the jib is bolted directly to a suitable vertical building support. A manual or electric hoist is hung from the jib arm. This code includes hoist. | Considered Not Applicable at time of Publication | (BEAMS Note 1) The ERC for this item should be added to the total of the ERC of the other P&M items on the site and the Buildings ERC (where applicable) to enable the correct contract size adjustment to be made. ERC of P&M Items + ERC of Building Component’s = Total ERC (net figure rateable items only) to which contract size adjustment should be applied The 2023 Generic Contractors Test Spreadsheet has this facility built into the programme - it is recommended you undertake all contractors test valuations using this spreadsheet. (Details on the application of contract size adjustments can be found in the RCG 2023 Guidance notes). Where RV is calculated using the comparative method (rental method) the contract size adjustment should be made as follows: Select - SCAT code box ""P and M as an addition” within the 2023 Generic Contractors Test Spreadsheet facility. Or Where the spreadsheet is not used take the: Reciprocal of statutory de-capitalisation rate (i.e. 5% reciprocal = 20) multiply by rateable value of the buildings (before any overall end allowances are made and after making a notional deduction for the land value) and add to the ERC of P&M. Use resultant figure to calculate contract size adjustment. (Guidance Notes - Section 6) | Costs for jib cranes including excluding lifting gear see coded 214J21 to 214J25 | Record height of support and length of jib arm. Record maximum capacity in kg, if not marked record capacity of hoist. Record fixing method and size of base if identifiable. | - | - | - | - | - | Photo 1. Typical underbraced jib crane. 2. Jib crane in workshop use, note base plate. 3. Jib crane used for lifting pump from pit at sewage treatment works. | - | 10420 |  | Each | - | Please Select | - | - | 5787.3937 | Option 2 | 6288.6934 | 8.662% | 8622.0527 | 8707.4832 | 50.46% | 38.46% | 8707.4832 | 50.46% | P&M | A Lloyd | VOA_GPN_GOV_UK\5576733 | 2021-07-30 | Low | Amber | Medium | - | - | Updated indices following QA | NA | P&M | 1.48 | (BEAMS Note 1) The ERC for this item should be added to the total of the ERC of the other P&M items on the site and the Buildings ERC (where applicable) to enable the correct contract size adjustment to be made. ERC of P&M Items + ERC of Building Component’s = Total ERC (net figure rateable items only) to which contract size adjustment should be applied The 2021 Generic Contractors Test Spreadsheet has this facility built into the programme - it is recommended you undertake all contractors test valuations using this spreadsheet. (Details on the application of contract size adjustments can be found in the RCG 2021 Guidance notes). Where RV is calculated using the comparative method (rental method) the contract size adjustment should be made as follows: Select - SCAT code box "P and M as an addition” within the 2021 Generic Contractors Test Spreadsheet facility. Or Where the spreadsheet is not used take the: Reciprocal of statutory de-capitalisation rate (i.e. 5% reciprocal = 20) multiply by rateable value of the buildings (before any overall end allowances are made and after making a notional deduction for the land value) and add to the ERC of P&M. Use resultant figure to calculate contract size adjustment. (Guidance Notes - Section 6) | Photo 1. Typical underbraced jib crane. 2. Jib crane in workshop use, note base plate. 3. Jib crane used for lifting pump from pit at sewage treatment works. | - | 1 | TRUE
1100 | 214M02 | 7821 | 214M02 | Cranes | Moving Traveller 15m span | 10 tonne | Height to underside of rail | 5 metres | Costs are for the MOVING TAVELLER ONLY. The cost for the moving traveller should only be considered for included in the assessment when looking at an item under Class 1, Table 1, which is used in preparing or storage of fuel for the Class 1 item. The crain rails and support structure are listed separately. | Considered Not Applicable at time of Publication | (BEAMS Note 1) The ERC for this item should be added to the total of the ERC of the other P&M items on the site and the Buildings ERC (where applicable) to enable the correct contract size adjustment to be made. ERC of P&M Items + ERC of Building Component’s = Total ERC (net figure rateable items only) to which contract size adjustment should be applied The 2023 Generic Contractors Test Spreadsheet has this facility built into the programme - it is recommended you undertake all contractors test valuations using this spreadsheet. (Details on the application of contract size adjustments can be found in the RCG 2023 Guidance notes). Where RV is calculated using the comparative method (rental method) the contract size adjustment should be made as follows: Select - SCAT code box ""P and M as an addition” within the 2023 Generic Contractors Test Spreadsheet facility. Or Where the spreadsheet is not used take the: Reciprocal of statutory de-capitalisation rate (i.e. 5% reciprocal = 20) multiply by rateable value of the buildings (before any overall end allowances are made and after making a notional deduction for the land value) and add to the ERC of P&M. Use resultant figure to calculate contract size adjustment. (Guidance Notes - Section 6) | See variations section notes. This item will mainly be for coal fired boilers although some travellers are found in electrical generation and compressor areas used for maintenance purposes. The costs do not include the structural support and rail track. The costs do not include the moving lifting parts and motors driving them. | The lifting capacity of the crane is required and is usulaay stated on the travelling beam. Record travelling beam span and lift height. Costs assume 5 metre height to underside of gantry and 15m span. | This code covers the moving traveller only. | - | - | - | It is assumed that no additional costs would be applicable if the traveller was situated outside. | - | - | 10042 |  | Each | Each | Please Select | - | - | 40683.0062 | Option 2 | 44206.9373 | 8.662% | 23445.6432 | 23677.9511 | -41.8% | -46.44% | 23677.9511 | -41.8% | P&M | A Lloyd | VOA_GPN_GOV_UK\5576733 | 2021-07-30 | Low | Amber | Medium | - | RH Please attach extg photo | Updated indices following QA. Significant drop of 2021 rate. | NA | P&M | 1.472 | (BEAMS Note 1) The ERC for this item should be added to the total of the ERC of the other P&M items on the site and the Buildings ERC (where applicable) to enable the correct contract size adjustment to be made. ERC of P&M Items + ERC of Building Component’s = Total ERC (net figure rateable items only) to which contract size adjustment should be applied The 2021 Generic Contractors Test Spreadsheet has this facility built into the programme - it is recommended you undertake all contractors test valuations using this spreadsheet. (Details on the application of contract size adjustments can be found in the RCG 2021 Guidance notes). Where RV is calculated using the comparative method (rental method) the contract size adjustment should be made as follows: Select - SCAT code box "P and M as an addition” within the 2021 Generic Contractors Test Spreadsheet facility. Or Where the spreadsheet is not used take the: Reciprocal of statutory de-capitalisation rate (i.e. 5% reciprocal = 20) multiply by rateable value of the buildings (before any overall end allowances are made and after making a notional deduction for the land value) and add to the ERC of P&M. Use resultant figure to calculate contract size adjustment. (Guidance Notes - Section 6) | - | - | 1 | TRUE
1101 | 214M03 | 7822 | 214M03 | Cranes | Moving Traveller 15m span | 15 tonne | Height to underside of rail | 5 metres | Costs are for the MOVING TAVELLER ONLY. The cost for the moving traveller should only be considered for included in the assessment when looking at an item under Class 1, Table 1, which is used in preparing or storage of fuel for the Class 1 item. The crain rails and support structure are listed separately. | Considered Not Applicable at time of Publication | (BEAMS Note 1) The ERC for this item should be added to the total of the ERC of the other P&M items on the site and the Buildings ERC (where applicable) to enable the correct contract size adjustment to be made. ERC of P&M Items + ERC of Building Component’s = Total ERC (net figure rateable items only) to which contract size adjustment should be applied The 2023 Generic Contractors Test Spreadsheet has this facility built into the programme - it is recommended you undertake all contractors test valuations using this spreadsheet. (Details on the application of contract size adjustments can be found in the RCG 2023 Guidance notes). Where RV is calculated using the comparative method (rental method) the contract size adjustment should be made as follows: Select - SCAT code box ""P and M as an addition” within the 2023 Generic Contractors Test Spreadsheet facility. Or Where the spreadsheet is not used take the: Reciprocal of statutory de-capitalisation rate (i.e. 5% reciprocal = 20) multiply by rateable value of the buildings (before any overall end allowances are made and after making a notional deduction for the land value) and add to the ERC of P&M. Use resultant figure to calculate contract size adjustment. (Guidance Notes - Section 6) | See variations section notes. This item will mainly be for coal fired boilers although some travellers are found in electrical generation and compressor areas used for maintenance purposes. The costs do not include the structural support and rail track. The costs do not include the moving lifting parts and motors driving them. | The lifting capacity of the crane is required and is usulaay stated on the travelling beam. Record travelling beam span and lift height. Costs assume 5 metre height to underside of gantry and 15m span. | This code covers the moving traveller only. | - | - | - | It is assumed that no additional costs would be applicable if the traveller was situated outside. | - | - | 10042 |  | Each | Each | Please Select | - | - | 51053.9062 | Option 2 | 55476.1568 | 8.662% | 28894.2786 | 29180.5736 | -42.84% | -47.4% | 29180.5736 | -42.84% | P&M | A Lloyd | VOA_GPN_GOV_UK\5576733 | 2021-07-30 | Low | Amber | Medium | - | RH please add extg photos | Updated indices following QA. Significant drop of 2021 rate. | NA | P&M | 1.472 | (BEAMS Note 1) The ERC for this item should be added to the total of the ERC of the other P&M items on the site and the Buildings ERC (where applicable) to enable the correct contract size adjustment to be made. ERC of P&M Items + ERC of Building Component’s = Total ERC (net figure rateable items only) to which contract size adjustment should be applied The 2021 Generic Contractors Test Spreadsheet has this facility built into the programme - it is recommended you undertake all contractors test valuations using this spreadsheet. (Details on the application of contract size adjustments can be found in the RCG 2021 Guidance notes). Where RV is calculated using the comparative method (rental method) the contract size adjustment should be made as follows: Select - SCAT code box "P and M as an addition” within the 2021 Generic Contractors Test Spreadsheet facility. Or Where the spreadsheet is not used take the: Reciprocal of statutory de-capitalisation rate (i.e. 5% reciprocal = 20) multiply by rateable value of the buildings (before any overall end allowances are made and after making a notional deduction for the land value) and add to the ERC of P&M. Use resultant figure to calculate contract size adjustment. (Guidance Notes - Section 6) | - | - | 1 | TRUE
1102 | 214M04 | 7823 | 214M04 | Cranes | Moving Traveller 15m span | 20 tonne | Height to underside of rail | 5 metres | Costs are for the MOVING TAVELLER ONLY. The cost for the moving traveller should only be considered for included in the assessment when looking at an item under Class 1, Table 1, which is used in preparing or storage of fuel for the Class 1 item. The crain rails and support structure are listed separately. | Considered Not Applicable at time of Publication | (BEAMS Note 1) The ERC for this item should be added to the total of the ERC of the other P&M items on the site and the Buildings ERC (where applicable) to enable the correct contract size adjustment to be made. ERC of P&M Items + ERC of Building Component’s = Total ERC (net figure rateable items only) to which contract size adjustment should be applied The 2023 Generic Contractors Test Spreadsheet has this facility built into the programme - it is recommended you undertake all contractors test valuations using this spreadsheet. (Details on the application of contract size adjustments can be found in the RCG 2023 Guidance notes). Where RV is calculated using the comparative method (rental method) the contract size adjustment should be made as follows: Select - SCAT code box ""P and M as an addition” within the 2023 Generic Contractors Test Spreadsheet facility. Or Where the spreadsheet is not used take the: Reciprocal of statutory de-capitalisation rate (i.e. 5% reciprocal = 20) multiply by rateable value of the buildings (before any overall end allowances are made and after making a notional deduction for the land value) and add to the ERC of P&M. Use resultant figure to calculate contract size adjustment. (Guidance Notes - Section 6) | See variations section notes. This item will mainly be for coal fired boilers although some travellers are found in electrical generation and compressor areas used for maintenance purposes. The costs do not include the structural support and rail track. The costs do not include the moving lifting parts and motors driving them. | The lifting capacity of the crane is required and is usulaay stated on the travelling beam. Record travelling beam span and lift height. Costs assume 5 metre height to underside of gantry and 15m span. | This code covers the moving traveller only. | - | - | - | It is assumed that no additional costs would be applicable if the traveller was situated outside. | - | - | 10042 |  | Each | Each | Please Select | - | - | 62061 | Option 2 | 67436.6766 | 8.662% | 36984.6766 | 37351.1342 | -39.82% | -44.61% | 37351.1342 | -39.82% | P&M | A Lloyd | VOA_GPN_GOV_UK\5576733 | 2021-07-30 | Low | Amber | Medium | - | RH please add extg photo | Updated indices following QA. Significant drop of 2021 rate. | NA | P&M | 1.472 | (BEAMS Note 1) The ERC for this item should be added to the total of the ERC of the other P&M items on the site and the Buildings ERC (where applicable) to enable the correct contract size adjustment to be made. ERC of P&M Items + ERC of Building Component’s = Total ERC (net figure rateable items only) to which contract size adjustment should be applied The 2021 Generic Contractors Test Spreadsheet has this facility built into the programme - it is recommended you undertake all contractors test valuations using this spreadsheet. (Details on the application of contract size adjustments can be found in the RCG 2021 Guidance notes). Where RV is calculated using the comparative method (rental method) the contract size adjustment should be made as follows: Select - SCAT code box "P and M as an addition” within the 2021 Generic Contractors Test Spreadsheet facility. Or Where the spreadsheet is not used take the: Reciprocal of statutory de-capitalisation rate (i.e. 5% reciprocal = 20) multiply by rateable value of the buildings (before any overall end allowances are made and after making a notional deduction for the land value) and add to the ERC of P&M. Use resultant figure to calculate contract size adjustment. (Guidance Notes - Section 6) | - | - | 1 | TRUE
1103 | 214M05 | 7558 | 214M05 | Cranes | Moving Traveller 15m span | 25 tonne | Height to underside of rail | 5 metres | Costs are for the MOVING TAVELLER ONLY. The cost for the moving traveller should only be considered for included in the assessment when looking at an item under Class 1, Table 1, which is used in preparing or storage of fuel for the Class 1 item. The crain rails and support structure are listed separately. | Considered Not Applicable at time of Publication | (BEAMS Note 1) The ERC for this item should be added to the total of the ERC of the other P&M items on the site and the Buildings ERC (where applicable) to enable the correct contract size adjustment to be made. ERC of P&M Items + ERC of Building Component’s = Total ERC (net figure rateable items only) to which contract size adjustment should be applied The 2023 Generic Contractors Test Spreadsheet has this facility built into the programme - it is recommended you undertake all contractors test valuations using this spreadsheet. (Details on the application of contract size adjustments can be found in the RCG 2023 Guidance notes). Where RV is calculated using the comparative method (rental method) the contract size adjustment should be made as follows: Select - SCAT code box ""P and M as an addition” within the 2023 Generic Contractors Test Spreadsheet facility. Or Where the spreadsheet is not used take the: Reciprocal of statutory de-capitalisation rate (i.e. 5% reciprocal = 20) multiply by rateable value of the buildings (before any overall end allowances are made and after making a notional deduction for the land value) and add to the ERC of P&M. Use resultant figure to calculate contract size adjustment. (Guidance Notes - Section 6) | See variations section notes. This item will mainly be for coal fired boilers although some travellers are found in electrical generation and compressor areas used for maintenance purposes. The costs do not include the structural support and rail track. The costs do not include the moving lifting parts and motors driving them. | The lifting capacity of the crane is required and is usulaay stated on the travelling beam. Record travelling beam span and lift height. Costs assume 5 metre height to underside of gantry and 15m span. | This code covers the moving traveller only. | - | - | - | It is assumed that no additional costs would be applicable if the traveller was situated outside. | - | - | 10042 |  | Each | Each | Please Select | - | - | 71925 | Option 2 | 78155.0888 | 8.662% | 40286.8798 | 40686.0569 | -43.43% | -47.94% | 40686.0569 | -43.43% | P&M | A Lloyd | VOA_GPN_GOV_UK\5576733 | 2021-07-30 | Low | Amber | Medium | - | RH please add extg photo | Updated indices following QA. Significant drop of 2021 rate. | NA | P&M | 1.472 | (BEAMS Note 1) The ERC for this item should be added to the total of the ERC of the other P&M items on the site and the Buildings ERC (where applicable) to enable the correct contract size adjustment to be made. ERC of P&M Items + ERC of Building Component’s = Total ERC (net figure rateable items only) to which contract size adjustment should be applied The 2021 Generic Contractors Test Spreadsheet has this facility built into the programme - it is recommended you undertake all contractors test valuations using this spreadsheet. (Details on the application of contract size adjustments can be found in the RCG 2021 Guidance notes). Where RV is calculated using the comparative method (rental method) the contract size adjustment should be made as follows: Select - SCAT code box "P and M as an addition” within the 2021 Generic Contractors Test Spreadsheet facility. Or Where the spreadsheet is not used take the: Reciprocal of statutory de-capitalisation rate (i.e. 5% reciprocal = 20) multiply by rateable value of the buildings (before any overall end allowances are made and after making a notional deduction for the land value) and add to the ERC of P&M. Use resultant figure to calculate contract size adjustment. (Guidance Notes - Section 6) | - | - | 1 | TRUE
1104 | 214M01 | 7820 | 214M01 | Cranes | Moving Traveller 15m span | 5 tonne | Height to underside of rail | 5 metres | Costs are for the MOVING TAVELLER ONLY. The cost for the moving traveller should only be considered for included in the assessment when looking at an item under Class 1, Table 1, which is used in preparing or storage of fuel for the Class 1 item. The crain rails and support structure are listed separately. | Considered Not Applicable at time of Publication | (BEAMS Note 1) The ERC for this item should be added to the total of the ERC of the other P&M items on the site and the Buildings ERC (where applicable) to enable the correct contract size adjustment to be made. ERC of P&M Items + ERC of Building Component’s = Total ERC (net figure rateable items only) to which contract size adjustment should be applied The 2023 Generic Contractors Test Spreadsheet has this facility built into the programme - it is recommended you undertake all contractors test valuations using this spreadsheet. (Details on the application of contract size adjustments can be found in the RCG 2023 Guidance notes). Where RV is calculated using the comparative method (rental method) the contract size adjustment should be made as follows: Select - SCAT code box ""P and M as an addition” within the 2023 Generic Contractors Test Spreadsheet facility. Or Where the spreadsheet is not used take the: Reciprocal of statutory de-capitalisation rate (i.e. 5% reciprocal = 20) multiply by rateable value of the buildings (before any overall end allowances are made and after making a notional deduction for the land value) and add to the ERC of P&M. Use resultant figure to calculate contract size adjustment. (Guidance Notes - Section 6) | See variations section notes. This item will mainly be for coal fired boilers although some travellers are found in electrical generation and compressor areas used for maintenance purposes. The costs do not include the structural support and rail track. The costs do not include the moving lifting parts and motors driving them. | The lifting capacity of the crane is required and is usulaay stated on the travelling beam. Record travelling beam span and lift height. Costs assume 5 metre height to underside of gantry and 15m span. | This code covers the moving traveller only. | - | - | - | It is assumed that no additional costs would be applicable if the traveller was situated outside. | - | - | 10042 |  | Each | Each | Please Select | - | - | 33779.0625 | Option 2 | 36704.9792 | 8.662% | 18492.3383 | 18675.5671 | -44.71% | -49.12% | 18675.5671 | -44.71% | P&M | A Lloyd | VOA_GPN_GOV_UK\5576733 | 2021-07-30 | Low | Amber | Medium | - | RH please add extg photos | Updated indices following QA. Significant drop of 2021 rate. | NA | P&M | 1.472 | (BEAMS Note 1) The ERC for this item should be added to the total of the ERC of the other P&M items on the site and the Buildings ERC (where applicable) to enable the correct contract size adjustment to be made. ERC of P&M Items + ERC of Building Component’s = Total ERC (net figure rateable items only) to which contract size adjustment should be applied The 2021 Generic Contractors Test Spreadsheet has this facility built into the programme - it is recommended you undertake all contractors test valuations using this spreadsheet. (Details on the application of contract size adjustments can be found in the RCG 2021 Guidance notes). Where RV is calculated using the comparative method (rental method) the contract size adjustment should be made as follows: Select - SCAT code box "P and M as an addition” within the 2021 Generic Contractors Test Spreadsheet facility. Or Where the spreadsheet is not used take the: Reciprocal of statutory de-capitalisation rate (i.e. 5% reciprocal = 20) multiply by rateable value of the buildings (before any overall end allowances are made and after making a notional deduction for the land value) and add to the ERC of P&M. Use resultant figure to calculate contract size adjustment. (Guidance Notes - Section 6) | - | - | 1 | TRUE
| 214S01 |  | 214S01 | Cranes | Tower | Fixed or track mobile | 40m ht | 20 tonne lifting capacity | - | Considered Not Applicable at time of Publication | (BEAMS Note 1) The ERC for this item should be added to the total of the ERC of the other P&M items on the site and the Buildings ERC (where applicable) to enable the correct contract size adjustment to be made. ERC of P&M Items + ERC of Building Component’s = Total ERC (net figure rateable items only) to which contract size adjustment should be applied The 2023 Generic Contractors Test Spreadsheet has this facility built into the programme - it is recommended you undertake all contractors test valuations using this spreadsheet. (Details on the application of contract size adjustments can be found in the RCG 2023 Guidance notes). Where RV is calculated using the comparative method (rental method) the contract size adjustment should be made as follows: Select - SCAT code box ""P and M as an addition” within the 2023 Generic Contractors Test Spreadsheet facility. Or Where the spreadsheet is not used take the: Reciprocal of statutory de-capitalisation rate (i.e. 5% reciprocal = 20) multiply by rateable value of the buildings (before any overall end allowances are made and after making a notional deduction for the land value) and add to the ERC of P&M. Use resultant figure to calculate contract size adjustment. (Guidance Notes - Section 6) | - | - | - | - | - | - | - | - | - | - |  | each | - | NA | NA | NA | 57796.875 | Option 2 | 62803.1964 | 8.662% |  | 0 | -100% | -100% | 62803.1964 | 8.662% | Indexed | NA |  | 2021-09-30 |  |  |  | Indexed from NI RCG2020 | - | - | NA | P&M | NA |  |  |  |  | TRUE
| 214S50 |  | 214S50 | Cranes | Tower | Foundation, track and buffers | 50m | - | - | Considered Not Applicable at time of Publication | (BEAMS Note 1) The ERC for this item should be added to the total of the ERC of the other P&M items on the site and the Buildings ERC (where applicable) to enable the correct contract size adjustment to be made. ERC of P&M Items + ERC of Building Component’s = Total ERC (net figure rateable items only) to which contract size adjustment should be applied The 2023 Generic Contractors Test Spreadsheet has this facility built into the programme - it is recommended you undertake all contractors test valuations using this spreadsheet. (Details on the application of contract size adjustments can be found in the RCG 2023 Guidance notes). Where RV is calculated using the comparative method (rental method) the contract size adjustment should be made as follows: Select - SCAT code box ""P and M as an addition” within the 2023 Generic Contractors Test Spreadsheet facility. Or Where the spreadsheet is not used take the: Reciprocal of statutory de-capitalisation rate (i.e. 5% reciprocal = 20) multiply by rateable value of the buildings (before any overall end allowances are made and after making a notional deduction for the land value) and add to the ERC of P&M. Use resultant figure to calculate contract size adjustment. (Guidance Notes - Section 6) | - | - | - | - | - | - | - | - | - | - |  | each | - | NA | NA | NA | 29968.75 | Option 2 | 32564.6203 | 8.662% |  | 0 | -100% | -100% | 32564.6203 | 8.662% | Indexed | NA |  | 2021-09-30 |  |  |  | Indexed from NI RCG2020 | - | - | NA | P&M | NA |  |  |  |  | TRUE
1105 | 51600A | 9383 | 51600A | Crematoria | Crematorium | Modern construction | One or two stories | Timber "Glulam" portal frame | Mostly single and part two storey, timber "Glulam" portal frame, slate covered pitched roofs, cavity external walls finished externally mainily in render- but with facing brick and timber cladding in sections, double glazed windows, solid wood front door, painted internal plaster and facing brick finishes, painted plaster ceilings, wc, central heating, solid floor. First floor - small plant room. | Location Adjustment Applicable (See Guidance Notes) - ERC = UK mean of 1.00 | (BEAMS Note 2) The ERC for this item should be added to all other rateable items on the hereditament (except land). Therefore the total of the ERC of the other Building Items and the P&M ERC (where applicable) to enable the correct contract size adjustment to be made. ERC of Building Component + ERC of P&M = Total ERC to which contract size adjustment should be applied. The appropriate % adjustment should be made in accordance with the scale for contract size adjustment specified under section 6 of the RCG 2023 Guidance notes. The currency ERC rates are set at £4m (Four Million Pounds) @ 1st April 2021 (AVD) for the RCG 2023 Publication. | Cost data is for the main building with externals . Cost excludes the cremation plant. | Not applicable. | Crematoria are normally rateable on a receipts and expenditure basis. Only if this is unavailable should a contractors basis be used. | - | - | - | - | External views | Obtained from information provided in allocation folder 1. | - |  | m2 | - | 4 - HEALTHCARE, EDUCATION & Miscellaneous | Nathan Place | - | #N/A | Option 1 | ERROR | 0% | 4057 | 3031.1894 | 0% | 0% | 3031.1894 | 0% | Elemental Analysis (multiple) | J.A. Grand | VOA_GPN_GOV_UK\6093530 | 2021-02-10 | Low | Amber | Medium | - | - | Cost was £0 previously. 2 pieces of evidence supporting cost, 1 of which is quite old so medium risk. | NA | BCIS | 1.56 | (BEAMS Note 2) The ERC for this item should be added to all other rateable items on the hereditament (except land). Therefore the total of the ERC of the other Building Items and the P&M ERC (where applicable) to enable the correct contract size adjustment to be made. ERC of Building Component + ERC of P&M = Total ERC to which contract size adjustment should be applied. The appropriate % adjustment should be made in accordance with the scale for contract size adjustment specified under section 6 of the RCG 2021 Guidance notes. The currency ERC rates are set at £4m (Four Million Pounds) @ 1st April 2019 (AVD) for the RCG 2021 Publication. | External views | Obtained from information provided in allocation folder 1. | 2 | TRUE
1106 | STS010 | 5043 | STS010 | Crematoria | Subject to scheme | - | - | - | - | Location Adjustment Applicable (See Guidance Notes) - ERC = UK mean of 1.00 | (BEAMS Note 2) The ERC for this item should be added to all other rateable items on the hereditament (except land). Therefore the total of the ERC of the other Building Items and the P&M ERC (where applicable) to enable the correct contract size adjustment to be made. ERC of Building Component + ERC of P&M = Total ERC to which contract size adjustment should be applied. The appropriate % adjustment should be made in accordance with the scale for contract size adjustment specified under section 6 of the RCG 2023 Guidance notes. The currency ERC rates are set at £4m (Four Million Pounds) @ 1st April 2021 (AVD) for the RCG 2023 Publication. | - | - | - | - | - | - | - | - | - | - | 51600A | - | - | - | - | - | #N/A | Option 1 | ERROR | 0% | 0 | 0 | 0% | 0% | 0 | 0% | STS | Ryan Hobbs | VOA_GPN_GOV_UK\7246041 | 2020-08-11 | Low | Amber | Low | STS | - | - | NA | BCIS | NA | (BEAMS Note 2) The ERC for this item should be added to all other rateable items on the hereditament (except land). Therefore the total of the ERC of the other Building Items and the P&M ERC (where applicable) to enable the correct contract size adjustment to be made. ERC of Building Component + ERC of P&M = Total ERC to which contract size adjustment should be applied. The appropriate % adjustment should be made in accordance with the scale for contract size adjustment specified under section 6 of the RCG 2021 Guidance notes. The currency ERC rates are set at £4m (Four Million Pounds) @ 1st April 2019 (AVD) for the RCG 2021 Publication. | - | - | 2 | TRUE
1107 | STS011 | 5061 | STS011 | Cricket centres | Indoor facility (subject to scheme) | - | - | - | - | Location Adjustment Applicable (See Guidance Notes) - ERC = UK mean of 1.00 | (BEAMS Note 2) The ERC for this item should be added to all other rateable items on the hereditament (except land). Therefore the total of the ERC of the other Building Items and the P&M ERC (where applicable) to enable the correct contract size adjustment to be made. ERC of Building Component + ERC of P&M = Total ERC to which contract size adjustment should be applied. The appropriate % adjustment should be made in accordance with the scale for contract size adjustment specified under section 6 of the RCG 2023 Guidance notes. The currency ERC rates are set at £4m (Four Million Pounds) @ 1st April 2021 (AVD) for the RCG 2023 Publication. | - | - | - | - | - | - | - | - | - | - |  | STS | - | 2 - LEISURE | Wayne Cox | Richards Gibson / Richard Axford | #N/A | Option 1 | ERROR | 0% | 0 | 0 | 0% | 0% | 0 | 0% | STS | Saara Saloranta | VOA_GPN_GOV_UK\7212847 | 2020-10-19 | Low | Amber | Low | This appears to be an unused code with no cost associated with it in RCG 2021. The lead valuers, Richard Gibson & Richard Axford, confirmed on 15.10.2020 that no costs are required for cricket centre (please see evidence tab for email). | - | - | NA | BCIS | 1.55 | (BEAMS Note 2) The ERC for this item should be added to all other rateable items on the hereditament (except land). Therefore the total of the ERC of the other Building Items and the P&M ERC (where applicable) to enable the correct contract size adjustment to be made. ERC of Building Component + ERC of P&M = Total ERC to which contract size adjustment should be applied. The appropriate % adjustment should be made in accordance with the scale for contract size adjustment specified under section 6 of the RCG 2021 Guidance notes. The currency ERC rates are set at £4m (Four Million Pounds) @ 1st April 2019 (AVD) for the RCG 2021 Publication. | - | - | 2 | TRUE
1108 | 41AOOA | 6967 | 41AOOA | Crusher houses | Concrete frame | - | <500m² | - | Single storey building of heavy reinforced concrete construction and raised on concrete columns 4 m off ground. 300 x 450mm beams and columns, with 150 thick concrete walls and flat roof. Electric lighting and power provided. Access via concrete stairs. Typical size 12m x 12m x 4m high on 4m high columns. | Location Adjustment Applicable (See Guidance Notes) - ERC = UK mean of 1.00 | (BEAMS Note 2) The ERC for this item should be added to all other rateable items on the hereditament (except land). Therefore the total of the ERC of the other Building Items and the P&M ERC (where applicable) to enable the correct contract size adjustment to be made. ERC of Building Component + ERC of P&M = Total ERC to which contract size adjustment should be applied. The appropriate % adjustment should be made in accordance with the scale for contract size adjustment specified under section 6 of the RCG 2023 Guidance notes. The currency ERC rates are set at £4m (Four Million Pounds) @ 1st April 2021 (AVD) for the RCG 2023 Publication. | Single storey block on columns. Costs include foundations, columns and access stairs. Excludes crusher plant, hoppers and conveyors. | Based on GIA of building. | - | - | - | - | For variations in height above ground, adjust rate by £25/m2 per m change in height. | - | Photos are of steel framed crusher house (41AOOA) with profiled metal sheet cladding. No new photos provided. | 10072 |  | m2 | - | 3 - INDUSTRIAL | David Grace | Sue Moorby | 899.3072 | Option 2 | 1058.6704 | 17.72% | 1371 | 1078.2561 | 19.9% | 1.85% | 1078.2561 | 19.9% | ERC Over-ridden | Kevin Cochrane | VOA_GPN_GOV_UK\7253953 | 2020-12-23 | Low | Blue | High | Cost taken from Cost Guide 2021 and to be indexed. No new evidence provided. | Straight forward Index on CG2021 to be carried out. APPROVED for QC as HIGH RISK ENTRY with no EVIDENCE. | - | NA | BCIS | 1.56 | (BEAMS Note 2) The ERC for this item should be added to all other rateable items on the hereditament (except land). Therefore the total of the ERC of the other Building Items and the P&M ERC (where applicable) to enable the correct contract size adjustment to be made. ERC of Building Component + ERC of P&M = Total ERC to which contract size adjustment should be applied. The appropriate % adjustment should be made in accordance with the scale for contract size adjustment specified under section 6 of the RCG 2021 Guidance notes. The currency ERC rates are set at £4m (Four Million Pounds) @ 1st April 2019 (AVD) for the RCG 2021 Publication. | - | Photos are of steel framed crusher house (41AOOA) with profiled metal sheet cladding. No new photos provided. | 2 | TRUE
1109 | 41AOOC | 6684 | 41AOOC | Crusher houses | Steel frame | - | <500m² | - | Building of heavy steel framed construction off simple pad or slab foundation. Cladding may be to whole structure with pms (older buildings may have corrugated asbestos) with shallow or mono-pitched pms roofing with about 5% of translucent sheeting. Internally metal deck floors at 2 or 3 levels (65%-90%of footprint area per level) access between levels by metal staircase. Electric lighting and power provided. Typical size 13m x 18m x 24 m (eaves height). | Location Adjustment Applicable (See Guidance Notes) - ERC = UK mean of 1.00 | (BEAMS Note 2) The ERC for this item should be added to all other rateable items on the hereditament (except land). Therefore the total of the ERC of the other Building Items and the P&M ERC (where applicable) to enable the correct contract size adjustment to be made. ERC of Building Component + ERC of P&M = Total ERC to which contract size adjustment should be applied. The appropriate % adjustment should be made in accordance with the scale for contract size adjustment specified under section 6 of the RCG 2023 Guidance notes. The currency ERC rates are set at £4m (Four Million Pounds) @ 1st April 2021 (AVD) for the RCG 2023 Publication. | Steel framed building- unheated with basic electrics and lighting <500m2 Height 24m to eaves Costs include foundations. Excludes , intermediate floors, crusher plant and foundations, hoppers and conveyors with independent supporting structures. For intermediate supported steel floors - see Cost guide items 30A11F or 30A11P (floors upper). | Based on GIA of building. | - | - | - | - | - | Photo 1 Crusher Houses - Steel Framed. Photo 2 Crusher House - Steel Framed. | - | 10072 |  | m2 | - | 3 - INDUSTRIAL | David Grace | Sue Moorby | 1136.1491 | Option 2 | 1337.4821 | 17.72% | 1632 | 1283.5258 | 12.97% | -4.034% | 1283.5258 | 12.97% | ERC Over-ridden | Kevin Cochrane | VOA_GPN_GOV_UK\7253953 | 2020-12-23 | Low | Blue | High | Cost taken from Cost Guide 2021 and to be indexed. No new evidence provided. No new photos provided. | QC Passed; High Risk no current evidence; Indexed from CG2021. | - | NA | BCIS | 1.56 | (BEAMS Note 2) The ERC for this item should be added to all other rateable items on the hereditament (except land). Therefore the total of the ERC of the other Building Items and the P&M ERC (where applicable) to enable the correct contract size adjustment to be made. ERC of Building Component + ERC of P&M = Total ERC to which contract size adjustment should be applied. The appropriate % adjustment should be made in accordance with the scale for contract size adjustment specified under section 6 of the RCG 2021 Guidance notes. The currency ERC rates are set at £4m (Four Million Pounds) @ 1st April 2019 (AVD) for the RCG 2021 Publication. | Photo 1 Crusher Houses - Steel Framed. Photo 2 Crusher House - Steel Framed. | - | 2 | TRUE
1110 | 41F04D | 6454 | 41F04D | Cycle shelters | Freestanding | Combined proprietary shelter and rack - light steel frame | Polycarbonated roof and side/end panels | For 10 cycles | Cycle shelter; freestanding; light steel frame with polycarbonate roof and sides - no dedicated guttering. Installation included within rate and allowance assumes the structure down stands will be bolted to concrete pad foundations 300mm x 300mm x 300mm. Size of shelter based on accommodating 10 nr bikes. Rate includes one nr rack for 10 bikes. The compound slopes from front to back. (No secure gates included in rate) | Location Adjustment Applicable (See Guidance Notes) - ERC = UK mean of 1.00 | (BEAMS Note 2) The ERC for this item should be added to all other rateable items on the hereditament (except land). Therefore the total of the ERC of the other Building Items and the P&M ERC (where applicable) to enable the correct contract size adjustment to be made. ERC of Building Component + ERC of P&M = Total ERC to which contract size adjustment should be applied. The appropriate % adjustment should be made in accordance with the scale for contract size adjustment specified under section 6 of the RCG 2023 Guidance notes. The currency ERC rates are set at £4m (Four Million Pounds) @ 1st April 2021 (AVD) for the RCG 2023 Publication. | No structural slab included. | Rate based on shelters of the following size : 10 bike space - with approx dimensions H2100mm - L4100mm - W2100mm | - | - | - | - | - | Cycle Shelters - Freestanding | - | 10073 |  | Each | - | 5 - UTILITIES, TRANSPORT & TELECOMS | Steve Webb | - | 1388.4786 | Option 2 | 1721.4415 | 23.98% | 2162.3898 | 1634.257 | 17.7% | -5.065% | 1634.257 | 17.7% | Price Book Data | S Beresford | VOA_GPN_GOV_UK\7212398 | 2021-08-09 | Low | Green | Medium | - | - | Updated indices following QA. Changed risk as significant decrease on 2021 rates. Also, 2021 rate was for "Each" but Steve had provided a per m2 rate. I've therefore increased area based on dimensions in Referencing details and changed unit of measurement. | NA | SPONS A&B | 1.561 | (BEAMS Note 2) The ERC for this item should be added to all other rateable items on the hereditament (except land). Therefore the total of the ERC of the other Building Items and the P&M ERC (where applicable) to enable the correct contract size adjustment to be made. ERC of Building Component + ERC of P&M = Total ERC to which contract size adjustment should be applied. The appropriate % adjustment should be made in accordance with the scale for contract size adjustment specified under section 6 of the RCG 2021 Guidance notes. The currency ERC rates are set at £4m (Four Million Pounds) @ 1st April 2019 (AVD) for the RCG 2021 Publication. | Cycle Shelters - Freestanding | - | 2 | TRUE
1111 | 41F00A | 6451 | 41F00A | Cycle shelters | Freestanding | Half brick thick walls | Corrugated or profiled metal sheet roof | Open one long side | Cycle shelter ; freestanding , half brick thick construction. Walls to three sides with a pitched aluminium sheet roof covering - no dedicated guttering. If a 250mm slab (unreinforced ) is required for the shelter, please add £54 per m2 to rate. | Location Adjustment Applicable (See Guidance Notes) - ERC = UK mean of 1.00 | (BEAMS Note 2) The ERC for this item should be added to all other rateable items on the hereditament (except land). Therefore the total of the ERC of the other Building Items and the P&M ERC (where applicable) to enable the correct contract size adjustment to be made. ERC of Building Component + ERC of P&M = Total ERC to which contract size adjustment should be applied. The appropriate % adjustment should be made in accordance with the scale for contract size adjustment specified under section 6 of the RCG 2023 Guidance notes. The currency ERC rates are set at £4m (Four Million Pounds) @ 1st April 2021 (AVD) for the RCG 2023 Publication. | No structural slab or cycle hoops / racks included | Rate based on a shelter of the following size: 2100mm height at front, 2200mm height at rear, 3070m length centres and 2400mm roof depth | - | - | - | - | Add for each 10 number bicycle stand Galvanised steel wall or floor mounted £156 | Cycle Shelters - Freestanding | Brick with corrugated metal roof | - |  | m2 | - | 5 - UTILITIES, TRANSPORT & TELECOMS | Steve Webb | - | 149.99 | Option 2 | 185.9582 | 23.98% | 309.4512 | 233.8721 | 55.93% | 25.77% | 233.8721 | 55.93% | Price Book Data | S Beresford | VOA_GPN_GOV_UK\7212398 | 2021-08-09 | Low | Green | Medium | Had discussions with Nathan Place, see email trail evidence tab. Very risky item!!! | - | Updated indices following QA | NA | SPONS A&B | 1.561 | (BEAMS Note 2) The ERC for this item should be added to all other rateable items on the hereditament (except land). Therefore the total of the ERC of the other Building Items and the P&M ERC (where applicable) to enable the correct contract size adjustment to be made. ERC of Building Component + ERC of P&M = Total ERC to which contract size adjustment should be applied. The appropriate % adjustment should be made in accordance with the scale for contract size adjustment specified under section 6 of the RCG 2021 Guidance notes. The currency ERC rates are set at £4m (Four Million Pounds) @ 1st April 2019 (AVD) for the RCG 2021 Publication. | Cycle Shelters - Freestanding | Brick with corrugated metal roof | 2 | TRUE
1112 | 41F02A | 6452 | 41F02A | Cycle shelters | Freestanding | Light steel frame | Corrugated or profiled metal sheet rear wall and roof | Open three sides | Cycle shelter; freestanding; light steel frame with a galvanised metal roof, open side construction - no dedicated guttering. Installation within rate allowance assumes the structure down stands will be bolted to concrete pad foundations 300mm x 300mm x 300mm. Size of shelter based on accommodating 10 nr bikes. | Location Adjustment Applicable (See Guidance Notes) - ERC = UK mean of 1.00 | (BEAMS Note 2) The ERC for this item should be added to all other rateable items on the hereditament (except land). Therefore the total of the ERC of the other Building Items and the P&M ERC (where applicable) to enable the correct contract size adjustment to be made. ERC of Building Component + ERC of P&M = Total ERC to which contract size adjustment should be applied. The appropriate % adjustment should be made in accordance with the scale for contract size adjustment specified under section 6 of the RCG 2023 Guidance notes. The currency ERC rates are set at £4m (Four Million Pounds) @ 1st April 2021 (AVD) for the RCG 2023 Publication. | No structural slab or cycle hoops / racks included. | Rate based on shelters of the following size : 10 bike space - with approx dimensions H2100mm - L4100mm - W2100mm | - | - | - | - | Add for galvanised steel bicycle rack @ £156 per 10 bike rack | Cycle Shelters - Freestanding | Typical light steel frame shelter | 10073 |  | m2 | - | 5 - UTILITIES, TRANSPORT & TELECOMS | Steve Webb | - | 155.9896 | Option 2 | 193.3965 | 23.98% | 341.7308 | 258.2679 | 65.57% | 33.54% | 258.2679 | 65.57% | Price Book Data | S Beresford | VOA_GPN_GOV_UK\7212398 | 2021-08-09 | Low | Green | Medium | - | - | Updated indices following QA. Increased risk as significant increase on 2021 rate. | NA | SPONS A&B | 1.561 | (BEAMS Note 2) The ERC for this item should be added to all other rateable items on the hereditament (except land). Therefore the total of the ERC of the other Building Items and the P&M ERC (where applicable) to enable the correct contract size adjustment to be made. ERC of Building Component + ERC of P&M = Total ERC to which contract size adjustment should be applied. The appropriate % adjustment should be made in accordance with the scale for contract size adjustment specified under section 6 of the RCG 2021 Guidance notes. The currency ERC rates are set at £4m (Four Million Pounds) @ 1st April 2019 (AVD) for the RCG 2021 Publication. | Cycle Shelters - Freestanding | Typical light steel frame shelter | 2 | TRUE
1113 | 41F04A | 6453 | 41F04A | Cycle shelters | Freestanding | Proprietary shelter - light steel frame | Corrugated or profiled metal sheet walls and roof | Open one long side | Cycle shelter; freestanding; light steel frame with a galvanised metal roof and sides - no dedicated guttering. Installation included within rate and allowance assumes the structure down stands will be bolted to concrete pad foundations 300mm x 300mm x 300mm. Size of shelter based on accommodating 10 nr bikes | Location Adjustment Applicable (See Guidance Notes) - ERC = UK mean of 1.00 | (BEAMS Note 2) The ERC for this item should be added to all other rateable items on the hereditament (except land). Therefore the total of the ERC of the other Building Items and the P&M ERC (where applicable) to enable the correct contract size adjustment to be made. ERC of Building Component + ERC of P&M = Total ERC to which contract size adjustment should be applied. The appropriate % adjustment should be made in accordance with the scale for contract size adjustment specified under section 6 of the RCG 2023 Guidance notes. The currency ERC rates are set at £4m (Four Million Pounds) @ 1st April 2021 (AVD) for the RCG 2023 Publication. | No structural slab or cycle hoops / racks included. | Rate based on shelters of the following size : 10 bike space - with approx dimensions H2100mm - L4100mm - W2100mm | - | - | - | - | Add for galvanised steel bicycle rack @ £156 per 10 bike rack | Cycle Shelters - Freestanding | - | 10073 |  | m2 | - | 5 - UTILITIES, TRANSPORT & TELECOMS | Steve Webb | - | 257.1257 | Option 2 | 318.7855 | 23.98% | 393.276 | 297.224 | 15.59% | -6.764% | 297.224 | 15.59% | Price Book Data | S Beresford | VOA_GPN_GOV_UK\7212398 | 2021-08-09 | Low | Green | Low | - | - | Updated indices following QA | NA | SPONS A&B | 1.561 | (BEAMS Note 2) The ERC for this item should be added to all other rateable items on the hereditament (except land). Therefore the total of the ERC of the other Building Items and the P&M ERC (where applicable) to enable the correct contract size adjustment to be made. ERC of Building Component + ERC of P&M = Total ERC to which contract size adjustment should be applied. The appropriate % adjustment should be made in accordance with the scale for contract size adjustment specified under section 6 of the RCG 2021 Guidance notes. The currency ERC rates are set at £4m (Four Million Pounds) @ 1st April 2019 (AVD) for the RCG 2021 Publication. | Cycle Shelters - Freestanding | - | 2 | TRUE
1114 | 41F06A | 6609 | 41F06A | Cycle shelters | Leanto | Half brick thick side walls | Corrugated or profiled metal sheet roof | - | Cycle shelter ; lean to brick construction. Walls to two sides (Rear wall assumed to be part of the building it abuts), pitched aluminium sheet roof covering - no dedicated guttering. If a 250mm slab (unreinforced ) is required for the shelter, please add £54 per m2 to rate | Location Adjustment Applicable (See Guidance Notes) - ERC = UK mean of 1.00 | (BEAMS Note 2) The ERC for this item should be added to all other rateable items on the hereditament (except land). Therefore the total of the ERC of the other Building Items and the P&M ERC (where applicable) to enable the correct contract size adjustment to be made. ERC of Building Component + ERC of P&M = Total ERC to which contract size adjustment should be applied. The appropriate % adjustment should be made in accordance with the scale for contract size adjustment specified under section 6 of the RCG 2023 Guidance notes. The currency ERC rates are set at £4m (Four Million Pounds) @ 1st April 2021 (AVD) for the RCG 2023 Publication. | No structural slab or cycle hoops / racks included | Rate based on a shaeter of the following size 2100mm height at front 2000mm height at rear 3070m length centres 2400mm roof depth | - | - | - | - | Add for each 10 number bicycle stand Galvanised steel wall or floor mounted £156 | Cycle Shelters - Lean-to | Varying types of construction built from a concrete raft foundation | 10073 |  | m2 | - | 5 - UTILITIES, TRANSPORT & TELECOMS | Steve Webb | - | 102.8503 | Option 2 | 127.5142 | 23.98% | 254.956 | 192.6866 | 87.35% | 51.11% | 192.6866 | 87.35% | Price Book Data | S Beresford | VOA_GPN_GOV_UK\7212398 | 2021-08-09 | Low | Green | Medium | - | - | Updated indices following QA. Increased risk as moderate increase on 2021 rate. | NA | SPONS A&B | 1.561 | (BEAMS Note 2) The ERC for this item should be added to all other rateable items on the hereditament (except land). Therefore the total of the ERC of the other Building Items and the P&M ERC (where applicable) to enable the correct contract size adjustment to be made. ERC of Building Component + ERC of P&M = Total ERC to which contract size adjustment should be applied. The appropriate % adjustment should be made in accordance with the scale for contract size adjustment specified under section 6 of the RCG 2021 Guidance notes. The currency ERC rates are set at £4m (Four Million Pounds) @ 1st April 2019 (AVD) for the RCG 2021 Publication. | Cycle Shelters - Lean-to | Varying types of construction built from a concrete raft foundation | 2 | TRUE
1115 | 41F08A | 6685 | 41F08A | Cycle shelters | Leanto | Light steel frame | Corrugated or profiled metal sheet side walls and roof | - | Cycle shelter; lean to mild steel frame construction with a galvanised metal roof, open side construction - no dedicated guttering. Roof purlins, supports and connections of heavy duty steel. Installation included within rate and allowance assumes the structure will be bolted to the rear wall with a heavy duty fixing, with 2 pad concrete foundations (300mm x 300mm x 300mm) for the front steel down stands - there is no allowance to cantilever the structure from the wall. If a 250mm slab (unreinforced ) is required for the shelter, please add £54 per m2 to rate | Location Adjustment Applicable (See Guidance Notes) - ERC = UK mean of 1.00 | (BEAMS Note 2) The ERC for this item should be added to all other rateable items on the hereditament (except land). Therefore the total of the ERC of the other Building Items and the P&M ERC (where applicable) to enable the correct contract size adjustment to be made. ERC of Building Component + ERC of P&M = Total ERC to which contract size adjustment should be applied. The appropriate % adjustment should be made in accordance with the scale for contract size adjustment specified under section 6 of the RCG 2023 Guidance notes. The currency ERC rates are set at £4m (Four Million Pounds) @ 1st April 2021 (AVD) for the RCG 2023 Publication. | No structural slab or cycle hoops / racks included | Rate based on a wall mounted shelter of the following size : 2100mm height at front, 2200mm height at rear, 3050mm length centres and 2000mm roof depth Uprights of steel tube diameter 48mm x 3.2mm thick. | - | - | - | - | Add for galvanised steel bicycle rack @ £156 per 10 bike rack | Cycle Shelters - Lean-to | - | 10073 |  | m2 | - | 5 - UTILITIES, TRANSPORT & TELECOMS | Steve Webb | - | 107.1357 | Option 2 | 132.8273 | 23.98% | 182.9117 | 138.2382 | 29.03% | 4.074% | 138.2382 | 29.03% | Price Book Data | S Beresford | VOA_GPN_GOV_UK\7212398 | 2021-08-09 | Low | Green | Medium | - | - | Updated indices following QA. Increased risk as moderate increase on 2021 rate. | NA | SPONS A&B | 1.561 | (BEAMS Note 2) The ERC for this item should be added to all other rateable items on the hereditament (except land). Therefore the total of the ERC of the other Building Items and the P&M ERC (where applicable) to enable the correct contract size adjustment to be made. ERC of Building Component + ERC of P&M = Total ERC to which contract size adjustment should be applied. The appropriate % adjustment should be made in accordance with the scale for contract size adjustment specified under section 6 of the RCG 2021 Guidance notes. The currency ERC rates are set at £4m (Four Million Pounds) @ 1st April 2019 (AVD) for the RCG 2021 Publication. | Cycle Shelters - Lean-to | - | 2 | TRUE
1116 | 216P05 | 9919 | 216P05 | District heating pipework | Insulated pipe 100 mm | Hot water distribution pipe | Integral insulation | - | 'Moller' type steel core pipe with foam insulation sandwiched between a poly outer skin. Carries hot water up to 140 degrees C. | Considered Not Applicable at time of Publication | (BEAMS Note 1) The ERC for this item should be added to the total of the ERC of the other P&M items on the site and the Buildings ERC (where applicable) to enable the correct contract size adjustment to be made. ERC of P&M Items + ERC of Building Component’s = Total ERC (net figure rateable items only) to which contract size adjustment should be applied The 2023 Generic Contractors Test Spreadsheet has this facility built into the programme - it is recommended you undertake all contractors test valuations using this spreadsheet. (Details on the application of contract size adjustments can be found in the RCG 2023 Guidance notes). Where RV is calculated using the comparative method (rental method) the contract size adjustment should be made as follows: Select - SCAT code box ""P and M as an addition” within the 2023 Generic Contractors Test Spreadsheet facility. Or Where the spreadsheet is not used take the: Reciprocal of statutory de-capitalisation rate (i.e. 5% reciprocal = 20) multiply by rateable value of the buildings (before any overall end allowances are made and after making a notional deduction for the land value) and add to the ERC of P&M. Use resultant figure to calculate contract size adjustment. (Guidance Notes - Section 6) | Includes fittings. See separate Cost Guide entries for pipes buried in the ground. For projects under 100m add 35%. Cost given is per m for a single pipe run. | Measure the pipe run in metres. If pipes are out of sight ask for details from the scheme operator. | Pipes per Class 3 (g) | - | See district heating practice note. | - | See separate codes for alternative sizes and for buried pipes. | Shows section through pipe. | - | 20184 |  | M | per linear m | NA | NA | NA | #N/A | Option 2 | ERROR | 0% | 214.8921 | 217.0213 | 0% | 0% | 217.0213 | 0% | Indexed | NA | VOA_GPN_GOV_UK\7246041 | 2019-08-30 | - | - | - | Risk taken from previous CG | - | - | NA | P&M | NA | (BEAMS Note 1) The ERC for this item should be added to the total of the ERC of the other P&M items on the site and the Buildings ERC (where applicable) to enable the correct contract size adjustment to be made. ERC of P&M Items + ERC of Building Component’s = Total ERC (net figure rateable items only) to which contract size adjustment should be applied The 2021 Generic Contractors Test Spreadsheet has this facility built into the programme - it is recommended you undertake all contractors test valuations using this spreadsheet. (Details on the application of contract size adjustments can be found in the RCG 2021 Guidance notes). Where RV is calculated using the comparative method (rental method) the contract size adjustment should be made as follows: Select - SCAT code box "P and M as an addition” within the 2021 Generic Contractors Test Spreadsheet facility. Or Where the spreadsheet is not used take the: Reciprocal of statutory de-capitalisation rate (i.e. 5% reciprocal = 20) multiply by rateable value of the buildings (before any overall end allowances are made and after making a notional deduction for the land value) and add to the ERC of P&M. Use resultant figure to calculate contract size adjustment. (Guidance Notes - Section 6) | Shows section through pipe. | - | 1 | TRUE
1117 | 216P12 | 9926 | 216P12 | District heating pipework | Insulated pipe 100 mm | Hot water distribution pipe | Integral insulation | Buried in soft ground | 'Moller' type steel core pipe with foam insulation sandwiched between a poly outer skin. Carries hot water up to 140 degrees C. Laid in trench in soft ground. | Location Adjustment Applicable (See Guidance Notes) - ERC = UK mean of 1.00 | (BEAMS Note 1) The ERC for this item should be added to the total of the ERC of the other P&M items on the site and the Buildings ERC (where applicable) to enable the correct contract size adjustment to be made. ERC of P&M Items + ERC of Building Component’s = Total ERC (net figure rateable items only) to which contract size adjustment should be applied The 2023 Generic Contractors Test Spreadsheet has this facility built into the programme - it is recommended you undertake all contractors test valuations using this spreadsheet. (Details on the application of contract size adjustments can be found in the RCG 2023 Guidance notes). Where RV is calculated using the comparative method (rental method) the contract size adjustment should be made as follows: Select - SCAT code box ""P and M as an addition” within the 2023 Generic Contractors Test Spreadsheet facility. Or Where the spreadsheet is not used take the: Reciprocal of statutory de-capitalisation rate (i.e. 5% reciprocal = 20) multiply by rateable value of the buildings (before any overall end allowances are made and after making a notional deduction for the land value) and add to the ERC of P&M. Use resultant figure to calculate contract size adjustment. (Guidance Notes - Section 6) | Includes fittings. See separate Cost Guide entries for pipes buried in hard ground. For projects under 100m add 35%. Cost given is per m for a single pipe run. Includes excavation and reinstatement per metre of trench. Rates exclude any special surfaces, close shoring, dewatering and traffic management. | Measure the pipe run in metres. If pipes are out of sight ask for details from the scheme operator. | Pipes per Class 3 (g) and costs associated with laying them. | - | See district heating practice note. | - | See separate codes for alternative sizes and for exposed pipes. | Shows section through pipe. | - | 20184 |  | M | per linear m | NA | NA | NA | #N/A | Option 2 | ERROR | 0% | 336.2187 | 339.55 | 0% | 0% | 339.55 | 0% | Indexed | NA | VOA_GPN_GOV_UK\7246041 | 2019-08-30 | - | - | - | Risk taken from previous CG | - | - | NA | P&M | NA | (BEAMS Note 1) The ERC for this item should be added to the total of the ERC of the other P&M items on the site and the Buildings ERC (where applicable) to enable the correct contract size adjustment to be made. ERC of P&M Items + ERC of Building Component’s = Total ERC (net figure rateable items only) to which contract size adjustment should be applied The 2021 Generic Contractors Test Spreadsheet has this facility built into the programme - it is recommended you undertake all contractors test valuations using this spreadsheet. (Details on the application of contract size adjustments can be found in the RCG 2021 Guidance notes). Where RV is calculated using the comparative method (rental method) the contract size adjustment should be made as follows: Select - SCAT code box "P and M as an addition” within the 2021 Generic Contractors Test Spreadsheet facility. Or Where the spreadsheet is not used take the: Reciprocal of statutory de-capitalisation rate (i.e. 5% reciprocal = 20) multiply by rateable value of the buildings (before any overall end allowances are made and after making a notional deduction for the land value) and add to the ERC of P&M. Use resultant figure to calculate contract size adjustment. (Guidance Notes - Section 6) | Shows section through pipe. | - | 1 | TRUE
1118 | 216P19 | 9933 | 216P19 | District heating pipework | Insulated pipe 100 mm | Hot water distribution pipe | Integral insulation | Buried in hard ground | 'Moller' type steel core pipe with foam insulation sandwiched between a poly outer skin. Carries hot water up to 140 degrees C. Laid in trench in hard ground. | Location Adjustment Applicable (See Guidance Notes) - ERC = UK mean of 1.00 | (BEAMS Note 1) The ERC for this item should be added to the total of the ERC of the other P&M items on the site and the Buildings ERC (where applicable) to enable the correct contract size adjustment to be made. ERC of P&M Items + ERC of Building Component’s = Total ERC (net figure rateable items only) to which contract size adjustment should be applied The 2023 Generic Contractors Test Spreadsheet has this facility built into the programme - it is recommended you undertake all contractors test valuations using this spreadsheet. (Details on the application of contract size adjustments can be found in the RCG 2023 Guidance notes). Where RV is calculated using the comparative method (rental method) the contract size adjustment should be made as follows: Select - SCAT code box ""P and M as an addition” within the 2023 Generic Contractors Test Spreadsheet facility. Or Where the spreadsheet is not used take the: Reciprocal of statutory de-capitalisation rate (i.e. 5% reciprocal = 20) multiply by rateable value of the buildings (before any overall end allowances are made and after making a notional deduction for the land value) and add to the ERC of P&M. Use resultant figure to calculate contract size adjustment. (Guidance Notes - Section 6) | Includes fittings. See separate Cost Guide entries for pipes buried in hard ground. For projects under 100m add 35%. Cost given is per m for a single pipe run. Includes excavation and reinstatement per metre of trench. Rates exclude any special surfaces, close shoring, dewatering and traffic management. | Measure the pipe run in metres. If pipes are out of sight ask for details from the scheme operator. | Pipes per Class 3 (g) and costs associated with laying them. | - | See district heating practice note. | - | See separate codes for alternative sizes and for exposed pipes. | Shows section through pipe. | - | 20184 |  | M | per linear m | NA | NA | NA | #N/A | Option 2 | ERROR | 0% | 470.9118 | 475.5777 | 0% | 0% | 475.5777 | 0% | Indexed | NA | VOA_GPN_GOV_UK\7246041 | 2019-08-30 | - | - | - | Risk taken from previous CG | - | - | NA | P&M | NA | (BEAMS Note 1) The ERC for this item should be added to the total of the ERC of the other P&M items on the site and the Buildings ERC (where applicable) to enable the correct contract size adjustment to be made. ERC of P&M Items + ERC of Building Component’s = Total ERC (net figure rateable items only) to which contract size adjustment should be applied The 2021 Generic Contractors Test Spreadsheet has this facility built into the programme - it is recommended you undertake all contractors test valuations using this spreadsheet. (Details on the application of contract size adjustments can be found in the RCG 2021 Guidance notes). Where RV is calculated using the comparative method (rental method) the contract size adjustment should be made as follows: Select - SCAT code box "P and M as an addition” within the 2021 Generic Contractors Test Spreadsheet facility. Or Where the spreadsheet is not used take the: Reciprocal of statutory de-capitalisation rate (i.e. 5% reciprocal = 20) multiply by rateable value of the buildings (before any overall end allowances are made and after making a notional deduction for the land value) and add to the ERC of P&M. Use resultant figure to calculate contract size adjustment. (Guidance Notes - Section 6) | Shows section through pipe. | - | 1 | TRUE
1119 | 216P06 | 9920 | 216P06 | District heating pipework | Insulated pipe 125 mm | Hot water distribution pipe | Integral insulation | - | 'Moller' type steel core pipe with foam insulation sandwiched between a poly outer skin. Carries hot water up to 140 degrees C. | Considered Not Applicable at time of Publication | (BEAMS Note 1) The ERC for this item should be added to the total of the ERC of the other P&M items on the site and the Buildings ERC (where applicable) to enable the correct contract size adjustment to be made. ERC of P&M Items + ERC of Building Component’s = Total ERC (net figure rateable items only) to which contract size adjustment should be applied The 2023 Generic Contractors Test Spreadsheet has this facility built into the programme - it is recommended you undertake all contractors test valuations using this spreadsheet. (Details on the application of contract size adjustments can be found in the RCG 2023 Guidance notes). Where RV is calculated using the comparative method (rental method) the contract size adjustment should be made as follows: Select - SCAT code box ""P and M as an addition” within the 2023 Generic Contractors Test Spreadsheet facility. Or Where the spreadsheet is not used take the: Reciprocal of statutory de-capitalisation rate (i.e. 5% reciprocal = 20) multiply by rateable value of the buildings (before any overall end allowances are made and after making a notional deduction for the land value) and add to the ERC of P&M. Use resultant figure to calculate contract size adjustment. (Guidance Notes - Section 6) | Includes fittings. See separate Cost Guide entries for pipes buried in the ground. For projects under 100m add 35%. Cost given is per m for a single pipe run. | Measure the pipe run in metres. If pipes are out of sight ask for details from the scheme operator. | Pipes per Class 3 (g) | - | See district heating practice note. | - | See separate codes for alternative sizes and for buried pipes. | Shows section through pipe. | - | 20184 |  | M | per linear m | NA | NA | NA | #N/A | Option 2 | ERROR | 0% | 246.766 | 249.211 | 0% | 0% | 249.211 | 0% | Indexed | NA | VOA_GPN_GOV_UK\7246041 | 2019-08-30 | - | - | - | Risk taken from previous CG | - | - | NA | P&M | NA | (BEAMS Note 1) The ERC for this item should be added to the total of the ERC of the other P&M items on the site and the Buildings ERC (where applicable) to enable the correct contract size adjustment to be made. ERC of P&M Items + ERC of Building Component’s = Total ERC (net figure rateable items only) to which contract size adjustment should be applied The 2021 Generic Contractors Test Spreadsheet has this facility built into the programme - it is recommended you undertake all contractors test valuations using this spreadsheet. (Details on the application of contract size adjustments can be found in the RCG 2021 Guidance notes). Where RV is calculated using the comparative method (rental method) the contract size adjustment should be made as follows: Select - SCAT code box "P and M as an addition” within the 2021 Generic Contractors Test Spreadsheet facility. Or Where the spreadsheet is not used take the: Reciprocal of statutory de-capitalisation rate (i.e. 5% reciprocal = 20) multiply by rateable value of the buildings (before any overall end allowances are made and after making a notional deduction for the land value) and add to the ERC of P&M. Use resultant figure to calculate contract size adjustment. (Guidance Notes - Section 6) | Shows section through pipe. | - | 1 | TRUE
1120 | 216P13 | 9927 | 216P13 | District heating pipework | Insulated pipe 125 mm | Hot water distribution pipe | Integral insulation | Buried in soft ground | 'Moller' type steel core pipe with foam insulation sandwiched between a poly outer skin. Carries hot water up to 140 degrees C. Laid in trench in soft ground. | Location Adjustment Applicable (See Guidance Notes) - ERC = UK mean of 1.00 | (BEAMS Note 1) The ERC for this item should be added to the total of the ERC of the other P&M items on the site and the Buildings ERC (where applicable) to enable the correct contract size adjustment to be made. ERC of P&M Items + ERC of Building Component’s = Total ERC (net figure rateable items only) to which contract size adjustment should be applied The 2023 Generic Contractors Test Spreadsheet has this facility built into the programme - it is recommended you undertake all contractors test valuations using this spreadsheet. (Details on the application of contract size adjustments can be found in the RCG 2023 Guidance notes). Where RV is calculated using the comparative method (rental method) the contract size adjustment should be made as follows: Select - SCAT code box ""P and M as an addition” within the 2023 Generic Contractors Test Spreadsheet facility. Or Where the spreadsheet is not used take the: Reciprocal of statutory de-capitalisation rate (i.e. 5% reciprocal = 20) multiply by rateable value of the buildings (before any overall end allowances are made and after making a notional deduction for the land value) and add to the ERC of P&M. Use resultant figure to calculate contract size adjustment. (Guidance Notes - Section 6) | Includes fittings. See separate Cost Guide entries for pipes buried in hard ground. For projects under 100m add 35%. Cost given is per m for a single pipe run. Includes excavation and reinstatement per metre of trench. Rates exclude any special surfaces, close shoring, dewatering and traffic management. | Measure the pipe run in metres. If pipes are out of sight ask for details from the scheme operator. | Pipes per Class 3 (g) and costs associated with laying them. | - | See district heating practice note. | - | See separate codes for alternative sizes and for exposed pipes. | Shows section through pipe. | - | 20184 |  | M | per linear m | NA | NA | NA | #N/A | Option 2 | ERROR | 0% | 381.4591 | 385.2387 | 0% | 0% | 385.2387 | 0% | Indexed | NA | VOA_GPN_GOV_UK\7246041 | 2019-08-30 | - | - | - | Risk taken from previous CG | - | - | NA | P&M | NA | (BEAMS Note 1) The ERC for this item should be added to the total of the ERC of the other P&M items on the site and the Buildings ERC (where applicable) to enable the correct contract size adjustment to be made. ERC of P&M Items + ERC of Building Component’s = Total ERC (net figure rateable items only) to which contract size adjustment should be applied The 2021 Generic Contractors Test Spreadsheet has this facility built into the programme - it is recommended you undertake all contractors test valuations using this spreadsheet. (Details on the application of contract size adjustments can be found in the RCG 2021 Guidance notes). Where RV is calculated using the comparative method (rental method) the contract size adjustment should be made as follows: Select - SCAT code box "P and M as an addition” within the 2021 Generic Contractors Test Spreadsheet facility. Or Where the spreadsheet is not used take the: Reciprocal of statutory de-capitalisation rate (i.e. 5% reciprocal = 20) multiply by rateable value of the buildings (before any overall end allowances are made and after making a notional deduction for the land value) and add to the ERC of P&M. Use resultant figure to calculate contract size adjustment. (Guidance Notes - Section 6) | Shows section through pipe. | - | 1 | TRUE
1121 | 216P20 | 9934 | 216P20 | District heating pipework | Insulated pipe 125 mm | Hot water distribution pipe | Integral insulation | Buried in hard ground | 'Moller' type steel core pipe with foam insulation sandwiched between a poly outer skin. Carries hot water up to 140 degrees C. Laid in trench in hard ground. | Location Adjustment Applicable (See Guidance Notes) - ERC = UK mean of 1.00 | (BEAMS Note 1) The ERC for this item should be added to the total of the ERC of the other P&M items on the site and the Buildings ERC (where applicable) to enable the correct contract size adjustment to be made. ERC of P&M Items + ERC of Building Component’s = Total ERC (net figure rateable items only) to which contract size adjustment should be applied The 2023 Generic Contractors Test Spreadsheet has this facility built into the programme - it is recommended you undertake all contractors test valuations using this spreadsheet. (Details on the application of contract size adjustments can be found in the RCG 2023 Guidance notes). Where RV is calculated using the comparative method (rental method) the contract size adjustment should be made as follows: Select - SCAT code box ""P and M as an addition” within the 2023 Generic Contractors Test Spreadsheet facility. Or Where the spreadsheet is not used take the: Reciprocal of statutory de-capitalisation rate (i.e. 5% reciprocal = 20) multiply by rateable value of the buildings (before any overall end allowances are made and after making a notional deduction for the land value) and add to the ERC of P&M. Use resultant figure to calculate contract size adjustment. (Guidance Notes - Section 6) | Includes fittings. See separate Cost Guide entries for pipes buried in hard ground. For projects under 100m add 35%. Cost given is per m for a single pipe run. Includes excavation and reinstatement per metre of trench. Rates exclude any special surfaces, close shoring, dewatering and traffic management. | Measure the pipe run in metres. If pipes are out of sight ask for details from the scheme operator. | Pipes per Class 3 (g) and costs associated with laying them. | - | See district heating practice note. | - | See separate codes for alternative sizes and for exposed pipes. | Shows section through pipe. | - | 20184 |  | M | per linear m | NA | NA | NA | #N/A | Option 2 | ERROR | 0% | 537.7442 | 543.0724 | 0% | 0% | 543.0724 | 0% | Indexed | NA | VOA_GPN_GOV_UK\7246041 | 2019-08-30 | - | - | - | Risk taken from previous CG | - | - | NA | P&M | NA | (BEAMS Note 1) The ERC for this item should be added to the total of the ERC of the other P&M items on the site and the Buildings ERC (where applicable) to enable the correct contract size adjustment to be made. ERC of P&M Items + ERC of Building Component’s = Total ERC (net figure rateable items only) to which contract size adjustment should be applied The 2021 Generic Contractors Test Spreadsheet has this facility built into the programme - it is recommended you undertake all contractors test valuations using this spreadsheet. (Details on the application of contract size adjustments can be found in the RCG 2021 Guidance notes). Where RV is calculated using the comparative method (rental method) the contract size adjustment should be made as follows: Select - SCAT code box "P and M as an addition” within the 2021 Generic Contractors Test Spreadsheet facility. Or Where the spreadsheet is not used take the: Reciprocal of statutory de-capitalisation rate (i.e. 5% reciprocal = 20) multiply by rateable value of the buildings (before any overall end allowances are made and after making a notional deduction for the land value) and add to the ERC of P&M. Use resultant figure to calculate contract size adjustment. (Guidance Notes - Section 6) | Shows section through pipe. | - | 1 | TRUE
1122 | 216P07 | 9921 | 216P07 | District heating pipework | Insulated pipe 150 mm | Hot water distribution pipe | Integral insulation | - | 'Moller' type steel core pipe with foam insulation sandwiched between a poly outer skin. Carries hot water up to 140 degrees C. | Considered Not Applicable at time of Publication | (BEAMS Note 1) The ERC for this item should be added to the total of the ERC of the other P&M items on the site and the Buildings ERC (where applicable) to enable the correct contract size adjustment to be made. ERC of P&M Items + ERC of Building Component’s = Total ERC (net figure rateable items only) to which contract size adjustment should be applied The 2023 Generic Contractors Test Spreadsheet has this facility built into the programme - it is recommended you undertake all contractors test valuations using this spreadsheet. (Details on the application of contract size adjustments can be found in the RCG 2023 Guidance notes). Where RV is calculated using the comparative method (rental method) the contract size adjustment should be made as follows: Select - SCAT code box ""P and M as an addition” within the 2023 Generic Contractors Test Spreadsheet facility. Or Where the spreadsheet is not used take the: Reciprocal of statutory de-capitalisation rate (i.e. 5% reciprocal = 20) multiply by rateable value of the buildings (before any overall end allowances are made and after making a notional deduction for the land value) and add to the ERC of P&M. Use resultant figure to calculate contract size adjustment. (Guidance Notes - Section 6) | Includes fittings. See separate Cost Guide entries for pipes buried in the ground. For projects under 100m add 35%. Cost given is per m for a single pipe run. | Measure the pipe run in metres. If pipes are out of sight ask for details from the scheme operator. | Pipes per Class 3 (g) | - | See district heating practice note. | - | See separate codes for alternative sizes and for buried pipes. | Shows section through pipe. | - | 20184 |  | M | per linear m | NA | NA | NA | #N/A | Option 2 | ERROR | 0% | 306.4011 | 309.437 | 0% | 0% | 309.437 | 0% | Indexed | NA | VOA_GPN_GOV_UK\7246041 | 2019-08-30 | - | - | - | Risk taken from previous CG | - | - | NA | P&M | NA | (BEAMS Note 1) The ERC for this item should be added to the total of the ERC of the other P&M items on the site and the Buildings ERC (where applicable) to enable the correct contract size adjustment to be made. ERC of P&M Items + ERC of Building Component’s = Total ERC (net figure rateable items only) to which contract size adjustment should be applied The 2021 Generic Contractors Test Spreadsheet has this facility built into the programme - it is recommended you undertake all contractors test valuations using this spreadsheet. (Details on the application of contract size adjustments can be found in the RCG 2021 Guidance notes). Where RV is calculated using the comparative method (rental method) the contract size adjustment should be made as follows: Select - SCAT code box "P and M as an addition” within the 2021 Generic Contractors Test Spreadsheet facility. Or Where the spreadsheet is not used take the: Reciprocal of statutory de-capitalisation rate (i.e. 5% reciprocal = 20) multiply by rateable value of the buildings (before any overall end allowances are made and after making a notional deduction for the land value) and add to the ERC of P&M. Use resultant figure to calculate contract size adjustment. (Guidance Notes - Section 6) | Shows section through pipe. | - | 1 | TRUE
1123 | 216P14 | 9928 | 216P14 | District heating pipework | Insulated pipe 150 mm | Hot water distribution pipe | Integral insulation | Buried in soft ground | 'Moller' type steel core pipe with foam insulation sandwiched between a poly outer skin. Carries hot water up to 140 degrees C. Laid in trench in soft ground. | Location Adjustment Applicable (See Guidance Notes) - ERC = UK mean of 1.00 | (BEAMS Note 1) The ERC for this item should be added to the total of the ERC of the other P&M items on the site and the Buildings ERC (where applicable) to enable the correct contract size adjustment to be made. ERC of P&M Items + ERC of Building Component’s = Total ERC (net figure rateable items only) to which contract size adjustment should be applied The 2023 Generic Contractors Test Spreadsheet has this facility built into the programme - it is recommended you undertake all contractors test valuations using this spreadsheet. (Details on the application of contract size adjustments can be found in the RCG 2023 Guidance notes). Where RV is calculated using the comparative method (rental method) the contract size adjustment should be made as follows: Select - SCAT code box ""P and M as an addition” within the 2023 Generic Contractors Test Spreadsheet facility. Or Where the spreadsheet is not used take the: Reciprocal of statutory de-capitalisation rate (i.e. 5% reciprocal = 20) multiply by rateable value of the buildings (before any overall end allowances are made and after making a notional deduction for the land value) and add to the ERC of P&M. Use resultant figure to calculate contract size adjustment. (Guidance Notes - Section 6) | Includes fittings. See separate Cost Guide entries for pipes buried in hard ground. For projects under 100m add 35%. Cost given is per m for a single pipe run. Includes excavation and reinstatement per metre of trench. Rates exclude any special surfaces, close shoring, dewatering and traffic management. | Measure the pipe run in metres. If pipes are out of sight ask for details from the scheme operator. | Pipes per Class 3 (g) and costs associated with laying them. | - | See district heating practice note. | - | See separate codes for alternative sizes and for exposed pipes. | Shows section through pipe. | - | 20184 |  | M | per linear m | NA | NA | NA | #N/A | Option 2 | ERROR | 0% | 470.9118 | 475.5777 | 0% | 0% | 475.5777 | 0% | Indexed | NA | VOA_GPN_GOV_UK\7246041 | 2019-08-30 | - | - | - | Risk taken from previous CG | - | - | NA | P&M | NA | (BEAMS Note 1) The ERC for this item should be added to the total of the ERC of the other P&M items on the site and the Buildings ERC (where applicable) to enable the correct contract size adjustment to be made. ERC of P&M Items + ERC of Building Component’s = Total ERC (net figure rateable items only) to which contract size adjustment should be applied The 2021 Generic Contractors Test Spreadsheet has this facility built into the programme - it is recommended you undertake all contractors test valuations using this spreadsheet. (Details on the application of contract size adjustments can be found in the RCG 2021 Guidance notes). Where RV is calculated using the comparative method (rental method) the contract size adjustment should be made as follows: Select - SCAT code box "P and M as an addition” within the 2021 Generic Contractors Test Spreadsheet facility. Or Where the spreadsheet is not used take the: Reciprocal of statutory de-capitalisation rate (i.e. 5% reciprocal = 20) multiply by rateable value of the buildings (before any overall end allowances are made and after making a notional deduction for the land value) and add to the ERC of P&M. Use resultant figure to calculate contract size adjustment. (Guidance Notes - Section 6) | Shows section through pipe. | - | 1 | TRUE
1124 | 216P21 | 9935 | 216P21 | District heating pipework | Insulated pipe 150 mm | Hot water distribution pipe | Integral insulation | Buried in hard ground | 'Moller' type steel core pipe with foam insulation sandwiched between a poly outer skin. Carries hot water up to 140 degrees C. Laid in trench in hard ground. | Location Adjustment Applicable (See Guidance Notes) - ERC = UK mean of 1.00 | (BEAMS Note 1) The ERC for this item should be added to the total of the ERC of the other P&M items on the site and the Buildings ERC (where applicable) to enable the correct contract size adjustment to be made. ERC of P&M Items + ERC of Building Component’s = Total ERC (net figure rateable items only) to which contract size adjustment should be applied The 2023 Generic Contractors Test Spreadsheet has this facility built into the programme - it is recommended you undertake all contractors test valuations using this spreadsheet. (Details on the application of contract size adjustments can be found in the RCG 2023 Guidance notes). Where RV is calculated using the comparative method (rental method) the contract size adjustment should be made as follows: Select - SCAT code box ""P and M as an addition” within the 2023 Generic Contractors Test Spreadsheet facility. Or Where the spreadsheet is not used take the: Reciprocal of statutory de-capitalisation rate (i.e. 5% reciprocal = 20) multiply by rateable value of the buildings (before any overall end allowances are made and after making a notional deduction for the land value) and add to the ERC of P&M. Use resultant figure to calculate contract size adjustment. (Guidance Notes - Section 6) | Includes fittings. See separate Cost Guide entries for pipes buried in hard ground. For projects under 100m add 35%. Cost given is per m for a single pipe run. Includes excavation and reinstatement per metre of trench. Rates exclude any special surfaces, close shoring, dewatering and traffic management. | Measure the pipe run in metres. If pipes are out of sight ask for details from the scheme operator. | Pipes per Class 3 (g) and costs associated with laying them. | - | See district heating practice note. | - | See separate codes for alternative sizes and for exposed pipes. | Shows section through pipe. | - | 20184 |  | M | per linear m | NA | NA | NA | #N/A | Option 2 | ERROR | 0% | 661.1272 | 667.6779 | 0% | 0% | 667.6779 | 0% | Indexed | NA | VOA_GPN_GOV_UK\7246041 | 2019-08-30 | - | - | - | Risk taken from previous CG | - | - | NA | P&M | NA | (BEAMS Note 1) The ERC for this item should be added to the total of the ERC of the other P&M items on the site and the Buildings ERC (where applicable) to enable the correct contract size adjustment to be made. ERC of P&M Items + ERC of Building Component’s = Total ERC (net figure rateable items only) to which contract size adjustment should be applied The 2021 Generic Contractors Test Spreadsheet has this facility built into the programme - it is recommended you undertake all contractors test valuations using this spreadsheet. (Details on the application of contract size adjustments can be found in the RCG 2021 Guidance notes). Where RV is calculated using the comparative method (rental method) the contract size adjustment should be made as follows: Select - SCAT code box "P and M as an addition” within the 2021 Generic Contractors Test Spreadsheet facility. Or Where the spreadsheet is not used take the: Reciprocal of statutory de-capitalisation rate (i.e. 5% reciprocal = 20) multiply by rateable value of the buildings (before any overall end allowances are made and after making a notional deduction for the land value) and add to the ERC of P&M. Use resultant figure to calculate contract size adjustment. (Guidance Notes - Section 6) | Shows section through pipe. | - | 1 | TRUE
1125 | 216P01 | 9915 | 216P01 | District heating pipework | Insulated pipe 40 mm | Hot water distribution pipe | Integral insulation | - | 'Moller' type steel core pipe with foam insulation sandwiched between a poly outer skin. Carries hot water up to 140 degrees C. | Considered Not Applicable at time of Publication | (BEAMS Note 1) The ERC for this item should be added to the total of the ERC of the other P&M items on the site and the Buildings ERC (where applicable) to enable the correct contract size adjustment to be made. ERC of P&M Items + ERC of Building Component’s = Total ERC (net figure rateable items only) to which contract size adjustment should be applied The 2023 Generic Contractors Test Spreadsheet has this facility built into the programme - it is recommended you undertake all contractors test valuations using this spreadsheet. (Details on the application of contract size adjustments can be found in the RCG 2023 Guidance notes). Where RV is calculated using the comparative method (rental method) the contract size adjustment should be made as follows: Select - SCAT code box ""P and M as an addition” within the 2023 Generic Contractors Test Spreadsheet facility. Or Where the spreadsheet is not used take the: Reciprocal of statutory de-capitalisation rate (i.e. 5% reciprocal = 20) multiply by rateable value of the buildings (before any overall end allowances are made and after making a notional deduction for the land value) and add to the ERC of P&M. Use resultant figure to calculate contract size adjustment. (Guidance Notes - Section 6) | Includes fittings. See separate Cost Guide entries for pipes buried in the ground. For projects under 100m add 35%. Cost given is per m for a single pipe run. | Measure the pipe run in metres. If pipes are out of sight ask for details from the scheme operator. | Pipes per Class 3 (g) | - | See district heating practice note. | - | See separate codes for alternative sizes and for buried pipes. | Shows section through pipe. | - | 20184 |  | M | per linear m | NA | NA | NA | #N/A | Option 2 | ERROR | 0% | 165.5389 | 167.1791 | 0% | 0% | 167.1791 | 0% | Indexed | NA | VOA_GPN_GOV_UK\7246041 | 2019-08-30 | - | - | - | Risk taken from previous CG | - | - | NA | P&M | NA | (BEAMS Note 1) The ERC for this item should be added to the total of the ERC of the other P&M items on the site and the Buildings ERC (where applicable) to enable the correct contract size adjustment to be made. ERC of P&M Items + ERC of Building Component’s = Total ERC (net figure rateable items only) to which contract size adjustment should be applied The 2021 Generic Contractors Test Spreadsheet has this facility built into the programme - it is recommended you undertake all contractors test valuations using this spreadsheet. (Details on the application of contract size adjustments can be found in the RCG 2021 Guidance notes). Where RV is calculated using the comparative method (rental method) the contract size adjustment should be made as follows: Select - SCAT code box "P and M as an addition” within the 2021 Generic Contractors Test Spreadsheet facility. Or Where the spreadsheet is not used take the: Reciprocal of statutory de-capitalisation rate (i.e. 5% reciprocal = 20) multiply by rateable value of the buildings (before any overall end allowances are made and after making a notional deduction for the land value) and add to the ERC of P&M. Use resultant figure to calculate contract size adjustment. (Guidance Notes - Section 6) | Shows section through pipe. | - | 1 | TRUE
1126 | 216P08 | 9922 | 216P08 | District heating pipework | Insulated pipe 40 mm | Hot water distribution pipe | Integral insulation | Buried in soft ground | 'Moller' type steel core pipe with foam insulation sandwiched between a poly outer skin. Carries hot water up to 140 degrees C. Laid in trench in soft ground. | Location Adjustment Applicable (See Guidance Notes) - ERC = UK mean of 1.00 | (BEAMS Note 1) The ERC for this item should be added to the total of the ERC of the other P&M items on the site and the Buildings ERC (where applicable) to enable the correct contract size adjustment to be made. ERC of P&M Items + ERC of Building Component’s = Total ERC (net figure rateable items only) to which contract size adjustment should be applied The 2023 Generic Contractors Test Spreadsheet has this facility built into the programme - it is recommended you undertake all contractors test valuations using this spreadsheet. (Details on the application of contract size adjustments can be found in the RCG 2023 Guidance notes). Where RV is calculated using the comparative method (rental method) the contract size adjustment should be made as follows: Select - SCAT code box ""P and M as an addition” within the 2023 Generic Contractors Test Spreadsheet facility. Or Where the spreadsheet is not used take the: Reciprocal of statutory de-capitalisation rate (i.e. 5% reciprocal = 20) multiply by rateable value of the buildings (before any overall end allowances are made and after making a notional deduction for the land value) and add to the ERC of P&M. Use resultant figure to calculate contract size adjustment. (Guidance Notes - Section 6) | Includes fittings. See separate Cost Guide entries for pipes buried in hard ground. For projects under 100m add 35%. Cost given is per m for a single pipe run. Includes excavation and reinstatement per metre of trench. Rates exclude any special surfaces, close shoring, dewatering and traffic management. | Measure the pipe run in metres. If pipes are out of sight ask for details from the scheme operator. | Pipes per Class 3 (g) and costs associated with laying them. | - | See district heating practice note. | - | See separate codes for alternative sizes and for exposed pipes. | Shows section through pipe. | - | 20184 |  | M | per linear m | NA | NA | NA | #N/A | Option 2 | ERROR | 0% | 258.0761 | 260.6332 | 0% | 0% | 260.6332 | 0% | Indexed | NA | VOA_GPN_GOV_UK\7246041 | 2019-08-30 | - | - | - | Risk taken from previous CG | - | - | NA | P&M | NA | (BEAMS Note 1) The ERC for this item should be added to the total of the ERC of the other P&M items on the site and the Buildings ERC (where applicable) to enable the correct contract size adjustment to be made. ERC of P&M Items + ERC of Building Component’s = Total ERC (net figure rateable items only) to which contract size adjustment should be applied The 2021 Generic Contractors Test Spreadsheet has this facility built into the programme - it is recommended you undertake all contractors test valuations using this spreadsheet. (Details on the application of contract size adjustments can be found in the RCG 2021 Guidance notes). Where RV is calculated using the comparative method (rental method) the contract size adjustment should be made as follows: Select - SCAT code box "P and M as an addition” within the 2021 Generic Contractors Test Spreadsheet facility. Or Where the spreadsheet is not used take the: Reciprocal of statutory de-capitalisation rate (i.e. 5% reciprocal = 20) multiply by rateable value of the buildings (before any overall end allowances are made and after making a notional deduction for the land value) and add to the ERC of P&M. Use resultant figure to calculate contract size adjustment. (Guidance Notes - Section 6) | Shows section through pipe. | - | 1 | TRUE
1127 | 216P15 | 9929 | 216P15 | District heating pipework | Insulated pipe 40 mm | Hot water distribution pipe | Integral insulation | Buried in hard ground | 'Moller' type steel core pipe with foam insulation sandwiched between a poly outer skin. Carries hot water up to 140 degrees C. Laid in trench in hard ground. | Location Adjustment Applicable (See Guidance Notes) - ERC = UK mean of 1.00 | (BEAMS Note 1) The ERC for this item should be added to the total of the ERC of the other P&M items on the site and the Buildings ERC (where applicable) to enable the correct contract size adjustment to be made. ERC of P&M Items + ERC of Building Component’s = Total ERC (net figure rateable items only) to which contract size adjustment should be applied The 2023 Generic Contractors Test Spreadsheet has this facility built into the programme - it is recommended you undertake all contractors test valuations using this spreadsheet. (Details on the application of contract size adjustments can be found in the RCG 2023 Guidance notes). Where RV is calculated using the comparative method (rental method) the contract size adjustment should be made as follows: Select - SCAT code box ""P and M as an addition” within the 2023 Generic Contractors Test Spreadsheet facility. Or Where the spreadsheet is not used take the: Reciprocal of statutory de-capitalisation rate (i.e. 5% reciprocal = 20) multiply by rateable value of the buildings (before any overall end allowances are made and after making a notional deduction for the land value) and add to the ERC of P&M. Use resultant figure to calculate contract size adjustment. (Guidance Notes - Section 6) | Includes fittings. See separate Cost Guide entries for pipes buried in hard ground. For projects under 100m add 35%. Cost given is per m for a single pipe run. Includes excavation and reinstatement per metre of trench. Rates exclude any special surfaces, close shoring, dewatering and traffic management. | Measure the pipe run in metres. If pipes are out of sight ask for details from the scheme operator. | Pipes per Class 3 (g) and costs associated with laying them. | - | See district heating practice note. | - | See separate codes for alternative sizes and for exposed pipes. | Shows section through pipe. | - | 20184 |  | M | per linear m | NA | NA | NA | #N/A | Option 2 | ERROR | 0% | 370.149 | 373.8166 | 0% | 0% | 373.8166 | 0% | Indexed | NA | VOA_GPN_GOV_UK\7246041 | 2019-08-30 | - | - | - | Risk taken from previous CG | - | - | NA | P&M | NA | (BEAMS Note 1) The ERC for this item should be added to the total of the ERC of the other P&M items on the site and the Buildings ERC (where applicable) to enable the correct contract size adjustment to be made. ERC of P&M Items + ERC of Building Component’s = Total ERC (net figure rateable items only) to which contract size adjustment should be applied The 2021 Generic Contractors Test Spreadsheet has this facility built into the programme - it is recommended you undertake all contractors test valuations using this spreadsheet. (Details on the application of contract size adjustments can be found in the RCG 2021 Guidance notes). Where RV is calculated using the comparative method (rental method) the contract size adjustment should be made as follows: Select - SCAT code box "P and M as an addition” within the 2021 Generic Contractors Test Spreadsheet facility. Or Where the spreadsheet is not used take the: Reciprocal of statutory de-capitalisation rate (i.e. 5% reciprocal = 20) multiply by rateable value of the buildings (before any overall end allowances are made and after making a notional deduction for the land value) and add to the ERC of P&M. Use resultant figure to calculate contract size adjustment. (Guidance Notes - Section 6) | Shows section through pipe. | - | 1 | TRUE
1128 | 216P02 | 9916 | 216P02 | District heating pipework | Insulated pipe 50 mm | Hot water distribution pipe | Integral insulation | - | 'Moller' type steel core pipe with foam insulation sandwiched between a poly outer skin. Carries hot water up to 140 degrees C. | Considered Not Applicable at time of Publication | (BEAMS Note 1) The ERC for this item should be added to the total of the ERC of the other P&M items on the site and the Buildings ERC (where applicable) to enable the correct contract size adjustment to be made. ERC of P&M Items + ERC of Building Component’s = Total ERC (net figure rateable items only) to which contract size adjustment should be applied The 2023 Generic Contractors Test Spreadsheet has this facility built into the programme - it is recommended you undertake all contractors test valuations using this spreadsheet. (Details on the application of contract size adjustments can be found in the RCG 2023 Guidance notes). Where RV is calculated using the comparative method (rental method) the contract size adjustment should be made as follows: Select - SCAT code box ""P and M as an addition” within the 2023 Generic Contractors Test Spreadsheet facility. Or Where the spreadsheet is not used take the: Reciprocal of statutory de-capitalisation rate (i.e. 5% reciprocal = 20) multiply by rateable value of the buildings (before any overall end allowances are made and after making a notional deduction for the land value) and add to the ERC of P&M. Use resultant figure to calculate contract size adjustment. (Guidance Notes - Section 6) | Includes fittings. See separate Cost Guide entries for pipes buried in the ground. For projects under 100m add 35%. Cost given is per m for a single pipe run. | Measure the pipe run in metres. If pipes are out of sight ask for details from the scheme operator. | Pipes per Class 3 (g) | - | See district heating practice note. | - | See separate codes for alternative sizes and for buried pipes. | Shows section through pipe. | - | 20184 |  | M | per linear m | NA | NA | NA | #N/A | Option 2 | ERROR | 0% | 172.7362 | 174.4477 | 0% | 0% | 174.4477 | 0% | Indexed | NA | VOA_GPN_GOV_UK\7246041 | 2019-08-30 | - | - | - | Risk taken from previous CG | - | - | NA | P&M | NA | (BEAMS Note 1) The ERC for this item should be added to the total of the ERC of the other P&M items on the site and the Buildings ERC (where applicable) to enable the correct contract size adjustment to be made. ERC of P&M Items + ERC of Building Component’s = Total ERC (net figure rateable items only) to which contract size adjustment should be applied The 2021 Generic Contractors Test Spreadsheet has this facility built into the programme - it is recommended you undertake all contractors test valuations using this spreadsheet. (Details on the application of contract size adjustments can be found in the RCG 2021 Guidance notes). Where RV is calculated using the comparative method (rental method) the contract size adjustment should be made as follows: Select - SCAT code box "P and M as an addition” within the 2021 Generic Contractors Test Spreadsheet facility. Or Where the spreadsheet is not used take the: Reciprocal of statutory de-capitalisation rate (i.e. 5% reciprocal = 20) multiply by rateable value of the buildings (before any overall end allowances are made and after making a notional deduction for the land value) and add to the ERC of P&M. Use resultant figure to calculate contract size adjustment. (Guidance Notes - Section 6) | Shows section through pipe. | - | 1 | TRUE
1129 | 216P09 | 9923 | 216P09 | District heating pipework | Insulated pipe 50 mm | Hot water distribution pipe | Integral insulation | Buried in soft ground | 'Moller' type steel core pipe with foam insulation sandwiched between a poly outer skin. Carries hot water up to 140 degrees C. Laid in trench in soft ground. | Location Adjustment Applicable (See Guidance Notes) - ERC = UK mean of 1.00 | (BEAMS Note 1) The ERC for this item should be added to the total of the ERC of the other P&M items on the site and the Buildings ERC (where applicable) to enable the correct contract size adjustment to be made. ERC of P&M Items + ERC of Building Component’s = Total ERC (net figure rateable items only) to which contract size adjustment should be applied The 2023 Generic Contractors Test Spreadsheet has this facility built into the programme - it is recommended you undertake all contractors test valuations using this spreadsheet. (Details on the application of contract size adjustments can be found in the RCG 2023 Guidance notes). Where RV is calculated using the comparative method (rental method) the contract size adjustment should be made as follows: Select - SCAT code box ""P and M as an addition” within the 2023 Generic Contractors Test Spreadsheet facility. Or Where the spreadsheet is not used take the: Reciprocal of statutory de-capitalisation rate (i.e. 5% reciprocal = 20) multiply by rateable value of the buildings (before any overall end allowances are made and after making a notional deduction for the land value) and add to the ERC of P&M. Use resultant figure to calculate contract size adjustment. (Guidance Notes - Section 6) | Includes fittings. See separate Cost Guide entries for pipes buried in hard ground. For projects under 100m add 35%. Cost given is per m for a single pipe run. Includes excavation and reinstatement per metre of trench. Rates exclude any special surfaces, close shoring, dewatering and traffic management. | Measure the pipe run in metres. If pipes are out of sight ask for details from the scheme operator. | Pipes per Class 3 (g) and costs associated with laying them. | - | See district heating practice note. | - | See separate codes for alternative sizes and for exposed pipes. | Shows section through pipe. | - | 20184 |  | M | per linear m | NA | NA | NA | #N/A | Option 2 | ERROR | 0% | 274.5272 | 277.2473 | 0% | 0% | 277.2473 | 0% | Indexed | NA | VOA_GPN_GOV_UK\7246041 | 2019-08-30 | - | - | - | Risk taken from previous CG | - | - | NA | P&M | NA | (BEAMS Note 1) The ERC for this item should be added to the total of the ERC of the other P&M items on the site and the Buildings ERC (where applicable) to enable the correct contract size adjustment to be made. ERC of P&M Items + ERC of Building Component’s = Total ERC (net figure rateable items only) to which contract size adjustment should be applied The 2021 Generic Contractors Test Spreadsheet has this facility built into the programme - it is recommended you undertake all contractors test valuations using this spreadsheet. (Details on the application of contract size adjustments can be found in the RCG 2021 Guidance notes). Where RV is calculated using the comparative method (rental method) the contract size adjustment should be made as follows: Select - SCAT code box "P and M as an addition” within the 2021 Generic Contractors Test Spreadsheet facility. Or Where the spreadsheet is not used take the: Reciprocal of statutory de-capitalisation rate (i.e. 5% reciprocal = 20) multiply by rateable value of the buildings (before any overall end allowances are made and after making a notional deduction for the land value) and add to the ERC of P&M. Use resultant figure to calculate contract size adjustment. (Guidance Notes - Section 6) | Shows section through pipe. | - | 1 | TRUE
1130 | 216P16 | 9930 | 216P16 | District heating pipework | Insulated pipe 50 mm | Hot water distribution pipe | Integral insulation | Buried in hard ground | 'Moller' type steel core pipe with foam insulation sandwiched between a poly outer skin. Carries hot water up to 140 degrees C. Laid in trench in hard ground. | Location Adjustment Applicable (See Guidance Notes) - ERC = UK mean of 1.00 | (BEAMS Note 1) The ERC for this item should be added to the total of the ERC of the other P&M items on the site and the Buildings ERC (where applicable) to enable the correct contract size adjustment to be made. ERC of P&M Items + ERC of Building Component’s = Total ERC (net figure rateable items only) to which contract size adjustment should be applied The 2023 Generic Contractors Test Spreadsheet has this facility built into the programme - it is recommended you undertake all contractors test valuations using this spreadsheet. (Details on the application of contract size adjustments can be found in the RCG 2023 Guidance notes). Where RV is calculated using the comparative method (rental method) the contract size adjustment should be made as follows: Select - SCAT code box ""P and M as an addition” within the 2023 Generic Contractors Test Spreadsheet facility. Or Where the spreadsheet is not used take the: Reciprocal of statutory de-capitalisation rate (i.e. 5% reciprocal = 20) multiply by rateable value of the buildings (before any overall end allowances are made and after making a notional deduction for the land value) and add to the ERC of P&M. Use resultant figure to calculate contract size adjustment. (Guidance Notes - Section 6) | Includes fittings. See separate Cost Guide entries for pipes buried in hard ground. For projects under 100m add 35%. Cost given is per m for a single pipe run. Includes excavation and reinstatement per metre of trench. Rates exclude any special surfaces, close shoring, dewatering and traffic management. | Measure the pipe run in metres. If pipes are out of sight ask for details from the scheme operator. | Pipes per Class 3 (g) and costs associated with laying them. | - | See district heating practice note. | - | See separate codes for alternative sizes and for exposed pipes. | Shows section through pipe. | - | 20184 |  | M | per linear m | NA | NA | NA | #N/A | Option 2 | ERROR | 0% | 392.7692 | 396.6609 | 0% | 0% | 396.6609 | 0% | Indexed | NA | VOA_GPN_GOV_UK\7246041 | 2019-08-30 | - | - | - | Risk taken from previous CG | - | - | NA | P&M | NA | (BEAMS Note 1) The ERC for this item should be added to the total of the ERC of the other P&M items on the site and the Buildings ERC (where applicable) to enable the correct contract size adjustment to be made. ERC of P&M Items + ERC of Building Component’s = Total ERC (net figure rateable items only) to which contract size adjustment should be applied The 2021 Generic Contractors Test Spreadsheet has this facility built into the programme - it is recommended you undertake all contractors test valuations using this spreadsheet. (Details on the application of contract size adjustments can be found in the RCG 2021 Guidance notes). Where RV is calculated using the comparative method (rental method) the contract size adjustment should be made as follows: Select - SCAT code box "P and M as an addition” within the 2021 Generic Contractors Test Spreadsheet facility. Or Where the spreadsheet is not used take the: Reciprocal of statutory de-capitalisation rate (i.e. 5% reciprocal = 20) multiply by rateable value of the buildings (before any overall end allowances are made and after making a notional deduction for the land value) and add to the ERC of P&M. Use resultant figure to calculate contract size adjustment. (Guidance Notes - Section 6) | Shows section through pipe. | - | 1 | TRUE
1131 | 216P03 | 9917 | 216P03 | District heating pipework | Insulated pipe 65 mm | Hot water distribution pipe | Integral insulation | - | 'Moller' type steel core pipe with foam insulation sandwiched between a poly outer skin. Carries hot water up to 140 degrees C. | Considered Not Applicable at time of Publication | (BEAMS Note 1) The ERC for this item should be added to the total of the ERC of the other P&M items on the site and the Buildings ERC (where applicable) to enable the correct contract size adjustment to be made. ERC of P&M Items + ERC of Building Component’s = Total ERC (net figure rateable items only) to which contract size adjustment should be applied The 2023 Generic Contractors Test Spreadsheet has this facility built into the programme - it is recommended you undertake all contractors test valuations using this spreadsheet. (Details on the application of contract size adjustments can be found in the RCG 2023 Guidance notes). Where RV is calculated using the comparative method (rental method) the contract size adjustment should be made as follows: Select - SCAT code box ""P and M as an addition” within the 2023 Generic Contractors Test Spreadsheet facility. Or Where the spreadsheet is not used take the: Reciprocal of statutory de-capitalisation rate (i.e. 5% reciprocal = 20) multiply by rateable value of the buildings (before any overall end allowances are made and after making a notional deduction for the land value) and add to the ERC of P&M. Use resultant figure to calculate contract size adjustment. (Guidance Notes - Section 6) | Includes fittings. See separate Cost Guide entries for pipes buried in the ground. For projects under 100m add 35%. Cost given is per m for a single pipe run. | Measure the pipe run in metres. If pipes are out of sight ask for details from the scheme operator. | Pipes per Class 3 (g) | - | See district heating practice note. | - | See separate codes for alternative sizes and for buried pipes. | Shows section through pipe. | - | 20184 |  | M | per linear m | NA | NA | NA | #N/A | Option 2 | ERROR | 0% | 178.9053 | 180.678 | 0% | 0% | 180.678 | 0% | Indexed | NA | VOA_GPN_GOV_UK\7246041 | 2019-08-30 | - | - | - | Risk taken from previous CG | - | - | NA | P&M | NA | (BEAMS Note 1) The ERC for this item should be added to the total of the ERC of the other P&M items on the site and the Buildings ERC (where applicable) to enable the correct contract size adjustment to be made. ERC of P&M Items + ERC of Building Component’s = Total ERC (net figure rateable items only) to which contract size adjustment should be applied The 2021 Generic Contractors Test Spreadsheet has this facility built into the programme - it is recommended you undertake all contractors test valuations using this spreadsheet. (Details on the application of contract size adjustments can be found in the RCG 2021 Guidance notes). Where RV is calculated using the comparative method (rental method) the contract size adjustment should be made as follows: Select - SCAT code box "P and M as an addition” within the 2021 Generic Contractors Test Spreadsheet facility. Or Where the spreadsheet is not used take the: Reciprocal of statutory de-capitalisation rate (i.e. 5% reciprocal = 20) multiply by rateable value of the buildings (before any overall end allowances are made and after making a notional deduction for the land value) and add to the ERC of P&M. Use resultant figure to calculate contract size adjustment. (Guidance Notes - Section 6) | Shows section through pipe. | - | 1 | TRUE
1132 | 216P10 | 9924 | 216P10 | District heating pipework | Insulated pipe 65 mm | Hot water distribution pipe | Integral insulation | Buried in soft ground | 'Moller' type steel core pipe with foam insulation sandwiched between a poly outer skin. Carries hot water up to 140 degrees C. Laid in trench in soft ground. | Location Adjustment Applicable (See Guidance Notes) - ERC = UK mean of 1.00 | (BEAMS Note 1) The ERC for this item should be added to the total of the ERC of the other P&M items on the site and the Buildings ERC (where applicable) to enable the correct contract size adjustment to be made. ERC of P&M Items + ERC of Building Component’s = Total ERC (net figure rateable items only) to which contract size adjustment should be applied The 2023 Generic Contractors Test Spreadsheet has this facility built into the programme - it is recommended you undertake all contractors test valuations using this spreadsheet. (Details on the application of contract size adjustments can be found in the RCG 2023 Guidance notes). Where RV is calculated using the comparative method (rental method) the contract size adjustment should be made as follows: Select - SCAT code box ""P and M as an addition” within the 2023 Generic Contractors Test Spreadsheet facility. Or Where the spreadsheet is not used take the: Reciprocal of statutory de-capitalisation rate (i.e. 5% reciprocal = 20) multiply by rateable value of the buildings (before any overall end allowances are made and after making a notional deduction for the land value) and add to the ERC of P&M. Use resultant figure to calculate contract size adjustment. (Guidance Notes - Section 6) | Includes fittings. See separate Cost Guide entries for pipes buried in hard ground. For projects under 100m add 35%. Cost given is per m for a single pipe run. Includes excavation and reinstatement per metre of trench. Rates exclude any special surfaces, close shoring, dewatering and traffic management. | Measure the pipe run in metres. If pipes are out of sight ask for details from the scheme operator. | Pipes per Class 3 (g) and costs associated with laying them. | - | See district heating practice note. | - | See separate codes for alternative sizes and for exposed pipes. | Shows section through pipe. | - | 20184 |  | M | per linear m | NA | NA | NA | #N/A | Option 2 | ERROR | 0% | 290.9782 | 293.8614 | 0% | 0% | 293.8614 | 0% | Indexed | NA | VOA_GPN_GOV_UK\7246041 | 2019-08-30 | - | - | - | Risk taken from previous CG | - | - | NA | P&M | NA | (BEAMS Note 1) The ERC for this item should be added to the total of the ERC of the other P&M items on the site and the Buildings ERC (where applicable) to enable the correct contract size adjustment to be made. ERC of P&M Items + ERC of Building Component’s = Total ERC (net figure rateable items only) to which contract size adjustment should be applied The 2021 Generic Contractors Test Spreadsheet has this facility built into the programme - it is recommended you undertake all contractors test valuations using this spreadsheet. (Details on the application of contract size adjustments can be found in the RCG 2021 Guidance notes). Where RV is calculated using the comparative method (rental method) the contract size adjustment should be made as follows: Select - SCAT code box "P and M as an addition” within the 2021 Generic Contractors Test Spreadsheet facility. Or Where the spreadsheet is not used take the: Reciprocal of statutory de-capitalisation rate (i.e. 5% reciprocal = 20) multiply by rateable value of the buildings (before any overall end allowances are made and after making a notional deduction for the land value) and add to the ERC of P&M. Use resultant figure to calculate contract size adjustment. (Guidance Notes - Section 6) | Shows section through pipe. | - | 1 | TRUE
1133 | 216P17 | 9931 | 216P17 | District heating pipework | Insulated pipe 65 mm | Hot water distribution pipe | Integral insulation | Buried in hard ground | 'Moller' type steel core pipe with foam insulation sandwiched between a poly outer skin. Carries hot water up to 140 degrees C. Laid in trench in hard ground. | Location Adjustment Applicable (See Guidance Notes) - ERC = UK mean of 1.00 | (BEAMS Note 1) The ERC for this item should be added to the total of the ERC of the other P&M items on the site and the Buildings ERC (where applicable) to enable the correct contract size adjustment to be made. ERC of P&M Items + ERC of Building Component’s = Total ERC (net figure rateable items only) to which contract size adjustment should be applied The 2023 Generic Contractors Test Spreadsheet has this facility built into the programme - it is recommended you undertake all contractors test valuations using this spreadsheet. (Details on the application of contract size adjustments can be found in the RCG 2023 Guidance notes). Where RV is calculated using the comparative method (rental method) the contract size adjustment should be made as follows: Select - SCAT code box ""P and M as an addition” within the 2023 Generic Contractors Test Spreadsheet facility. Or Where the spreadsheet is not used take the: Reciprocal of statutory de-capitalisation rate (i.e. 5% reciprocal = 20) multiply by rateable value of the buildings (before any overall end allowances are made and after making a notional deduction for the land value) and add to the ERC of P&M. Use resultant figure to calculate contract size adjustment. (Guidance Notes - Section 6) | Includes fittings. See separate Cost Guide entries for pipes buried in hard ground. For projects under 100m add 35%. Cost given is per m for a single pipe run. Includes excavation and reinstatement per metre of trench. Rates exclude any special surfaces, close shoring, dewatering and traffic management. | Measure the pipe run in metres. If pipes are out of sight ask for details from the scheme operator. | Pipes per Class 3 (g) and costs associated with laying them. | - | See district heating practice note. | - | See separate codes for alternative sizes and for exposed pipes. | Shows section through pipe. | - | 20184 |  | M | per linear m | NA | NA | NA | #N/A | Option 2 | ERROR | 0% | 403.0511 | 407.0447 | 0% | 0% | 407.0447 | 0% | Indexed | NA | VOA_GPN_GOV_UK\7246041 | 2019-08-30 | - | - | - | Risk taken from previous CG | - | - | NA | P&M | NA | (BEAMS Note 1) The ERC for this item should be added to the total of the ERC of the other P&M items on the site and the Buildings ERC (where applicable) to enable the correct contract size adjustment to be made. ERC of P&M Items + ERC of Building Component’s = Total ERC (net figure rateable items only) to which contract size adjustment should be applied The 2021 Generic Contractors Test Spreadsheet has this facility built into the programme - it is recommended you undertake all contractors test valuations using this spreadsheet. (Details on the application of contract size adjustments can be found in the RCG 2021 Guidance notes). Where RV is calculated using the comparative method (rental method) the contract size adjustment should be made as follows: Select - SCAT code box "P and M as an addition” within the 2021 Generic Contractors Test Spreadsheet facility. Or Where the spreadsheet is not used take the: Reciprocal of statutory de-capitalisation rate (i.e. 5% reciprocal = 20) multiply by rateable value of the buildings (before any overall end allowances are made and after making a notional deduction for the land value) and add to the ERC of P&M. Use resultant figure to calculate contract size adjustment. (Guidance Notes - Section 6) | Shows section through pipe. | - | 1 | TRUE
1134 | 216P04 | 9918 | 216P04 | District heating pipework | Insulated pipe 80 mm | Hot water distribution pipe | Integral insulation | - | 'Moller' type steel core pipe with foam insulation sandwiched between a poly outer skin. Carries hot water up to 140 degrees C. | Considered Not Applicable at time of Publication | (BEAMS Note 1) The ERC for this item should be added to the total of the ERC of the other P&M items on the site and the Buildings ERC (where applicable) to enable the correct contract size adjustment to be made. ERC of P&M Items + ERC of Building Component’s = Total ERC (net figure rateable items only) to which contract size adjustment should be applied The 2023 Generic Contractors Test Spreadsheet has this facility built into the programme - it is recommended you undertake all contractors test valuations using this spreadsheet. (Details on the application of contract size adjustments can be found in the RCG 2023 Guidance notes). Where RV is calculated using the comparative method (rental method) the contract size adjustment should be made as follows: Select - SCAT code box ""P and M as an addition” within the 2023 Generic Contractors Test Spreadsheet facility. Or Where the spreadsheet is not used take the: Reciprocal of statutory de-capitalisation rate (i.e. 5% reciprocal = 20) multiply by rateable value of the buildings (before any overall end allowances are made and after making a notional deduction for the land value) and add to the ERC of P&M. Use resultant figure to calculate contract size adjustment. (Guidance Notes - Section 6) | Includes fittings. See separate Cost Guide entries for pipes buried in the ground. For projects under 100m add 35%. Cost given is per m for a single pipe run. | Measure the pipe run in metres. If pipes are out of sight ask for details from the scheme operator. | Pipes per Class 3 (g) | - | See district heating practice note. | - | See separate codes for alternative sizes and for buried pipes. | Shows section through pipe. | - | 20184 |  | M | per linear m | NA | NA | NA | #N/A | Option 2 | ERROR | 0% | 190.2155 | 192.1002 | 0% | 0% | 192.1002 | 0% | Indexed | NA | VOA_GPN_GOV_UK\7246041 | 2019-08-30 | - | - | - | Risk taken from previous CG | - | - | NA | P&M | NA | (BEAMS Note 1) The ERC for this item should be added to the total of the ERC of the other P&M items on the site and the Buildings ERC (where applicable) to enable the correct contract size adjustment to be made. ERC of P&M Items + ERC of Building Component’s = Total ERC (net figure rateable items only) to which contract size adjustment should be applied The 2021 Generic Contractors Test Spreadsheet has this facility built into the programme - it is recommended you undertake all contractors test valuations using this spreadsheet. (Details on the application of contract size adjustments can be found in the RCG 2021 Guidance notes). Where RV is calculated using the comparative method (rental method) the contract size adjustment should be made as follows: Select - SCAT code box "P and M as an addition” within the 2021 Generic Contractors Test Spreadsheet facility. Or Where the spreadsheet is not used take the: Reciprocal of statutory de-capitalisation rate (i.e. 5% reciprocal = 20) multiply by rateable value of the buildings (before any overall end allowances are made and after making a notional deduction for the land value) and add to the ERC of P&M. Use resultant figure to calculate contract size adjustment. (Guidance Notes - Section 6) | Shows section through pipe. | - | 1 | TRUE
1135 | 216P11 | 9925 | 216P11 | District heating pipework | Insulated pipe 80 mm | Hot water distribution pipe | Integral insulation | Buried in soft ground | 'Moller' type steel core pipe with foam insulation sandwiched between a poly outer skin. Carries hot water up to 140 degrees C. Laid in trench in soft ground. | Location Adjustment Applicable (See Guidance Notes) - ERC = UK mean of 1.00 | (BEAMS Note 1) The ERC for this item should be added to the total of the ERC of the other P&M items on the site and the Buildings ERC (where applicable) to enable the correct contract size adjustment to be made. ERC of P&M Items + ERC of Building Component’s = Total ERC (net figure rateable items only) to which contract size adjustment should be applied The 2023 Generic Contractors Test Spreadsheet has this facility built into the programme - it is recommended you undertake all contractors test valuations using this spreadsheet. (Details on the application of contract size adjustments can be found in the RCG 2023 Guidance notes). Where RV is calculated using the comparative method (rental method) the contract size adjustment should be made as follows: Select - SCAT code box ""P and M as an addition” within the 2023 Generic Contractors Test Spreadsheet facility. Or Where the spreadsheet is not used take the: Reciprocal of statutory de-capitalisation rate (i.e. 5% reciprocal = 20) multiply by rateable value of the buildings (before any overall end allowances are made and after making a notional deduction for the land value) and add to the ERC of P&M. Use resultant figure to calculate contract size adjustment. (Guidance Notes - Section 6) | Includes fittings. See separate Cost Guide entries for pipes buried in hard ground. For projects under 100m add 35%. Cost given is per m for a single pipe run. Includes excavation and reinstatement per metre of trench. Rates exclude any special surfaces, close shoring, dewatering and traffic management. | Measure the pipe run in metres. If pipes are out of sight ask for details from the scheme operator. | Pipes per Class 3 (g) and costs associated with laying them. | - | See district heating practice note. | - | See separate codes for alternative sizes and for exposed pipes. | Shows section through pipe. | - | 20184 |  | M | per linear m | NA | NA | NA | #N/A | Option 2 | ERROR | 0% | 313.5985 | 316.7057 | 0% | 0% | 316.7057 | 0% | Indexed | NA | VOA_GPN_GOV_UK\7246041 | 2019-08-30 | - | - | - | Risk taken from previous CG | - | - | NA | P&M | NA | (BEAMS Note 1) The ERC for this item should be added to the total of the ERC of the other P&M items on the site and the Buildings ERC (where applicable) to enable the correct contract size adjustment to be made. ERC of P&M Items + ERC of Building Component’s = Total ERC (net figure rateable items only) to which contract size adjustment should be applied The 2021 Generic Contractors Test Spreadsheet has this facility built into the programme - it is recommended you undertake all contractors test valuations using this spreadsheet. (Details on the application of contract size adjustments can be found in the RCG 2021 Guidance notes). Where RV is calculated using the comparative method (rental method) the contract size adjustment should be made as follows: Select - SCAT code box "P and M as an addition” within the 2021 Generic Contractors Test Spreadsheet facility. Or Where the spreadsheet is not used take the: Reciprocal of statutory de-capitalisation rate (i.e. 5% reciprocal = 20) multiply by rateable value of the buildings (before any overall end allowances are made and after making a notional deduction for the land value) and add to the ERC of P&M. Use resultant figure to calculate contract size adjustment. (Guidance Notes - Section 6) | Shows section through pipe. | - | 1 | TRUE
1136 | 216P18 | 9932 | 216P18 | District heating pipework | Insulated pipe 80 mm | Hot water distribution pipe | Integral insulation | Buried in hard ground | 'Moller' type steel core pipe with foam insulation sandwiched between a poly outer skin. Carries hot water up to 140 degrees C. Laid in trench in hard ground. | Location Adjustment Applicable (See Guidance Notes) - ERC = UK mean of 1.00 | (BEAMS Note 1) The ERC for this item should be added to the total of the ERC of the other P&M items on the site and the Buildings ERC (where applicable) to enable the correct contract size adjustment to be made. ERC of P&M Items + ERC of Building Component’s = Total ERC (net figure rateable items only) to which contract size adjustment should be applied The 2023 Generic Contractors Test Spreadsheet has this facility built into the programme - it is recommended you undertake all contractors test valuations using this spreadsheet. (Details on the application of contract size adjustments can be found in the RCG 2023 Guidance notes). Where RV is calculated using the comparative method (rental method) the contract size adjustment should be made as follows: Select - SCAT code box ""P and M as an addition” within the 2023 Generic Contractors Test Spreadsheet facility. Or Where the spreadsheet is not used take the: Reciprocal of statutory de-capitalisation rate (i.e. 5% reciprocal = 20) multiply by rateable value of the buildings (before any overall end allowances are made and after making a notional deduction for the land value) and add to the ERC of P&M. Use resultant figure to calculate contract size adjustment. (Guidance Notes - Section 6) | Includes fittings. See separate Cost Guide entries for pipes buried in hard ground. For projects under 100m add 35%. Cost given is per m for a single pipe run. Includes excavation and reinstatement per metre of trench. Rates exclude any special surfaces, close shoring, dewatering and traffic management. | Measure the pipe run in metres. If pipes are out of sight ask for details from the scheme operator. | Pipes per Class 3 (g) and costs associated with laying them. | - | See district heating practice note. | - | See separate codes for alternative sizes and for exposed pipes. | Shows section through pipe. | - | 20184 |  | M | per linear m | NA | NA | NA | #N/A | Option 2 | ERROR | 0% | 436.9814 | 441.3112 | 0% | 0% | 441.3112 | 0% | Indexed | NA | VOA_GPN_GOV_UK\7246041 | 2019-08-30 | - | - | - | Risk taken from previous CG | - | - | NA | P&M | NA | (BEAMS Note 1) The ERC for this item should be added to the total of the ERC of the other P&M items on the site and the Buildings ERC (where applicable) to enable the correct contract size adjustment to be made. ERC of P&M Items + ERC of Building Component’s = Total ERC (net figure rateable items only) to which contract size adjustment should be applied The 2021 Generic Contractors Test Spreadsheet has this facility built into the programme - it is recommended you undertake all contractors test valuations using this spreadsheet. (Details on the application of contract size adjustments can be found in the RCG 2021 Guidance notes). Where RV is calculated using the comparative method (rental method) the contract size adjustment should be made as follows: Select - SCAT code box "P and M as an addition” within the 2021 Generic Contractors Test Spreadsheet facility. Or Where the spreadsheet is not used take the: Reciprocal of statutory de-capitalisation rate (i.e. 5% reciprocal = 20) multiply by rateable value of the buildings (before any overall end allowances are made and after making a notional deduction for the land value) and add to the ERC of P&M. Use resultant figure to calculate contract size adjustment. (Guidance Notes - Section 6) | Shows section through pipe. | - | 1 | TRUE
1137 | 216P22 | 9936 | 216P22 | District heating pipework | Iron pipework 25 mm | Hot water distribution pipe | 25 mm diameter | Applied insulation | 'Traditional' black iron pipe or equivalent. See separate codes for 'Moller' type pipes. | Considered Not Applicable at time of Publication | (BEAMS Note 1) The ERC for this item should be added to the total of the ERC of the other P&M items on the site and the Buildings ERC (where applicable) to enable the correct contract size adjustment to be made. ERC of P&M Items + ERC of Building Component’s = Total ERC (net figure rateable items only) to which contract size adjustment should be applied The 2023 Generic Contractors Test Spreadsheet has this facility built into the programme - it is recommended you undertake all contractors test valuations using this spreadsheet. (Details on the application of contract size adjustments can be found in the RCG 2023 Guidance notes). Where RV is calculated using the comparative method (rental method) the contract size adjustment should be made as follows: Select - SCAT code box ""P and M as an addition” within the 2023 Generic Contractors Test Spreadsheet facility. Or Where the spreadsheet is not used take the: Reciprocal of statutory de-capitalisation rate (i.e. 5% reciprocal = 20) multiply by rateable value of the buildings (before any overall end allowances are made and after making a notional deduction for the land value) and add to the ERC of P&M. Use resultant figure to calculate contract size adjustment. (Guidance Notes - Section 6) | Includes fittings, brackets, insulation and all installation. See separate Cost Guide entries for other pipe types and pipes buried in the ground. For projects under 100m add 35%. Cost given is per m for a single pipe run. | Measure the pipe run in metres. If pipes are out of sight ask for details from the scheme operator. | Pipes per Class 3 (g) | - | See district heating practice note. | - | See separate codes for alternative sizes and for buried pipes. | Shows pipework. | - | 20184 |  | M | per linear m | NA | NA | NA | #N/A | Option 2 | ERROR | 0% | 39.0713 | 39.4584 | 0% | 0% | 39.4584 | 0% | Indexed | NA | VOA_GPN_GOV_UK\7246041 | 2019-08-30 | - | - | - | Risk taken from previous CG | - | - | NA | P&M | NA | (BEAMS Note 1) The ERC for this item should be added to the total of the ERC of the other P&M items on the site and the Buildings ERC (where applicable) to enable the correct contract size adjustment to be made. ERC of P&M Items + ERC of Building Component’s = Total ERC (net figure rateable items only) to which contract size adjustment should be applied The 2021 Generic Contractors Test Spreadsheet has this facility built into the programme - it is recommended you undertake all contractors test valuations using this spreadsheet. (Details on the application of contract size adjustments can be found in the RCG 2021 Guidance notes). Where RV is calculated using the comparative method (rental method) the contract size adjustment should be made as follows: Select - SCAT code box "P and M as an addition” within the 2021 Generic Contractors Test Spreadsheet facility. Or Where the spreadsheet is not used take the: Reciprocal of statutory de-capitalisation rate (i.e. 5% reciprocal = 20) multiply by rateable value of the buildings (before any overall end allowances are made and after making a notional deduction for the land value) and add to the ERC of P&M. Use resultant figure to calculate contract size adjustment. (Guidance Notes - Section 6) | Shows pipework. | - | 1 | TRUE
1138 | 216P23 | 9937 | 216P23 | District heating pipework | Iron pipework 38 mm | Hot water distribution pipe | 38 mm diameter | Applied insulation | 'Traditional' black iron pipe or equivalent. See separate codes for 'Moller' type pipes. | Considered Not Applicable at time of Publication | (BEAMS Note 1) The ERC for this item should be added to the total of the ERC of the other P&M items on the site and the Buildings ERC (where applicable) to enable the correct contract size adjustment to be made. ERC of P&M Items + ERC of Building Component’s = Total ERC (net figure rateable items only) to which contract size adjustment should be applied The 2023 Generic Contractors Test Spreadsheet has this facility built into the programme - it is recommended you undertake all contractors test valuations using this spreadsheet. (Details on the application of contract size adjustments can be found in the RCG 2023 Guidance notes). Where RV is calculated using the comparative method (rental method) the contract size adjustment should be made as follows: Select - SCAT code box ""P and M as an addition” within the 2023 Generic Contractors Test Spreadsheet facility. Or Where the spreadsheet is not used take the: Reciprocal of statutory de-capitalisation rate (i.e. 5% reciprocal = 20) multiply by rateable value of the buildings (before any overall end allowances are made and after making a notional deduction for the land value) and add to the ERC of P&M. Use resultant figure to calculate contract size adjustment. (Guidance Notes - Section 6) | Includes fittings, brackets, insulation and all installation. See separate Cost Guide entries for other pipe types and pipes buried in the ground. For projects under 100m add 35%. Cost given is per m for a single pipe run. | Measure the pipe run in metres. If pipes are out of sight ask for details from the scheme operator. | Pipes per Class 3 (g) | - | See district heating practice note. | - | See separate codes for alternative sizes and for buried pipes. | Shows pipework. | - | 20184 |  | M | per linear m | NA | NA | NA | #N/A | Option 2 | ERROR | 0% | 54.4942 | 55.0341 | 0% | 0% | 55.0341 | 0% | Indexed | NA | VOA_GPN_GOV_UK\7246041 | 2019-08-30 | - | - | - | Risk taken from previous CG | - | - | NA | P&M | NA | (BEAMS Note 1) The ERC for this item should be added to the total of the ERC of the other P&M items on the site and the Buildings ERC (where applicable) to enable the correct contract size adjustment to be made. ERC of P&M Items + ERC of Building Component’s = Total ERC (net figure rateable items only) to which contract size adjustment should be applied The 2021 Generic Contractors Test Spreadsheet has this facility built into the programme - it is recommended you undertake all contractors test valuations using this spreadsheet. (Details on the application of contract size adjustments can be found in the RCG 2021 Guidance notes). Where RV is calculated using the comparative method (rental method) the contract size adjustment should be made as follows: Select - SCAT code box "P and M as an addition” within the 2021 Generic Contractors Test Spreadsheet facility. Or Where the spreadsheet is not used take the: Reciprocal of statutory de-capitalisation rate (i.e. 5% reciprocal = 20) multiply by rateable value of the buildings (before any overall end allowances are made and after making a notional deduction for the land value) and add to the ERC of P&M. Use resultant figure to calculate contract size adjustment. (Guidance Notes - Section 6) | Shows pipework. | - | 1 | TRUE
1139 | 216P24 | 9938 | 216P24 | District heating pipework | Iron pipework 50 mm | Hot water distribution pipe | 50 mm diameter | Applied insulation | 'Traditional' black iron pipe or equivalent. See separate codes for 'Moller' type pipes. | Considered Not Applicable at time of Publication | (BEAMS Note 1) The ERC for this item should be added to the total of the ERC of the other P&M items on the site and the Buildings ERC (where applicable) to enable the correct contract size adjustment to be made. ERC of P&M Items + ERC of Building Component’s = Total ERC (net figure rateable items only) to which contract size adjustment should be applied The 2023 Generic Contractors Test Spreadsheet has this facility built into the programme - it is recommended you undertake all contractors test valuations using this spreadsheet. (Details on the application of contract size adjustments can be found in the RCG 2023 Guidance notes). Where RV is calculated using the comparative method (rental method) the contract size adjustment should be made as follows: Select - SCAT code box ""P and M as an addition” within the 2023 Generic Contractors Test Spreadsheet facility. Or Where the spreadsheet is not used take the: Reciprocal of statutory de-capitalisation rate (i.e. 5% reciprocal = 20) multiply by rateable value of the buildings (before any overall end allowances are made and after making a notional deduction for the land value) and add to the ERC of P&M. Use resultant figure to calculate contract size adjustment. (Guidance Notes - Section 6) | Includes fittings, brackets, insulation and all installation. See separate Cost Guide entries for other pipe types and pipes buried in the ground. For projects under 100m add 35%. Cost given is per m for a single pipe run. | Measure the pipe run in metres. If pipes are out of sight ask for details from the scheme operator. | Pipes per Class 3 (g) | - | See district heating practice note. | - | See separate codes for alternative sizes and for buried pipes. | Shows pipework. | - | 20184 |  | M | per linear m | NA | NA | NA | #N/A | Option 2 | ERROR | 0% | 64.7761 | 65.4179 | 0% | 0% | 65.4179 | 0% | Indexed | NA | VOA_GPN_GOV_UK\7246041 | 2019-08-30 | - | - | - | Risk taken from previous CG | - | - | NA | P&M | NA | (BEAMS Note 1) The ERC for this item should be added to the total of the ERC of the other P&M items on the site and the Buildings ERC (where applicable) to enable the correct contract size adjustment to be made. ERC of P&M Items + ERC of Building Component’s = Total ERC (net figure rateable items only) to which contract size adjustment should be applied The 2021 Generic Contractors Test Spreadsheet has this facility built into the programme - it is recommended you undertake all contractors test valuations using this spreadsheet. (Details on the application of contract size adjustments can be found in the RCG 2021 Guidance notes). Where RV is calculated using the comparative method (rental method) the contract size adjustment should be made as follows: Select - SCAT code box "P and M as an addition” within the 2021 Generic Contractors Test Spreadsheet facility. Or Where the spreadsheet is not used take the: Reciprocal of statutory de-capitalisation rate (i.e. 5% reciprocal = 20) multiply by rateable value of the buildings (before any overall end allowances are made and after making a notional deduction for the land value) and add to the ERC of P&M. Use resultant figure to calculate contract size adjustment. (Guidance Notes - Section 6) | Shows pipework. | - | 1 | TRUE
1140 | 216P25 | 9939 | 216P25 | District heating pipework | Iron pipework 65 mm | Hot water distribution pipe | 65 mm diameter | Applied insulation | 'Traditional' black iron pipe or equivalent. See separate codes for 'Moller' type pipes. | Considered Not Applicable at time of Publication | (BEAMS Note 1) The ERC for this item should be added to the total of the ERC of the other P&M items on the site and the Buildings ERC (where applicable) to enable the correct contract size adjustment to be made. ERC of P&M Items + ERC of Building Component’s = Total ERC (net figure rateable items only) to which contract size adjustment should be applied The 2023 Generic Contractors Test Spreadsheet has this facility built into the programme - it is recommended you undertake all contractors test valuations using this spreadsheet. (Details on the application of contract size adjustments can be found in the RCG 2023 Guidance notes). Where RV is calculated using the comparative method (rental method) the contract size adjustment should be made as follows: Select - SCAT code box ""P and M as an addition” within the 2023 Generic Contractors Test Spreadsheet facility. Or Where the spreadsheet is not used take the: Reciprocal of statutory de-capitalisation rate (i.e. 5% reciprocal = 20) multiply by rateable value of the buildings (before any overall end allowances are made and after making a notional deduction for the land value) and add to the ERC of P&M. Use resultant figure to calculate contract size adjustment. (Guidance Notes - Section 6) | Includes fittings, brackets, insulation and all installation. See separate Cost Guide entries for other pipe types and pipes buried in the ground. For projects under 100m add 35%. Cost given is per m for a single pipe run. | Measure the pipe run in metres. If pipes are out of sight ask for details from the scheme operator. | Pipes per Class 3 (g) | - | See district heating practice note. | - | See separate codes for alternative sizes and for buried pipes. | Shows pipework. | - | 20184 |  | M | per linear m | NA | NA | NA | #N/A | Option 2 | ERROR | 0% | 110.0165 | 111.1066 | 0% | 0% | 111.1066 | 0% | Indexed | NA | VOA_GPN_GOV_UK\7246041 | 2019-08-30 | - | - | - | Risk taken from previous CG | - | - | NA | P&M | NA | (BEAMS Note 1) The ERC for this item should be added to the total of the ERC of the other P&M items on the site and the Buildings ERC (where applicable) to enable the correct contract size adjustment to be made. ERC of P&M Items + ERC of Building Component’s = Total ERC (net figure rateable items only) to which contract size adjustment should be applied The 2021 Generic Contractors Test Spreadsheet has this facility built into the programme - it is recommended you undertake all contractors test valuations using this spreadsheet. (Details on the application of contract size adjustments can be found in the RCG 2021 Guidance notes). Where RV is calculated using the comparative method (rental method) the contract size adjustment should be made as follows: Select - SCAT code box "P and M as an addition” within the 2021 Generic Contractors Test Spreadsheet facility. Or Where the spreadsheet is not used take the: Reciprocal of statutory de-capitalisation rate (i.e. 5% reciprocal = 20) multiply by rateable value of the buildings (before any overall end allowances are made and after making a notional deduction for the land value) and add to the ERC of P&M. Use resultant figure to calculate contract size adjustment. (Guidance Notes - Section 6) | Shows pipework. | - | 1 | TRUE
1141 | 216P26 | 9940 | 216P26 | District heating pipework | Iron pipework 80 mm | Hot water distribution pipe | 80 mm diameter | Applied insulation | 'Traditional' black iron pipe or equivalent. See separate codes for 'Moller' type pipes. | Considered Not Applicable at time of Publication | (BEAMS Note 1) The ERC for this item should be added to the total of the ERC of the other P&M items on the site and the Buildings ERC (where applicable) to enable the correct contract size adjustment to be made. ERC of P&M Items + ERC of Building Component’s = Total ERC (net figure rateable items only) to which contract size adjustment should be applied The 2023 Generic Contractors Test Spreadsheet has this facility built into the programme - it is recommended you undertake all contractors test valuations using this spreadsheet. (Details on the application of contract size adjustments can be found in the RCG 2023 Guidance notes). Where RV is calculated using the comparative method (rental method) the contract size adjustment should be made as follows: Select - SCAT code box ""P and M as an addition” within the 2023 Generic Contractors Test Spreadsheet facility. Or Where the spreadsheet is not used take the: Reciprocal of statutory de-capitalisation rate (i.e. 5% reciprocal = 20) multiply by rateable value of the buildings (before any overall end allowances are made and after making a notional deduction for the land value) and add to the ERC of P&M. Use resultant figure to calculate contract size adjustment. (Guidance Notes - Section 6) | Includes fittings, brackets, insulation and all installation. See separate Cost Guide entries for other pipe types and pipes buried in the ground. For projects under 100m add 35%. Cost given is per m for a single pipe run. | Measure the pipe run in metres. If pipes are out of sight ask for details from the scheme operator. | Pipes per Class 3 (g) | - | See district heating practice note. | - | See separate codes for alternative sizes and for buried pipes. | Shows pipework. | - | 20184 |  | M | per linear m | NA | NA | NA | #N/A | Option 2 | ERROR | 0% | 136.7495 | 138.1045 | 0% | 0% | 138.1045 | 0% | Indexed | NA | VOA_GPN_GOV_UK\7246041 | 2019-08-30 | - | - | - | Risk taken from previous CG | - | - | NA | P&M | NA | (BEAMS Note 1) The ERC for this item should be added to the total of the ERC of the other P&M items on the site and the Buildings ERC (where applicable) to enable the correct contract size adjustment to be made. ERC of P&M Items + ERC of Building Component’s = Total ERC (net figure rateable items only) to which contract size adjustment should be applied The 2021 Generic Contractors Test Spreadsheet has this facility built into the programme - it is recommended you undertake all contractors test valuations using this spreadsheet. (Details on the application of contract size adjustments can be found in the RCG 2021 Guidance notes). Where RV is calculated using the comparative method (rental method) the contract size adjustment should be made as follows: Select - SCAT code box "P and M as an addition” within the 2021 Generic Contractors Test Spreadsheet facility. Or Where the spreadsheet is not used take the: Reciprocal of statutory de-capitalisation rate (i.e. 5% reciprocal = 20) multiply by rateable value of the buildings (before any overall end allowances are made and after making a notional deduction for the land value) and add to the ERC of P&M. Use resultant figure to calculate contract size adjustment. (Guidance Notes - Section 6) | Shows pipework. | - | 1 | TRUE
1142 | STS012 | 3619 | STS012 | Docks - lock gates | Subject to scheme | - | - | - | - | Considered Not Applicable at time of Publication | (BEAMS Note 2) The ERC for this item should be added to all other rateable items on the hereditament (except land). Therefore the total of the ERC of the other Building Items and the P&M ERC (where applicable) to enable the correct contract size adjustment to be made. ERC of Building Component + ERC of P&M = Total ERC to which contract size adjustment should be applied. The appropriate % adjustment should be made in accordance with the scale for contract size adjustment specified under section 6 of the RCG 2023 Guidance notes. The currency ERC rates are set at £4m (Four Million Pounds) @ 1st April 2021 (AVD) for the RCG 2023 Publication. | - | - | - | - | - | - | - | - | - | 77777 |  | M2 | - | NA | NA | NA | #N/A | Option 2 | ERROR | 0% | 0 | 0 | 0% | 0% | 0 | 0% | Indexed | NA | VOA_GPN_GOV_UK\7246041 | 2019-08-30 | Low | Green | Low | Risk taken from previous CG | - | - | NA | P&M | NA | (BEAMS Note 2) The ERC for this item should be added to all other rateable items on the hereditament (except land). Therefore the total of the ERC of the other Building Items and the P&M ERC (where applicable) to enable the correct contract size adjustment to be made. ERC of Building Component + ERC of P&M = Total ERC to which contract size adjustment should be applied. The appropriate % adjustment should be made in accordance with the scale for contract size adjustment specified under section 6 of the RCG 2021 Guidance notes. The currency ERC rates are set at £4m (Four Million Pounds) @ 1st April 2019 (AVD) for the RCG 2021 Publication. | - | - | 2 | TRUE
1143 | STS013 | 3676 | STS013 | Docks - pontoons | Subject to scheme | - | - | - | - | Considered Not Applicable at time of Publication | (BEAMS Note 2) The ERC for this item should be added to all other rateable items on the hereditament (except land). Therefore the total of the ERC of the other Building Items and the P&M ERC (where applicable) to enable the correct contract size adjustment to be made. ERC of Building Component + ERC of P&M = Total ERC to which contract size adjustment should be applied. The appropriate % adjustment should be made in accordance with the scale for contract size adjustment specified under section 6 of the RCG 2023 Guidance notes. The currency ERC rates are set at £4m (Four Million Pounds) @ 1st April 2021 (AVD) for the RCG 2023 Publication. | - | - | - | - | - | - | - | - | - | 77777 |  | M2 | - | NA | NA | NA | #N/A | Option 2 | ERROR | 0% | 0 | 0 | 0% | 0% | 0 | 0% | Indexed | NA | VOA_GPN_GOV_UK\7246041 | 2019-08-30 | Low | Green | Low | Risk taken from previous CG | - | - | NA | P&M | NA | (BEAMS Note 2) The ERC for this item should be added to all other rateable items on the hereditament (except land). Therefore the total of the ERC of the other Building Items and the P&M ERC (where applicable) to enable the correct contract size adjustment to be made. ERC of Building Component + ERC of P&M = Total ERC to which contract size adjustment should be applied. The appropriate % adjustment should be made in accordance with the scale for contract size adjustment specified under section 6 of the RCG 2021 Guidance notes. The currency ERC rates are set at £4m (Four Million Pounds) @ 1st April 2019 (AVD) for the RCG 2021 Publication. | - | - | 2 | TRUE
1144 | 51Z007 | 100029 | 51Z007 | Docks, Locks & Jetties | Docks & Quay Walls - Modern | TBC | TBC | TBC | TBC | Location Adjustment Applicable (See Guidance Notes) - ERC = UK mean of 1.00 | (BEAMS Note 2) The ERC for this item should be added to all other rateable items on the hereditament (except land). Therefore the total of the ERC of the other Building Items and the P&M ERC (where applicable) to enable the correct contract size adjustment to be made. ERC of Building Component + ERC of P&M = Total ERC to which contract size adjustment should be applied. The appropriate % adjustment should be made in accordance with the scale for contract size adjustment specified under section 6 of the RCG 2023 Guidance notes. The currency ERC rates are set at £4m (Four Million Pounds) @ 1st April 2021 (AVD) for the RCG 2023 Publication. | TBC | TBC | TBC | TBC | TBC | TBC | TBC | TBC | TBC | TBC |  | M2 | per m2 | NA | NA | NA | #N/A | Option 2 | ERROR | 0% | 0 | 0 | 0% | 0% | 2906.8085 | 0% | VP3 ERC | NA | VOA_GPN_GOV_UK\7246041 | 2022-02-25 | - | - | - | Risk taken from previous CG | - | - | NA | SPONS Civils | NA | (BEAMS Note 2) The ERC for this item should be added to all other rateable items on the hereditament (except land). Therefore the total of the ERC of the other Building Items and the P&M ERC (where applicable) to enable the correct contract size adjustment to be made. ERC of Building Component + ERC of P&M = Total ERC to which contract size adjustment should be applied. The appropriate % adjustment should be made in accordance with the scale for contract size adjustment specified under section 6 of the RCG 2021 Guidance notes. The currency ERC rates are set at £4m (Four Million Pounds) @ 1st April 2019 (AVD) for the RCG 2021 Publication. | TBC | TBC | 2 | FALSE
1145 | 51Z008 | 100030 | 51Z008 | Docks, Locks & Jetties | Docks & Quay Walls - Older | TBC | TBC | TBC | TBC | Location Adjustment Applicable (See Guidance Notes) - ERC = UK mean of 1.00 | (BEAMS Note 2) The ERC for this item should be added to all other rateable items on the hereditament (except land). Therefore the total of the ERC of the other Building Items and the P&M ERC (where applicable) to enable the correct contract size adjustment to be made. ERC of Building Component + ERC of P&M = Total ERC to which contract size adjustment should be applied. The appropriate % adjustment should be made in accordance with the scale for contract size adjustment specified under section 6 of the RCG 2023 Guidance notes. The currency ERC rates are set at £4m (Four Million Pounds) @ 1st April 2021 (AVD) for the RCG 2023 Publication. | TBC | TBC | TBC | TBC | TBC | TBC | TBC | TBC | TBC | TBC |  | M2 | per m2 | NA | NA | NA | #N/A | Option 2 | ERROR | 0% | 0 | 0 | 0% | 0% | 2595.3647 | 0% | VP3 ERC | NA | VOA_GPN_GOV_UK\7246041 | 2022-02-25 | - | - | - | Risk taken from previous CG | - | - | NA | SPONS Civils | NA | (BEAMS Note 2) The ERC for this item should be added to all other rateable items on the hereditament (except land). Therefore the total of the ERC of the other Building Items and the P&M ERC (where applicable) to enable the correct contract size adjustment to be made. ERC of Building Component + ERC of P&M = Total ERC to which contract size adjustment should be applied. The appropriate % adjustment should be made in accordance with the scale for contract size adjustment specified under section 6 of the RCG 2021 Guidance notes. The currency ERC rates are set at £4m (Four Million Pounds) @ 1st April 2019 (AVD) for the RCG 2021 Publication. | TBC | TBC | 2 | FALSE
1146 | 51Z009 | 100031 | 51Z009 | Docks, Locks & Jetties | Dry Dock/Lock | TBC | TBC | TBC | TBC | Location Adjustment Applicable (See Guidance Notes) - ERC = UK mean of 1.00 | (BEAMS Note 2) The ERC for this item should be added to all other rateable items on the hereditament (except land). Therefore the total of the ERC of the other Building Items and the P&M ERC (where applicable) to enable the correct contract size adjustment to be made. ERC of Building Component + ERC of P&M = Total ERC to which contract size adjustment should be applied. The appropriate % adjustment should be made in accordance with the scale for contract size adjustment specified under section 6 of the RCG 2023 Guidance notes. The currency ERC rates are set at £4m (Four Million Pounds) @ 1st April 2021 (AVD) for the RCG 2023 Publication. | TBC | TBC | TBC | TBC | TBC | TBC | TBC | TBC | TBC | TBC |  | M3 | per m3 | NA | NA | NA | #N/A | Option 2 | ERROR | 0% | 0 | 0 | 0% | 0% | 622.8875 | 0% | VP3 ERC | NA | VOA_GPN_GOV_UK\7246041 | 2022-02-25 | - | - | - | Risk taken from previous CG | - | - | NA | SPONS Civils | NA | (BEAMS Note 2) The ERC for this item should be added to all other rateable items on the hereditament (except land). Therefore the total of the ERC of the other Building Items and the P&M ERC (where applicable) to enable the correct contract size adjustment to be made. ERC of Building Component + ERC of P&M = Total ERC to which contract size adjustment should be applied. The appropriate % adjustment should be made in accordance with the scale for contract size adjustment specified under section 6 of the RCG 2021 Guidance notes. The currency ERC rates are set at £4m (Four Million Pounds) @ 1st April 2019 (AVD) for the RCG 2021 Publication. | TBC | TBC | 2 | FALSE
1148 | 51Z014 | 100036 | 51Z014 | Docks, Locks & Jetties | Dry Dock/Lock – Seismically Qualified | Pontoons | TBC | TBC | TBC | Location Adjustment Applicable (See Guidance Notes) - ERC = UK mean of 1.00 | (BEAMS Note 2) The ERC for this item should be added to all other rateable items on the hereditament (except land). Therefore the total of the ERC of the other Building Items and the P&M ERC (where applicable) to enable the correct contract size adjustment to be made. ERC of Building Component + ERC of P&M = Total ERC to which contract size adjustment should be applied. The appropriate % adjustment should be made in accordance with the scale for contract size adjustment specified under section 6 of the RCG 2023 Guidance notes. The currency ERC rates are set at £4m (Four Million Pounds) @ 1st April 2021 (AVD) for the RCG 2023 Publication. | TBC | TBC | TBC | TBC | TBC | TBC | TBC | TBC | TBC | TBC |  | M2 | per m2 | NA | NA | NA | #N/A | Option 2 | ERROR | 0% | 0 | 0 | 0% | 0% | 570.9802 | 0% | VP3 ERC | NA | VOA_GPN_GOV_UK\7246041 | 2022-02-25 | - | - | - | Risk taken from previous CG | - | - | NA | SPONS Civils | NA | (BEAMS Note 2) The ERC for this item should be added to all other rateable items on the hereditament (except land). Therefore the total of the ERC of the other Building Items and the P&M ERC (where applicable) to enable the correct contract size adjustment to be made. ERC of Building Component + ERC of P&M = Total ERC to which contract size adjustment should be applied. The appropriate % adjustment should be made in accordance with the scale for contract size adjustment specified under section 6 of the RCG 2021 Guidance notes. The currency ERC rates are set at £4m (Four Million Pounds) @ 1st April 2019 (AVD) for the RCG 2021 Publication. | TBC | TBC | 2 | FALSE
1149 | 51Z015 | 100037 | 51Z015 | Docks, Locks & Jetties | Dry Dock/Lock – Seismically Qualified | Slipway – standard concrete | TBC | TBC | TBC | Location Adjustment Applicable (See Guidance Notes) - ERC = UK mean of 1.00 | (BEAMS Note 2) The ERC for this item should be added to all other rateable items on the hereditament (except land). Therefore the total of the ERC of the other Building Items and the P&M ERC (where applicable) to enable the correct contract size adjustment to be made. ERC of Building Component + ERC of P&M = Total ERC to which contract size adjustment should be applied. The appropriate % adjustment should be made in accordance with the scale for contract size adjustment specified under section 6 of the RCG 2023 Guidance notes. The currency ERC rates are set at £4m (Four Million Pounds) @ 1st April 2021 (AVD) for the RCG 2023 Publication. | TBC | TBC | TBC | TBC | TBC | TBC | TBC | TBC | TBC | TBC |  | M2 | per m2 | NA | NA | NA | #N/A | Option 2 | ERROR | 0% | 0 | 0 | 0% | 0% | 285.4901 | 0% | VP3 ERC | NA | VOA_GPN_GOV_UK\7246041 | 2022-02-25 | - | - | - | Risk taken from previous CG | - | - | NA | SPONS Civils | NA | (BEAMS Note 2) The ERC for this item should be added to all other rateable items on the hereditament (except land). Therefore the total of the ERC of the other Building Items and the P&M ERC (where applicable) to enable the correct contract size adjustment to be made. ERC of Building Component + ERC of P&M = Total ERC to which contract size adjustment should be applied. The appropriate % adjustment should be made in accordance with the scale for contract size adjustment specified under section 6 of the RCG 2021 Guidance notes. The currency ERC rates are set at £4m (Four Million Pounds) @ 1st April 2019 (AVD) for the RCG 2021 Publication. | TBC | TBC | 2 | FALSE
1147 | 51Z010 | 100032 | 51Z010 | Docks, Locks & Jetties | Dry Dock/Lock – Seismically Qualified | TBC | TBC | TBC | TBC | Location Adjustment Applicable (See Guidance Notes) - ERC = UK mean of 1.00 | (BEAMS Note 2) The ERC for this item should be added to all other rateable items on the hereditament (except land). Therefore the total of the ERC of the other Building Items and the P&M ERC (where applicable) to enable the correct contract size adjustment to be made. ERC of Building Component + ERC of P&M = Total ERC to which contract size adjustment should be applied. The appropriate % adjustment should be made in accordance with the scale for contract size adjustment specified under section 6 of the RCG 2023 Guidance notes. The currency ERC rates are set at £4m (Four Million Pounds) @ 1st April 2021 (AVD) for the RCG 2023 Publication. | TBC | TBC | TBC | TBC | TBC | TBC | TBC | TBC | TBC | TBC |  | M3 | per m3 | NA | NA | NA | #N/A | Option 2 | ERROR | 0% | 0 | 0 | 0% | 0% | 1245.7751 | 0% | VP3 ERC | NA | VOA_GPN_GOV_UK\7246041 | 2022-02-25 | - | - | - | Risk taken from previous CG | - | - | NA | SPONS Civils | NA | (BEAMS Note 2) The ERC for this item should be added to all other rateable items on the hereditament (except land). Therefore the total of the ERC of the other Building Items and the P&M ERC (where applicable) to enable the correct contract size adjustment to be made. ERC of Building Component + ERC of P&M = Total ERC to which contract size adjustment should be applied. The appropriate % adjustment should be made in accordance with the scale for contract size adjustment specified under section 6 of the RCG 2021 Guidance notes. The currency ERC rates are set at £4m (Four Million Pounds) @ 1st April 2019 (AVD) for the RCG 2021 Publication. | TBC | TBC | 2 | FALSE
1150 | 51Z011 | 100033 | 51Z011 | Docks, Locks & Jetties | Jetties & Piers | A – Large Sea going – Seismically Qualified | TBC | TBC | TBC | Location Adjustment Applicable (See Guidance Notes) - ERC = UK mean of 1.00 | (BEAMS Note 2) The ERC for this item should be added to all other rateable items on the hereditament (except land). Therefore the total of the ERC of the other Building Items and the P&M ERC (where applicable) to enable the correct contract size adjustment to be made. ERC of Building Component + ERC of P&M = Total ERC to which contract size adjustment should be applied. The appropriate % adjustment should be made in accordance with the scale for contract size adjustment specified under section 6 of the RCG 2023 Guidance notes. The currency ERC rates are set at £4m (Four Million Pounds) @ 1st April 2021 (AVD) for the RCG 2023 Publication. | TBC | TBC | TBC | TBC | TBC | TBC | TBC | TBC | TBC | TBC |  | M2 | per m2 | NA | NA | NA | #N/A | Option 2 | ERROR | 0% | 0 | 0 | 0% | 0% | 4568.6284 | 0% | VP3 ERC | NA | VOA_GPN_GOV_UK\7246041 | 2022-02-25 | - | - | - | Risk taken from previous CG | - | - | NA | SPONS Civils | NA | (BEAMS Note 2) The ERC for this item should be added to all other rateable items on the hereditament (except land). Therefore the total of the ERC of the other Building Items and the P&M ERC (where applicable) to enable the correct contract size adjustment to be made. ERC of Building Component + ERC of P&M = Total ERC to which contract size adjustment should be applied. The appropriate % adjustment should be made in accordance with the scale for contract size adjustment specified under section 6 of the RCG 2021 Guidance notes. The currency ERC rates are set at £4m (Four Million Pounds) @ 1st April 2019 (AVD) for the RCG 2021 Publication. | TBC | TBC | 2 | FALSE
1151 | 51Z012 | 100034 | 51Z012 | Docks, Locks & Jetties | Jetties & Piers | B – Large Sea Going | TBC | TBC | TBC | Location Adjustment Applicable (See Guidance Notes) - ERC = UK mean of 1.00 | (BEAMS Note 2) The ERC for this item should be added to all other rateable items on the hereditament (except land). Therefore the total of the ERC of the other Building Items and the P&M ERC (where applicable) to enable the correct contract size adjustment to be made. ERC of Building Component + ERC of P&M = Total ERC to which contract size adjustment should be applied. The appropriate % adjustment should be made in accordance with the scale for contract size adjustment specified under section 6 of the RCG 2023 Guidance notes. The currency ERC rates are set at £4m (Four Million Pounds) @ 1st April 2021 (AVD) for the RCG 2023 Publication. | TBC | TBC | TBC | TBC | TBC | TBC | TBC | TBC | TBC | TBC |  | M2 | per m2 | NA | NA | NA | #N/A | Option 2 | ERROR | 0% | 0 | 0 | 0% | 0% | 2647.272 | 0% | VP3 ERC | NA | VOA_GPN_GOV_UK\7246041 | 2022-02-25 | - | - | - | Risk taken from previous CG | - | - | NA | SPONS Civils | NA | (BEAMS Note 2) The ERC for this item should be added to all other rateable items on the hereditament (except land). Therefore the total of the ERC of the other Building Items and the P&M ERC (where applicable) to enable the correct contract size adjustment to be made. ERC of Building Component + ERC of P&M = Total ERC to which contract size adjustment should be applied. The appropriate % adjustment should be made in accordance with the scale for contract size adjustment specified under section 6 of the RCG 2021 Guidance notes. The currency ERC rates are set at £4m (Four Million Pounds) @ 1st April 2019 (AVD) for the RCG 2021 Publication. | TBC | TBC | 2 | FALSE
1152 | 51Z013 | 100035 | 51Z013 | Docks, Locks & Jetties | Jetties & Piers | C – Small Sea Going/Inland | TBC | TBC | TBC | Location Adjustment Applicable (See Guidance Notes) - ERC = UK mean of 1.00 | (BEAMS Note 2) The ERC for this item should be added to all other rateable items on the hereditament (except land). Therefore the total of the ERC of the other Building Items and the P&M ERC (where applicable) to enable the correct contract size adjustment to be made. ERC of Building Component + ERC of P&M = Total ERC to which contract size adjustment should be applied. The appropriate % adjustment should be made in accordance with the scale for contract size adjustment specified under section 6 of the RCG 2023 Guidance notes. The currency ERC rates are set at £4m (Four Million Pounds) @ 1st April 2021 (AVD) for the RCG 2023 Publication. | TBC | TBC | TBC | TBC | TBC | TBC | TBC | TBC | TBC | TBC |  | M2 | per m2 | NA | NA | NA | #N/A | Option 2 | ERROR | 0% | 0 | 0 | 0% | 0% | 1271.7287 | 0% | VP3 ERC | NA | VOA_GPN_GOV_UK\7246041 | 2022-02-25 | - | - | - | Risk taken from previous CG | - | - | NA | SPONS Civils | NA | (BEAMS Note 2) The ERC for this item should be added to all other rateable items on the hereditament (except land). Therefore the total of the ERC of the other Building Items and the P&M ERC (where applicable) to enable the correct contract size adjustment to be made. ERC of Building Component + ERC of P&M = Total ERC to which contract size adjustment should be applied. The appropriate % adjustment should be made in accordance with the scale for contract size adjustment specified under section 6 of the RCG 2021 Guidance notes. The currency ERC rates are set at £4m (Four Million Pounds) @ 1st April 2019 (AVD) for the RCG 2021 Publication. | TBC | TBC | 2 | FALSE
1153 | 33Z05A | 8733 | 33Z05A | Drainage | Cast Iron Pipe | Below Ground Pipework | 100mm Dia. | 1m Depth | Machine excavation of trench, grading bottoms, earthwork support, laying and jointing of pipes and accessories, beds and surrounds, backfilling and compaction and disposal of surplus excavated material, average 50m from excavation. | Location Adjustment Applicable (See Guidance Notes) - ERC = UK mean of 1.00 | (BEAMS Note 2) The ERC for this item should be added to all other rateable items on the hereditament (except land). Therefore the total of the ERC of the other Building Items and the P&M ERC (where applicable) to enable the correct contract size adjustment to be made. ERC of Building Component + ERC of P&M = Total ERC to which contract size adjustment should be applied. The appropriate % adjustment should be made in accordance with the scale for contract size adjustment specified under section 6 of the RCG 2023 Guidance notes. The currency ERC rates are set at £4m (Four Million Pounds) @ 1st April 2021 (AVD) for the RCG 2023 Publication. | - | - | - | - | - | - | - | Cast iron Pipework | photo in evidence tab | 10076 |  | m | - | Please Select | - | - | 47.7173 | Option 2 | 59.16 | 23.98% | 110.6985 | 83.662 | 75.33% | 41.42% | 83.662 | 75.33% | Price Book Data | P. Avo | VOA_GPN_GOV_UK\7243572 | 2021-08-09 | Low | Green | Low | RH 28/8/20 - copied to latest DCS | - | Updated indices following QA | NA | SPONS A&B | 1.531 | (BEAMS Note 2) The ERC for this item should be added to all other rateable items on the hereditament (except land). Therefore the total of the ERC of the other Building Items and the P&M ERC (where applicable) to enable the correct contract size adjustment to be made. ERC of Building Component + ERC of P&M = Total ERC to which contract size adjustment should be applied. The appropriate % adjustment should be made in accordance with the scale for contract size adjustment specified under section 6 of the RCG 2021 Guidance notes. The currency ERC rates are set at £4m (Four Million Pounds) @ 1st April 2019 (AVD) for the RCG 2021 Publication. | Cast iron Pipework | photo in evidence tab | 2 | TRUE
1154 | 33Z05F | 7770 | 33Z05F | Drainage | Cast Iron Pipe | Below Ground Pipework | 100mm Dia. | 2m Depth | Machine excavation of trench, grading bottoms, earthwork support, laying and jointing of pipes and accessories, beds and surrounds, backfilling and compaction and disposal of surplus excavated material, average 50m from excavation. | Location Adjustment Applicable (See Guidance Notes) - ERC = UK mean of 1.00 | (BEAMS Note 2) The ERC for this item should be added to all other rateable items on the hereditament (except land). Therefore the total of the ERC of the other Building Items and the P&M ERC (where applicable) to enable the correct contract size adjustment to be made. ERC of Building Component + ERC of P&M = Total ERC to which contract size adjustment should be applied. The appropriate % adjustment should be made in accordance with the scale for contract size adjustment specified under section 6 of the RCG 2023 Guidance notes. The currency ERC rates are set at £4m (Four Million Pounds) @ 1st April 2021 (AVD) for the RCG 2023 Publication. | - | - | - | - | - | - | - | Cast iron Pipework | photo in evidence tab | 10076 |  | m | - | Please Select | - | - | 56.1832 | Option 2 | 69.6562 | 23.98% | 135.3301 | 102.2776 | 82.04% | 46.83% | 102.2776 | 82.04% | Price Book Data | P. Avo | VOA_GPN_GOV_UK\7243572 | 2021-08-09 | Low | Green | Low | RH 28/8/20 - copied to latest DCS | - | Updated indices following QA | NA | SPONS A&B | 1.531 | (BEAMS Note 2) The ERC for this item should be added to all other rateable items on the hereditament (except land). Therefore the total of the ERC of the other Building Items and the P&M ERC (where applicable) to enable the correct contract size adjustment to be made. ERC of Building Component + ERC of P&M = Total ERC to which contract size adjustment should be applied. The appropriate % adjustment should be made in accordance with the scale for contract size adjustment specified under section 6 of the RCG 2021 Guidance notes. The currency ERC rates are set at £4m (Four Million Pounds) @ 1st April 2019 (AVD) for the RCG 2021 Publication. | Cast iron Pipework | photo in evidence tab | 2 | TRUE
1155 | 33Z05K | 7709 | 33Z05K | Drainage | Cast Iron Pipe | Below Ground Pipework | 100mm Dia. | 3.5m Depth | Machine excavation of trench, grading bottoms, earthwork support, laying and jointing of pipes and accessories, beds and surrounds, backfilling and compaction and disposal of surplus excavated material, average 50m from excavation. | Location Adjustment Applicable (See Guidance Notes) - ERC = UK mean of 1.00 | (BEAMS Note 2) The ERC for this item should be added to all other rateable items on the hereditament (except land). Therefore the total of the ERC of the other Building Items and the P&M ERC (where applicable) to enable the correct contract size adjustment to be made. ERC of Building Component + ERC of P&M = Total ERC to which contract size adjustment should be applied. The appropriate % adjustment should be made in accordance with the scale for contract size adjustment specified under section 6 of the RCG 2023 Guidance notes. The currency ERC rates are set at £4m (Four Million Pounds) @ 1st April 2021 (AVD) for the RCG 2023 Publication. | - | - | - | - | - | - | - | Cast iron Pipework | photo in evidence tab | 10076 |  | m | - | Please Select | - | - | 86.1989 | Option 2 | 106.8698 | 23.98% | 180.0229 | 136.0549 | 57.84% | 27.31% | 136.0549 | 57.84% | Price Book Data | P. Avo | VOA_GPN_GOV_UK\7243572 | 2021-08-09 | Low | Green | Low | RH 28/8/20 - copied to latest DCS | - | Updated indices following QA | NA | SPONS A&B | 1.531 | (BEAMS Note 2) The ERC for this item should be added to all other rateable items on the hereditament (except land). Therefore the total of the ERC of the other Building Items and the P&M ERC (where applicable) to enable the correct contract size adjustment to be made. ERC of Building Component + ERC of P&M = Total ERC to which contract size adjustment should be applied. The appropriate % adjustment should be made in accordance with the scale for contract size adjustment specified under section 6 of the RCG 2021 Guidance notes. The currency ERC rates are set at £4m (Four Million Pounds) @ 1st April 2019 (AVD) for the RCG 2021 Publication. | Cast iron Pipework | photo in evidence tab | 2 | TRUE
1156 | 33Z05P | 8735 | 33Z05P | Drainage | Cast Iron Pipe | Below Ground Pipework | 150mm Dia. | 1m Depth | Machine excavation of trench, grading bottoms, earthwork support, laying and jointing of pipes and accessories, beds and surrounds, backfilling and compaction and disposal of surplus excavated material, average 50m from excavation. | Location Adjustment Applicable (See Guidance Notes) - ERC = UK mean of 1.00 | (BEAMS Note 2) The ERC for this item should be added to all other rateable items on the hereditament (except land). Therefore the total of the ERC of the other Building Items and the P&M ERC (where applicable) to enable the correct contract size adjustment to be made. ERC of Building Component + ERC of P&M = Total ERC to which contract size adjustment should be applied. The appropriate % adjustment should be made in accordance with the scale for contract size adjustment specified under section 6 of the RCG 2023 Guidance notes. The currency ERC rates are set at £4m (Four Million Pounds) @ 1st April 2021 (AVD) for the RCG 2023 Publication. | - | - | - | - | - | - | - | Cast iron Pipework | photo in evidence tab | 10076 |  | m | - | Please Select | - | - | 70.8062 | Option 2 | 87.7859 | 23.98% | 174.3479 | 131.7659 | 86.09% | 50.1% | 131.7659 | 86.09% | Price Book Data | P. Avo | VOA_GPN_GOV_UK\7243572 | 2021-08-09 | Low | Green | Low | RH 28/8/20 - copied to latest DCS | - | Updated indices following QA | NA | SPONS A&B | 1.531 | (BEAMS Note 2) The ERC for this item should be added to all other rateable items on the hereditament (except land). Therefore the total of the ERC of the other Building Items and the P&M ERC (where applicable) to enable the correct contract size adjustment to be made. ERC of Building Component + ERC of P&M = Total ERC to which contract size adjustment should be applied. The appropriate % adjustment should be made in accordance with the scale for contract size adjustment specified under section 6 of the RCG 2021 Guidance notes. The currency ERC rates are set at £4m (Four Million Pounds) @ 1st April 2019 (AVD) for the RCG 2021 Publication. | Cast iron Pipework | photo in evidence tab | 2 | TRUE
1157 | 33Z05U | 7714 | 33Z05U | Drainage | Cast Iron Pipe | Below Ground Pipework | 150mm Dia. | 2m Depth | Machine excavation of trench, grading bottoms, earthwork support, laying and jointing of pipes and accessories, beds and surrounds, backfilling and compaction and disposal of surplus excavated material, average 50m from excavation. | Location Adjustment Applicable (See Guidance Notes) - ERC = UK mean of 1.00 | (BEAMS Note 2) The ERC for this item should be added to all other rateable items on the hereditament (except land). Therefore the total of the ERC of the other Building Items and the P&M ERC (where applicable) to enable the correct contract size adjustment to be made. ERC of Building Component + ERC of P&M = Total ERC to which contract size adjustment should be applied. The appropriate % adjustment should be made in accordance with the scale for contract size adjustment specified under section 6 of the RCG 2023 Guidance notes. The currency ERC rates are set at £4m (Four Million Pounds) @ 1st April 2021 (AVD) for the RCG 2023 Publication. | - | - | - | - | - | - | - | Cast iron Pipework | photo in evidence tab | 10076 |  | m | - | Please Select | - | - | 80.8115 | Option 2 | 100.1904 | 23.98% | 198.9794 | 150.3815 | 86.09% | 50.1% | 150.3815 | 86.09% | Price Book Data | P. Avo | VOA_GPN_GOV_UK\7243572 | 2021-08-09 | Low | Green | Low | RH 28/8/20 - copied to latest DCS | - | Updated indices following QA | NA | SPONS A&B | 1.531 | (BEAMS Note 2) The ERC for this item should be added to all other rateable items on the hereditament (except land). Therefore the total of the ERC of the other Building Items and the P&M ERC (where applicable) to enable the correct contract size adjustment to be made. ERC of Building Component + ERC of P&M = Total ERC to which contract size adjustment should be applied. The appropriate % adjustment should be made in accordance with the scale for contract size adjustment specified under section 6 of the RCG 2021 Guidance notes. The currency ERC rates are set at £4m (Four Million Pounds) @ 1st April 2019 (AVD) for the RCG 2021 Publication. | Cast iron Pipework | photo in evidence tab | 2 | TRUE
1158 | 33Z05Z | 7716 | 33Z05Z | Drainage | Cast Iron Pipe | Below Ground Pipework | 150mm Dia. | 3.5m Depth | Machine excavation of trench, grading bottoms, earthwork support, laying and jointing of pipes and accessories, beds and surrounds, backfilling and compaction and disposal of surplus excavated material, average 50m from excavation. | Location Adjustment Applicable (See Guidance Notes) - ERC = UK mean of 1.00 | (BEAMS Note 2) The ERC for this item should be added to all other rateable items on the hereditament (except land). Therefore the total of the ERC of the other Building Items and the P&M ERC (where applicable) to enable the correct contract size adjustment to be made. ERC of Building Component + ERC of P&M = Total ERC to which contract size adjustment should be applied. The appropriate % adjustment should be made in accordance with the scale for contract size adjustment specified under section 6 of the RCG 2023 Guidance notes. The currency ERC rates are set at £4m (Four Million Pounds) @ 1st April 2021 (AVD) for the RCG 2023 Publication. | - | - | - | - | - | - | - | Cast iron Pipework | photo in evidence tab | 10076 |  | m | - | Please Select | - | - | 106.979 | Option 2 | 132.633 | 23.98% | 243.6722 | 184.1588 | 72.14% | 38.85% | 184.1588 | 72.14% | Price Book Data | P. Avo | VOA_GPN_GOV_UK\7243572 | 2021-08-09 | Low | Green | Low | RH 28/8/20 - copied to latest DCS | - | Updated indices following QA | NA | SPONS A&B | 1.531 | (BEAMS Note 2) The ERC for this item should be added to all other rateable items on the hereditament (except land). Therefore the total of the ERC of the other Building Items and the P&M ERC (where applicable) to enable the correct contract size adjustment to be made. ERC of Building Component + ERC of P&M = Total ERC to which contract size adjustment should be applied. The appropriate % adjustment should be made in accordance with the scale for contract size adjustment specified under section 6 of the RCG 2021 Guidance notes. The currency ERC rates are set at £4m (Four Million Pounds) @ 1st April 2019 (AVD) for the RCG 2021 Publication. | Cast iron Pipework | photo in evidence tab | 2 | TRUE
1159 | 33Z00A | 6391 | 33Z00A | Drainage | Clay Pipe | Below Ground Pipework | 100mm Dia. | 1m Depth | Machine excavation of trench, grading bottoms, earthwork support, laying and jointing of pipes and accessories, beds and surrounds, backfilling and compaction and disposal of surplus excavated material, average 50m from excavation. | Location Adjustment Applicable (See Guidance Notes) - ERC = UK mean of 1.00 | (BEAMS Note 2) The ERC for this item should be added to all other rateable items on the hereditament (except land). Therefore the total of the ERC of the other Building Items and the P&M ERC (where applicable) to enable the correct contract size adjustment to be made. ERC of Building Component + ERC of P&M = Total ERC to which contract size adjustment should be applied. The appropriate % adjustment should be made in accordance with the scale for contract size adjustment specified under section 6 of the RCG 2023 Guidance notes. The currency ERC rates are set at £4m (Four Million Pounds) @ 1st April 2021 (AVD) for the RCG 2023 Publication. | - | - | - | - | - | - | - | Clay Pipework | photo in evidence tab | 10077 |  | m | - | Please Select | - | - | 25.3979 | Option 2 | 31.4884 | 23.98% | 38.3012 | 28.9467 | 13.97% | -8.072% | 28.9467 | 13.97% | Price Book Data | P. Avo | VOA_GPN_GOV_UK\7243572 | 2021-08-10 | Low | Green | Low | RH 28/8/20 - copied to latest DCS | - | Updated indices following QA | NA | SPONS A&B | 1.531 | (BEAMS Note 2) The ERC for this item should be added to all other rateable items on the hereditament (except land). Therefore the total of the ERC of the other Building Items and the P&M ERC (where applicable) to enable the correct contract size adjustment to be made. ERC of Building Component + ERC of P&M = Total ERC to which contract size adjustment should be applied. The appropriate % adjustment should be made in accordance with the scale for contract size adjustment specified under section 6 of the RCG 2021 Guidance notes. The currency ERC rates are set at £4m (Four Million Pounds) @ 1st April 2019 (AVD) for the RCG 2021 Publication. | Clay Pipework | photo in evidence tab | 2 | TRUE
1160 | 33Z00F | 6392 | 33Z00F | Drainage | Clay Pipe | Below Ground Pipework | 100mm Dia. | 2m Depth | Machine excavation of trench, grading bottoms, earthwork support, laying and jointing of pipes and accessories, beds and surrounds, backfilling and compaction and disposal of surplus excavated material, average 50m from excavation. | Location Adjustment Applicable (See Guidance Notes) - ERC = UK mean of 1.00 | (BEAMS Note 2) The ERC for this item should be added to all other rateable items on the hereditament (except land). Therefore the total of the ERC of the other Building Items and the P&M ERC (where applicable) to enable the correct contract size adjustment to be made. ERC of Building Component + ERC of P&M = Total ERC to which contract size adjustment should be applied. The appropriate % adjustment should be made in accordance with the scale for contract size adjustment specified under section 6 of the RCG 2023 Guidance notes. The currency ERC rates are set at £4m (Four Million Pounds) @ 1st April 2021 (AVD) for the RCG 2023 Publication. | - | - | - | - | - | - | - | Clay Pipework | photo in evidence tab | 10077 |  | m | - | Please Select | - | - | 33.8639 | Option 2 | 41.9845 | 23.98% | 62.9875 | 47.6037 | 40.57% | 13.38% | 47.6037 | 40.57% | Price Book Data | P. Avo | VOA_GPN_GOV_UK\7243572 | 2021-08-10 | Low | Green | Low | RH 28/8/20 - copied to latest DCS | - | Updated indices following QA | NA | SPONS A&B | 1.531 | (BEAMS Note 2) The ERC for this item should be added to all other rateable items on the hereditament (except land). Therefore the total of the ERC of the other Building Items and the P&M ERC (where applicable) to enable the correct contract size adjustment to be made. ERC of Building Component + ERC of P&M = Total ERC to which contract size adjustment should be applied. The appropriate % adjustment should be made in accordance with the scale for contract size adjustment specified under section 6 of the RCG 2021 Guidance notes. The currency ERC rates are set at £4m (Four Million Pounds) @ 1st April 2019 (AVD) for the RCG 2021 Publication. | Clay Pipework | photo in evidence tab | 2 | TRUE
1161 | 33Z00K | 7747 | 33Z00K | Drainage | Clay Pipe | Below Ground Pipework | 100mm Dia. | 3.5m Depth | Machine excavation of trench, grading bottoms, earthwork support, laying and jointing of pipes and accessories, beds and surrounds, backfilling and compaction and disposal of surplus excavated material, average 50m from excavation. | Location Adjustment Applicable (See Guidance Notes) - ERC = UK mean of 1.00 | (BEAMS Note 2) The ERC for this item should be added to all other rateable items on the hereditament (except land). Therefore the total of the ERC of the other Building Items and the P&M ERC (where applicable) to enable the correct contract size adjustment to be made. ERC of Building Component + ERC of P&M = Total ERC to which contract size adjustment should be applied. The appropriate % adjustment should be made in accordance with the scale for contract size adjustment specified under section 6 of the RCG 2023 Guidance notes. The currency ERC rates are set at £4m (Four Million Pounds) @ 1st April 2021 (AVD) for the RCG 2023 Publication. | - | - | - | - | - | - | - | Clay Pipework | photo in evidence tab | 10077 |  | m | - | Please Select | - | - | 53.8743 | Option 2 | 66.7936 | 23.98% | 107.7796 | 81.4559 | 51.2% | 21.95% | 81.4559 | 51.2% | Price Book Data | P. Avo | VOA_GPN_GOV_UK\7243572 | 2021-08-10 | Low | Green | Low | RH 28/8/20 - copied to latest DCS | - | Updated indices following QA | NA | SPONS A&B | 1.531 | (BEAMS Note 2) The ERC for this item should be added to all other rateable items on the hereditament (except land). Therefore the total of the ERC of the other Building Items and the P&M ERC (where applicable) to enable the correct contract size adjustment to be made. ERC of Building Component + ERC of P&M = Total ERC to which contract size adjustment should be applied. The appropriate % adjustment should be made in accordance with the scale for contract size adjustment specified under section 6 of the RCG 2021 Guidance notes. The currency ERC rates are set at £4m (Four Million Pounds) @ 1st April 2019 (AVD) for the RCG 2021 Publication. | Clay Pipework | photo in evidence tab | 2 | TRUE
1162 | 33Z00P | 8709 | 33Z00P | Drainage | Clay Pipe | Below Ground Pipework | 150mm Dia. | 1m Depth | Machine excavation of trench, grading bottoms, earthwork support, laying and jointing of pipes and accessories, beds and surrounds, backfilling and compaction and disposal of surplus excavated material, average 50m from excavation. | Location Adjustment Applicable (See Guidance Notes) - ERC = UK mean of 1.00 | (BEAMS Note 2) The ERC for this item should be added to all other rateable items on the hereditament (except land). Therefore the total of the ERC of the other Building Items and the P&M ERC (where applicable) to enable the correct contract size adjustment to be made. ERC of Building Component + ERC of P&M = Total ERC to which contract size adjustment should be applied. The appropriate % adjustment should be made in accordance with the scale for contract size adjustment specified under section 6 of the RCG 2023 Guidance notes. The currency ERC rates are set at £4m (Four Million Pounds) @ 1st April 2021 (AVD) for the RCG 2023 Publication. | - | - | - | - | - | - | - | Clay Pipework | photo in evidence tab | 10077 |  | m | - | Please Select | - | - | 30.7853 | Option 2 | 38.1678 | 23.98% | 52.0513 | 39.3385 | 27.78% | 3.067% | 39.3385 | 27.78% | Price Book Data | P. Avo | VOA_GPN_GOV_UK\7243572 | 2021-08-10 | Low | Green | Low | RH 28/8/20 - copied to latest DCS | - | Updated indices following QA | NA | SPONS A&B | 1.531 | (BEAMS Note 2) The ERC for this item should be added to all other rateable items on the hereditament (except land). Therefore the total of the ERC of the other Building Items and the P&M ERC (where applicable) to enable the correct contract size adjustment to be made. ERC of Building Component + ERC of P&M = Total ERC to which contract size adjustment should be applied. The appropriate % adjustment should be made in accordance with the scale for contract size adjustment specified under section 6 of the RCG 2021 Guidance notes. The currency ERC rates are set at £4m (Four Million Pounds) @ 1st April 2019 (AVD) for the RCG 2021 Publication. | Clay Pipework | photo in evidence tab | 2 | TRUE
1163 | 33Z00U | 8710 | 33Z00U | Drainage | Clay Pipe | Below Ground Pipework | 150mm Dia. | 2m Depth | Machine excavation of trench, grading bottoms, earthwork support, laying and jointing of pipes and accessories, beds and surrounds, backfilling and compaction and disposal of surplus excavated material, average 50m from excavation. | Location Adjustment Applicable (See Guidance Notes) - ERC = UK mean of 1.00 | (BEAMS Note 2) The ERC for this item should be added to all other rateable items on the hereditament (except land). Therefore the total of the ERC of the other Building Items and the P&M ERC (where applicable) to enable the correct contract size adjustment to be made. ERC of Building Component + ERC of P&M = Total ERC to which contract size adjustment should be applied. The appropriate % adjustment should be made in accordance with the scale for contract size adjustment specified under section 6 of the RCG 2023 Guidance notes. The currency ERC rates are set at £4m (Four Million Pounds) @ 1st April 2021 (AVD) for the RCG 2023 Publication. | - | - | - | - | - | - | - | Clay Pipework | photo in evidence tab | 10077 |  | m | - | Please Select | - | - | 37.712 | Option 2 | 46.7555 | 23.98% | 76.6828 | 57.9541 | 53.68% | 23.95% | 57.9541 | 53.68% | Price Book Data | P. Avo | VOA_GPN_GOV_UK\7243572 | 2021-09-10 | Low | Green | Low | RH 28/8/20 - copied to latest DCS | - | Updated indices following QA | NA | SPONS A&B | 1.531 | (BEAMS Note 2) The ERC for this item should be added to all other rateable items on the hereditament (except land). Therefore the total of the ERC of the other Building Items and the P&M ERC (where applicable) to enable the correct contract size adjustment to be made. ERC of Building Component + ERC of P&M = Total ERC to which contract size adjustment should be applied. The appropriate % adjustment should be made in accordance with the scale for contract size adjustment specified under section 6 of the RCG 2021 Guidance notes. The currency ERC rates are set at £4m (Four Million Pounds) @ 1st April 2019 (AVD) for the RCG 2021 Publication. | Clay Pipework | photo in evidence tab | 2 | TRUE
1164 | 33Z00Z | 7754 | 33Z00Z | Drainage | Clay Pipe | Below Ground Pipework | 150mm Dia. | 3.5m Depth | Machine excavation of trench, grading bottoms, earthwork support, laying and jointing of pipes and accessories, beds and surrounds, backfilling and compaction and disposal of surplus excavated material, average 50m from excavation. | Location Adjustment Applicable (See Guidance Notes) - ERC = UK mean of 1.00 | (BEAMS Note 2) The ERC for this item should be added to all other rateable items on the hereditament (except land). Therefore the total of the ERC of the other Building Items and the P&M ERC (where applicable) to enable the correct contract size adjustment to be made. ERC of Building Component + ERC of P&M = Total ERC to which contract size adjustment should be applied. The appropriate % adjustment should be made in accordance with the scale for contract size adjustment specified under section 6 of the RCG 2023 Guidance notes. The currency ERC rates are set at £4m (Four Million Pounds) @ 1st April 2021 (AVD) for the RCG 2023 Publication. | - | - | - | - | - | - | - | Clay Pipework | photo in evidence tab | 10077 |  | m | - | Please Select | - | - | 58.4921 | Option 2 | 72.5188 | 23.98% | 121.3756 | 91.7314 | 56.83% | 26.49% | 91.7314 | 56.83% | Price Book Data | P. Avo | VOA_GPN_GOV_UK\7243572 | 2021-08-10 | Low | Green | Low | RH 28/8/20 - copied to latest DCS | - | Updated indices following QA | NA | SPONS A&B | 1.531 | (BEAMS Note 2) The ERC for this item should be added to all other rateable items on the hereditament (except land). Therefore the total of the ERC of the other Building Items and the P&M ERC (where applicable) to enable the correct contract size adjustment to be made. ERC of Building Component + ERC of P&M = Total ERC to which contract size adjustment should be applied. The appropriate % adjustment should be made in accordance with the scale for contract size adjustment specified under section 6 of the RCG 2021 Guidance notes. The currency ERC rates are set at £4m (Four Million Pounds) @ 1st April 2019 (AVD) for the RCG 2021 Publication. | Clay Pipework | photo in evidence tab | 2 | TRUE
1165 | 33Z01A | 7756 | 33Z01A | Drainage | Clay Pipe | Below Ground Pipework | 225mm Dia. | 1m Depth | Machine excavation of trench, grading bottoms, earthwork support, laying and jointing of pipes and accessories, beds and surrounds, backfilling and compaction and disposal of surplus excavated material, average 50m from excavation. | Location Adjustment Applicable (See Guidance Notes) - ERC = UK mean of 1.00 | (BEAMS Note 2) The ERC for this item should be added to all other rateable items on the hereditament (except land). Therefore the total of the ERC of the other Building Items and the P&M ERC (where applicable) to enable the correct contract size adjustment to be made. ERC of Building Component + ERC of P&M = Total ERC to which contract size adjustment should be applied. The appropriate % adjustment should be made in accordance with the scale for contract size adjustment specified under section 6 of the RCG 2023 Guidance notes. The currency ERC rates are set at £4m (Four Million Pounds) @ 1st April 2021 (AVD) for the RCG 2023 Publication. | - | - | - | - | - | - | - | Clay Pipework | photo in evidence tab | 10077 |  | m | - | Please Select | - | - | 44.6387 | Option 2 | 55.3433 | 23.98% | 78.2882 | 59.1674 | 32.55% | 6.91% | 59.1674 | 32.55% | Price Book Data | P. Avo | VOA_GPN_GOV_UK\7243572 | 2021-08-10 | Low | Green | Low | RH 28/8/20 - copied to latest DCS | - | Updated indices following QA | NA | SPONS A&B | 1.531 | (BEAMS Note 2) The ERC for this item should be added to all other rateable items on the hereditament (except land). Therefore the total of the ERC of the other Building Items and the P&M ERC (where applicable) to enable the correct contract size adjustment to be made. ERC of Building Component + ERC of P&M = Total ERC to which contract size adjustment should be applied. The appropriate % adjustment should be made in accordance with the scale for contract size adjustment specified under section 6 of the RCG 2021 Guidance notes. The currency ERC rates are set at £4m (Four Million Pounds) @ 1st April 2019 (AVD) for the RCG 2021 Publication. | Clay Pipework | photo in evidence tab | 2 | TRUE
1166 | 33Z01F | 8712 | 33Z01F | Drainage | Clay Pipe | Below Ground Pipework | 225mm Dia. | 2m Depth | Machine excavation of trench, grading bottoms, earthwork support, laying and jointing of pipes and accessories, beds and surrounds, backfilling and compaction and disposal of surplus excavated material, average 50m from excavation. | Location Adjustment Applicable (See Guidance Notes) - ERC = UK mean of 1.00 | (BEAMS Note 2) The ERC for this item should be added to all other rateable items on the hereditament (except land). Therefore the total of the ERC of the other Building Items and the P&M ERC (where applicable) to enable the correct contract size adjustment to be made. ERC of Building Component + ERC of P&M = Total ERC to which contract size adjustment should be applied. The appropriate % adjustment should be made in accordance with the scale for contract size adjustment specified under section 6 of the RCG 2023 Guidance notes. The currency ERC rates are set at £4m (Four Million Pounds) @ 1st April 2021 (AVD) for the RCG 2023 Publication. | - | - | - | - | - | - | - | Clay Pipework | photo in evidence tab | 10077 |  | m | - | Please Select | - | - | 53.1047 | Option 2 | 65.8394 | 23.98% | 102.9198 | 77.7831 | 46.47% | 18.14% | 77.7831 | 46.47% | Price Book Data | P. Avo | VOA_GPN_GOV_UK\7243572 | 2021-08-10 | Low | Green | Low | RH 28/8/20 - copied to latest DCS | - | Updated indices following QA | NA | SPONS A&B | 1.531 | (BEAMS Note 2) The ERC for this item should be added to all other rateable items on the hereditament (except land). Therefore the total of the ERC of the other Building Items and the P&M ERC (where applicable) to enable the correct contract size adjustment to be made. ERC of Building Component + ERC of P&M = Total ERC to which contract size adjustment should be applied. The appropriate % adjustment should be made in accordance with the scale for contract size adjustment specified under section 6 of the RCG 2021 Guidance notes. The currency ERC rates are set at £4m (Four Million Pounds) @ 1st April 2019 (AVD) for the RCG 2021 Publication. | Clay Pipework | photo in evidence tab | 2 | TRUE
1167 | 33Z01K | 8713 | 33Z01K | Drainage | Clay Pipe | Below Ground Pipework | 225mm Dia. | 3.5m Depth | Machine excavation of trench, grading bottoms, earthwork support, laying and jointing of pipes and accessories, beds and surrounds, backfilling and compaction and disposal of surplus excavated material, average 50m from excavation. | Location Adjustment Applicable (See Guidance Notes) - ERC = UK mean of 1.00 | (BEAMS Note 2) The ERC for this item should be added to all other rateable items on the hereditament (except land). Therefore the total of the ERC of the other Building Items and the P&M ERC (where applicable) to enable the correct contract size adjustment to be made. ERC of Building Component + ERC of P&M = Total ERC to which contract size adjustment should be applied. The appropriate % adjustment should be made in accordance with the scale for contract size adjustment specified under section 6 of the RCG 2023 Guidance notes. The currency ERC rates are set at £4m (Four Million Pounds) @ 1st April 2021 (AVD) for the RCG 2023 Publication. | - | - | - | - | - | - | - | Clay Pipework | photo in evidence tab | 10077 |  | m | - | Please Select | - | - | 73.1151 | Option 2 | 90.6485 | 23.98% | 147.6126 | 111.5603 | 52.58% | 23.07% | 111.5603 | 52.58% | Price Book Data | P. Avo | VOA_GPN_GOV_UK\7243572 | 2021-08-10 | Low | Green | Low | RH 28/8/20 - copied to latest DCS | - | Updated indices following QA | NA | SPONS A&B | 1.531 | (BEAMS Note 2) The ERC for this item should be added to all other rateable items on the hereditament (except land). Therefore the total of the ERC of the other Building Items and the P&M ERC (where applicable) to enable the correct contract size adjustment to be made. ERC of Building Component + ERC of P&M = Total ERC to which contract size adjustment should be applied. The appropriate % adjustment should be made in accordance with the scale for contract size adjustment specified under section 6 of the RCG 2021 Guidance notes. The currency ERC rates are set at £4m (Four Million Pounds) @ 1st April 2019 (AVD) for the RCG 2021 Publication. | Clay Pipework | photo in evidence tab | 2 | TRUE
1168 | 33Z01P | 7759 | 33Z01P | Drainage | Clay Pipe | Below Ground Pipework | 300mm Dia. | 1m Depth | Machine excavation of trench, grading bottoms, earthwork support, laying and jointing of pipes and accessories, beds and surrounds, backfilling and compaction and disposal of surplus excavated material, average 50m from excavation. | Location Adjustment Applicable (See Guidance Notes) - ERC = UK mean of 1.00 | (BEAMS Note 2) The ERC for this item should be added to all other rateable items on the hereditament (except land). Therefore the total of the ERC of the other Building Items and the P&M ERC (where applicable) to enable the correct contract size adjustment to be made. ERC of Building Component + ERC of P&M = Total ERC to which contract size adjustment should be applied. The appropriate % adjustment should be made in accordance with the scale for contract size adjustment specified under section 6 of the RCG 2023 Guidance notes. The currency ERC rates are set at £4m (Four Million Pounds) @ 1st April 2021 (AVD) for the RCG 2023 Publication. | - | - | - | - | - | - | - | Clay Pipework | photo in evidence tab | 10077 |  | m | - | Please Select | - | - | 63.1099 | Option 2 | 78.2439 | 23.98% | 157.5525 | 119.0725 | 88.67% | 52.18% | 119.0725 | 88.67% | Price Book Data | P. Avo | VOA_GPN_GOV_UK\7243572 | 2021-08-10 | Low | Green | Low | RH 28/8/20 - copied to latest DCS | - | Updated indices following QA | NA | SPONS A&B | 1.531 | (BEAMS Note 2) The ERC for this item should be added to all other rateable items on the hereditament (except land). Therefore the total of the ERC of the other Building Items and the P&M ERC (where applicable) to enable the correct contract size adjustment to be made. ERC of Building Component + ERC of P&M = Total ERC to which contract size adjustment should be applied. The appropriate % adjustment should be made in accordance with the scale for contract size adjustment specified under section 6 of the RCG 2021 Guidance notes. The currency ERC rates are set at £4m (Four Million Pounds) @ 1st April 2019 (AVD) for the RCG 2021 Publication. | Clay Pipework | photo in evidence tab | 2 | TRUE
1169 | 33Z01U | 7763 | 33Z01U | Drainage | Clay Pipe | Below Ground Pipework | 300mm Dia. | 2m Depth | Machine excavation of trench, grading bottoms, earthwork support, laying and jointing of pipes and accessories, beds and surrounds, backfilling and compaction and disposal of surplus excavated material, average 50m from excavation. | Location Adjustment Applicable (See Guidance Notes) - ERC = UK mean of 1.00 | (BEAMS Note 2) The ERC for this item should be added to all other rateable items on the hereditament (except land). Therefore the total of the ERC of the other Building Items and the P&M ERC (where applicable) to enable the correct contract size adjustment to be made. ERC of Building Component + ERC of P&M = Total ERC to which contract size adjustment should be applied. The appropriate % adjustment should be made in accordance with the scale for contract size adjustment specified under section 6 of the RCG 2023 Guidance notes. The currency ERC rates are set at £4m (Four Million Pounds) @ 1st April 2021 (AVD) for the RCG 2023 Publication. | - | - | - | - | - | - | - | Clay Pipework | photo in evidence tab | 10077 |  | m | - | Please Select | - | - | 85.4293 | Option 2 | 105.9156 | 23.98% | 180.8175 | 136.6554 | 59.96% | 29.02% | 136.6554 | 59.96% | Price Book Data | P. Avo | VOA_GPN_GOV_UK\7243572 | 2021-08-10 | Low | Green | Low | RH 28/8/20 - copied to latest DCS | - | Updated indices following QA | NA | SPONS A&B | 1.531 | (BEAMS Note 2) The ERC for this item should be added to all other rateable items on the hereditament (except land). Therefore the total of the ERC of the other Building Items and the P&M ERC (where applicable) to enable the correct contract size adjustment to be made. ERC of Building Component + ERC of P&M = Total ERC to which contract size adjustment should be applied. The appropriate % adjustment should be made in accordance with the scale for contract size adjustment specified under section 6 of the RCG 2021 Guidance notes. The currency ERC rates are set at £4m (Four Million Pounds) @ 1st April 2019 (AVD) for the RCG 2021 Publication. | Clay Pipework | photo in evidence tab | 2 | TRUE
1170 | 33Z01Z | 8715 | 33Z01Z | Drainage | Clay Pipe | Below Ground Pipework | 300mm Dia. | 3.5m Depth | Machine excavation of trench, grading bottoms, earthwork support, laying and jointing of pipes and accessories, beds and surrounds, backfilling and compaction and disposal of surplus excavated material, average 50m from excavation. | Location Adjustment Applicable (See Guidance Notes) - ERC = UK mean of 1.00 | (BEAMS Note 2) The ERC for this item should be added to all other rateable items on the hereditament (except land). Therefore the total of the ERC of the other Building Items and the P&M ERC (where applicable) to enable the correct contract size adjustment to be made. ERC of Building Component + ERC of P&M = Total ERC to which contract size adjustment should be applied. The appropriate % adjustment should be made in accordance with the scale for contract size adjustment specified under section 6 of the RCG 2023 Guidance notes. The currency ERC rates are set at £4m (Four Million Pounds) @ 1st April 2021 (AVD) for the RCG 2023 Publication. | - | - | - | - | - | - | - | Clay Pipework | photo in evidence tab | 10077 |  | m | - | Please Select | - | - | 95.4345 | Option 2 | 118.3201 | 23.98% | 225.2692 | 170.2504 | 78.4% | 43.89% | 170.2504 | 78.4% | Price Book Data | P. Avo | VOA_GPN_GOV_UK\7243572 | 2021-08-10 | Low | Green | Low | RH 28/8/20 - copied to latest DCS | - | Updated indices following QA | NA | SPONS A&B | 1.531 | (BEAMS Note 2) The ERC for this item should be added to all other rateable items on the hereditament (except land). Therefore the total of the ERC of the other Building Items and the P&M ERC (where applicable) to enable the correct contract size adjustment to be made. ERC of Building Component + ERC of P&M = Total ERC to which contract size adjustment should be applied. The appropriate % adjustment should be made in accordance with the scale for contract size adjustment specified under section 6 of the RCG 2021 Guidance notes. The currency ERC rates are set at £4m (Four Million Pounds) @ 1st April 2019 (AVD) for the RCG 2021 Publication. | Clay Pipework | photo in evidence tab | 2 | TRUE
1171 | 33Z02A | 8716 | 33Z02A | Drainage | Clay Pipe | Below Ground Pipework | 450mm Dia. | 1m Depth | Machine excavation of trench, grading bottoms, earthwork support, laying and jointing of pipes and accessories, beds and surrounds, backfilling and compaction and disposal of surplus excavated material, average 50m from excavation. | Location Adjustment Applicable (See Guidance Notes) - ERC = UK mean of 1.00 | (BEAMS Note 2) The ERC for this item should be added to all other rateable items on the hereditament (except land). Therefore the total of the ERC of the other Building Items and the P&M ERC (where applicable) to enable the correct contract size adjustment to be made. ERC of Building Component + ERC of P&M = Total ERC to which contract size adjustment should be applied. The appropriate % adjustment should be made in accordance with the scale for contract size adjustment specified under section 6 of the RCG 2023 Guidance notes. The currency ERC rates are set at £4m (Four Million Pounds) @ 1st April 2021 (AVD) for the RCG 2023 Publication. | - | - | - | - | - | - | - | Clay Pipework | photo in evidence tab | 10077 |  | m | - | Please Select | - | - | 143.1518 | Option 2 | 177.4801 | 23.98% | 209.2064 | 158.1107 | 10.45% | -10.91% | 158.1107 | 10.45% | Price Book Data | P. Avo | VOA_GPN_GOV_UK\7243572 | 2021-08-10 | Low | Green | Low | RH 28/8/20 - copied to latest DCS | - | Updated indices following QA | NA | SPONS A&B | 1.531 | (BEAMS Note 2) The ERC for this item should be added to all other rateable items on the hereditament (except land). Therefore the total of the ERC of the other Building Items and the P&M ERC (where applicable) to enable the correct contract size adjustment to be made. ERC of Building Component + ERC of P&M = Total ERC to which contract size adjustment should be applied. The appropriate % adjustment should be made in accordance with the scale for contract size adjustment specified under section 6 of the RCG 2021 Guidance notes. The currency ERC rates are set at £4m (Four Million Pounds) @ 1st April 2019 (AVD) for the RCG 2021 Publication. | Clay Pipework | photo in evidence tab | 2 | TRUE
1172 | 33Z02F | 7778 | 33Z02F | Drainage | Clay Pipe | Below Ground Pipework | 450mm Dia. | 2m Depth | Machine excavation of trench, grading bottoms, earthwork support, laying and jointing of pipes and accessories, beds and surrounds, backfilling and compaction and disposal of surplus excavated material, average 50m from excavation. | Location Adjustment Applicable (See Guidance Notes) - ERC = UK mean of 1.00 | (BEAMS Note 2) The ERC for this item should be added to all other rateable items on the hereditament (except land). Therefore the total of the ERC of the other Building Items and the P&M ERC (where applicable) to enable the correct contract size adjustment to be made. ERC of Building Component + ERC of P&M = Total ERC to which contract size adjustment should be applied. The appropriate % adjustment should be made in accordance with the scale for contract size adjustment specified under section 6 of the RCG 2023 Guidance notes. The currency ERC rates are set at £4m (Four Million Pounds) @ 1st April 2021 (AVD) for the RCG 2023 Publication. | - | - | - | - | - | - | - | Clay Pipework | photo in evidence tab | 10077 |  | m | - | Please Select | - | - | 151.6177 | Option 2 | 187.9763 | 23.98% | 235.8361 | 178.2365 | 17.56% | -5.181% | 178.2365 | 17.56% | Price Book Data | P. Avo | VOA_GPN_GOV_UK\7243572 | 2021-08-10 | Low | Green | Low | RH 28/8/20 - copied to latest DCS | - | Updated indices following QA | NA | SPONS A&B | 1.531 | (BEAMS Note 2) The ERC for this item should be added to all other rateable items on the hereditament (except land). Therefore the total of the ERC of the other Building Items and the P&M ERC (where applicable) to enable the correct contract size adjustment to be made. ERC of Building Component + ERC of P&M = Total ERC to which contract size adjustment should be applied. The appropriate % adjustment should be made in accordance with the scale for contract size adjustment specified under section 6 of the RCG 2021 Guidance notes. The currency ERC rates are set at £4m (Four Million Pounds) @ 1st April 2019 (AVD) for the RCG 2021 Publication. | Clay Pipework | photo in evidence tab | 2 | TRUE
1173 | 33Z02K | 7726 | 33Z02K | Drainage | Clay Pipe | Below Ground Pipework | 450mm Dia. | 3.5m Depth | Machine excavation of trench, grading bottoms, earthwork support, laying and jointing of pipes and accessories, beds and surrounds, backfilling and compaction and disposal of surplus excavated material, average 50m from excavation. | Location Adjustment Applicable (See Guidance Notes) - ERC = UK mean of 1.00 | (BEAMS Note 2) The ERC for this item should be added to all other rateable items on the hereditament (except land). Therefore the total of the ERC of the other Building Items and the P&M ERC (where applicable) to enable the correct contract size adjustment to be made. ERC of Building Component + ERC of P&M = Total ERC to which contract size adjustment should be applied. The appropriate % adjustment should be made in accordance with the scale for contract size adjustment specified under section 6 of the RCG 2023 Guidance notes. The currency ERC rates are set at £4m (Four Million Pounds) @ 1st April 2021 (AVD) for the RCG 2023 Publication. | - | - | - | - | - | - | - | Clay Pipework | photo in evidence tab | 10077 |  | m | - | Please Select | - | - | 179.3245 | Option 2 | 222.3273 | 23.98% | 287.6829 | 217.4205 | 21.24% | -2.207% | 217.4205 | 21.24% | Price Book Data | P. Avo | VOA_GPN_GOV_UK\7243572 | 2021-08-10 | Low | Green | Low | RH 28/8/20 - copied to latest DCS | - | Updated indices following QA | NA | SPONS A&B | 1.531 | (BEAMS Note 2) The ERC for this item should be added to all other rateable items on the hereditament (except land). Therefore the total of the ERC of the other Building Items and the P&M ERC (where applicable) to enable the correct contract size adjustment to be made. ERC of Building Component + ERC of P&M = Total ERC to which contract size adjustment should be applied. The appropriate % adjustment should be made in accordance with the scale for contract size adjustment specified under section 6 of the RCG 2021 Guidance notes. The currency ERC rates are set at £4m (Four Million Pounds) @ 1st April 2019 (AVD) for the RCG 2021 Publication. | Clay Pipework | photo in evidence tab | 2 | TRUE
1174 | 33Z03A | 8718 | 33Z03A | Drainage | Concrete Pipe | Below Ground Pipework | 300mm Dia. | 1m Depth | Machine excavation of trench, grading bottoms, earthwork support, laying and jointing of pipes and accessories, beds and surrounds, backfilling and compaction and disposal of surplus excavated material, average 50m from excavation. | Location Adjustment Applicable (See Guidance Notes) - ERC = UK mean of 1.00 | (BEAMS Note 2) The ERC for this item should be added to all other rateable items on the hereditament (except land). Therefore the total of the ERC of the other Building Items and the P&M ERC (where applicable) to enable the correct contract size adjustment to be made. ERC of Building Component + ERC of P&M = Total ERC to which contract size adjustment should be applied. The appropriate % adjustment should be made in accordance with the scale for contract size adjustment specified under section 6 of the RCG 2023 Guidance notes. The currency ERC rates are set at £4m (Four Million Pounds) @ 1st April 2021 (AVD) for the RCG 2023 Publication. | - | - | - | - | - | - | - | Concrete Pipework | photo in evidence tab | 10078 |  | m | - | Please Select | - | - | 33.0942 | Option 2 | 41.0304 | 23.98% | 74.377 | 56.2115 | 69.85% | 37% | 56.2115 | 69.85% | Price Book Data | P. Avo | VOA_GPN_GOV_UK\7243572 | 2021-08-10 | Low | Green | Low | RH 28/8/20 - copied to latest DCS | - | Updated indices following QA | NA | SPONS A&B | 1.531 | (BEAMS Note 2) The ERC for this item should be added to all other rateable items on the hereditament (except land). Therefore the total of the ERC of the other Building Items and the P&M ERC (where applicable) to enable the correct contract size adjustment to be made. ERC of Building Component + ERC of P&M = Total ERC to which contract size adjustment should be applied. The appropriate % adjustment should be made in accordance with the scale for contract size adjustment specified under section 6 of the RCG 2021 Guidance notes. The currency ERC rates are set at £4m (Four Million Pounds) @ 1st April 2019 (AVD) for the RCG 2021 Publication. | Concrete Pipework | photo in evidence tab | 2 | TRUE
1175 | 33Z03F | 8719 | 33Z03F | Drainage | Concrete Pipe | Below Ground Pipework | 300mm Dia. | 2m Depth | Machine excavation of trench, grading bottoms, earthwork support, laying and jointing of pipes and accessories, beds and surrounds, backfilling and compaction and disposal of surplus excavated material, average 50m from excavation. | Location Adjustment Applicable (See Guidance Notes) - ERC = UK mean of 1.00 | (BEAMS Note 2) The ERC for this item should be added to all other rateable items on the hereditament (except land). Therefore the total of the ERC of the other Building Items and the P&M ERC (where applicable) to enable the correct contract size adjustment to be made. ERC of Building Component + ERC of P&M = Total ERC to which contract size adjustment should be applied. The appropriate % adjustment should be made in accordance with the scale for contract size adjustment specified under section 6 of the RCG 2023 Guidance notes. The currency ERC rates are set at £4m (Four Million Pounds) @ 1st April 2021 (AVD) for the RCG 2023 Publication. | - | - | - | - | - | - | - | Concrete Pipework | photo in evidence tab | 10078 |  | m | - | Please Select | - | - | 40.7906 | Option 2 | 50.5723 | 23.98% | 97.6421 | 73.7944 | 80.91% | 45.92% | 73.7944 | 80.91% | Price Book Data | P. Avo | VOA_GPN_GOV_UK\7243572 | 2021-08-10 | Low | Green | Low | RH 28/8/20 - copied to latest DCS | - | Updated indices following QA | NA | SPONS A&B | 1.531 | (BEAMS Note 2) The ERC for this item should be added to all other rateable items on the hereditament (except land). Therefore the total of the ERC of the other Building Items and the P&M ERC (where applicable) to enable the correct contract size adjustment to be made. ERC of Building Component + ERC of P&M = Total ERC to which contract size adjustment should be applied. The appropriate % adjustment should be made in accordance with the scale for contract size adjustment specified under section 6 of the RCG 2021 Guidance notes. The currency ERC rates are set at £4m (Four Million Pounds) @ 1st April 2019 (AVD) for the RCG 2021 Publication. | Concrete Pipework | photo in evidence tab | 2 | TRUE
1176 | 33Z03K | 7728 | 33Z03K | Drainage | Concrete Pipe | Below Ground Pipework | 300mm Dia. | 3.5m Depth | Machine excavation of trench, grading bottoms, earthwork support, laying and jointing of pipes and accessories, beds and surrounds, backfilling and compaction and disposal of surplus excavated material, average 50m from excavation. | Location Adjustment Applicable (See Guidance Notes) - ERC = UK mean of 1.00 | (BEAMS Note 2) The ERC for this item should be added to all other rateable items on the hereditament (except land). Therefore the total of the ERC of the other Building Items and the P&M ERC (where applicable) to enable the correct contract size adjustment to be made. ERC of Building Component + ERC of P&M = Total ERC to which contract size adjustment should be applied. The appropriate % adjustment should be made in accordance with the scale for contract size adjustment specified under section 6 of the RCG 2023 Guidance notes. The currency ERC rates are set at £4m (Four Million Pounds) @ 1st April 2021 (AVD) for the RCG 2023 Publication. | - | - | - | - | - | - | - | Concrete Pipework | photo in evidence tab | 10078 |  | m | - | Please Select | - | - | 66.1884 | Option 2 | 82.0607 | 23.98% | 142.0937 | 107.3894 | 62.25% | 30.87% | 107.3894 | 62.25% | Price Book Data | P. Avo | VOA_GPN_GOV_UK\7243572 | 2021-08-10 | Low | Green | Low | RH 28/8/20 - copied to latest DCS | - | Updated indices following QA | NA | SPONS A&B | 1.531 | (BEAMS Note 2) The ERC for this item should be added to all other rateable items on the hereditament (except land). Therefore the total of the ERC of the other Building Items and the P&M ERC (where applicable) to enable the correct contract size adjustment to be made. ERC of Building Component + ERC of P&M = Total ERC to which contract size adjustment should be applied. The appropriate % adjustment should be made in accordance with the scale for contract size adjustment specified under section 6 of the RCG 2021 Guidance notes. The currency ERC rates are set at £4m (Four Million Pounds) @ 1st April 2019 (AVD) for the RCG 2021 Publication. | Concrete Pipework | photo in evidence tab | 2 | TRUE
1177 | 33Z03P | 7733 | 33Z03P | Drainage | Concrete Pipe | Below Ground Pipework | 450mm Dia. | 1m Depth | Machine excavation of trench, grading bottoms, earthwork support, laying and jointing of pipes and accessories, beds and surrounds, backfilling and compaction and disposal of surplus excavated material, average 50m from excavation. | Location Adjustment Applicable (See Guidance Notes) - ERC = UK mean of 1.00 | (BEAMS Note 2) The ERC for this item should be added to all other rateable items on the hereditament (except land). Therefore the total of the ERC of the other Building Items and the P&M ERC (where applicable) to enable the correct contract size adjustment to be made. ERC of Building Component + ERC of P&M = Total ERC to which contract size adjustment should be applied. The appropriate % adjustment should be made in accordance with the scale for contract size adjustment specified under section 6 of the RCG 2023 Guidance notes. The currency ERC rates are set at £4m (Four Million Pounds) @ 1st April 2021 (AVD) for the RCG 2023 Publication. | - | - | - | - | - | - | - | Concrete Pipework | photo in evidence tab | 10078 |  | m | - | Please Select | - | - | 43.0995 | Option 2 | 53.4349 | 23.98% | 100.6208 | 76.0456 | 76.44% | 42.31% | 76.0456 | 76.44% | Price Book Data | P. Avo | VOA_GPN_GOV_UK\7243572 | 2021-08-10 | Low | Green | Low | RH 28/8/20 - copied to latest DCS | - | Updated indices following QA | NA | SPONS A&B | 1.531 | (BEAMS Note 2) The ERC for this item should be added to all other rateable items on the hereditament (except land). Therefore the total of the ERC of the other Building Items and the P&M ERC (where applicable) to enable the correct contract size adjustment to be made. ERC of Building Component + ERC of P&M = Total ERC to which contract size adjustment should be applied. The appropriate % adjustment should be made in accordance with the scale for contract size adjustment specified under section 6 of the RCG 2021 Guidance notes. The currency ERC rates are set at £4m (Four Million Pounds) @ 1st April 2019 (AVD) for the RCG 2021 Publication. | Concrete Pipework | photo in evidence tab | 2 | TRUE
1178 | 33Z03U | 8721 | 33Z03U | Drainage | Concrete Pipe | Below Ground Pipework | 450mm Dia. | 2m Depth | Machine excavation of trench, grading bottoms, earthwork support, laying and jointing of pipes and accessories, beds and surrounds, backfilling and compaction and disposal of surplus excavated material, average 50m from excavation. | Location Adjustment Applicable (See Guidance Notes) - ERC = UK mean of 1.00 | (BEAMS Note 2) The ERC for this item should be added to all other rateable items on the hereditament (except land). Therefore the total of the ERC of the other Building Items and the P&M ERC (where applicable) to enable the correct contract size adjustment to be made. ERC of Building Component + ERC of P&M = Total ERC to which contract size adjustment should be applied. The appropriate % adjustment should be made in accordance with the scale for contract size adjustment specified under section 6 of the RCG 2023 Guidance notes. The currency ERC rates are set at £4m (Four Million Pounds) @ 1st April 2021 (AVD) for the RCG 2023 Publication. | - | - | - | - | - | - | - | Concrete Pipework | photo in evidence tab | 10078 |  | m | - | Please Select | - | - | 53.1047 | Option 2 | 65.8394 | 23.98% | 127.2505 | 96.1714 | 81.1% | 46.07% | 96.1714 | 81.1% | Price Book Data | P. Avo | VOA_GPN_GOV_UK\7243572 | 2021-08-10 | Low | Green | Low | RH 28/8/20 - copied to latest DCS | - | Updated indices following QA | NA | SPONS A&B | 1.531 | (BEAMS Note 2) The ERC for this item should be added to all other rateable items on the hereditament (except land). Therefore the total of the ERC of the other Building Items and the P&M ERC (where applicable) to enable the correct contract size adjustment to be made. ERC of Building Component + ERC of P&M = Total ERC to which contract size adjustment should be applied. The appropriate % adjustment should be made in accordance with the scale for contract size adjustment specified under section 6 of the RCG 2021 Guidance notes. The currency ERC rates are set at £4m (Four Million Pounds) @ 1st April 2019 (AVD) for the RCG 2021 Publication. | Concrete Pipework | photo in evidence tab | 2 | TRUE
1179 | 33Z03Z | 8727 | 33Z03Z | Drainage | Concrete Pipe | Below Ground Pipework | 450mm Dia. | 3.5m Depth | Machine excavation of trench, grading bottoms, earthwork support, laying and jointing of pipes and accessories, beds and surrounds, backfilling and compaction and disposal of surplus excavated material, average 50m from excavation. | Location Adjustment Applicable (See Guidance Notes) - ERC = UK mean of 1.00 | (BEAMS Note 2) The ERC for this item should be added to all other rateable items on the hereditament (except land). Therefore the total of the ERC of the other Building Items and the P&M ERC (where applicable) to enable the correct contract size adjustment to be made. ERC of Building Component + ERC of P&M = Total ERC to which contract size adjustment should be applied. The appropriate % adjustment should be made in accordance with the scale for contract size adjustment specified under section 6 of the RCG 2023 Guidance notes. The currency ERC rates are set at £4m (Four Million Pounds) @ 1st April 2021 (AVD) for the RCG 2023 Publication. | - | - | - | - | - | - | - | Concrete Pipework | photo in evidence tab | 10078 |  | m | - | Please Select | - | - | 80.8115 | Option 2 | 100.1904 | 23.98% | 179.0973 | 135.3554 | 67.5% | 35.1% | 135.3554 | 67.5% | Price Book Data | P. Avo | VOA_GPN_GOV_UK\7243572 | 2021-08-10 | Low | Green | Low | RH 28/8/20 - copied to latest DCS | - | Updated indices following QA | NA | SPONS A&B | 1.531 | (BEAMS Note 2) The ERC for this item should be added to all other rateable items on the hereditament (except land). Therefore the total of the ERC of the other Building Items and the P&M ERC (where applicable) to enable the correct contract size adjustment to be made. ERC of Building Component + ERC of P&M = Total ERC to which contract size adjustment should be applied. The appropriate % adjustment should be made in accordance with the scale for contract size adjustment specified under section 6 of the RCG 2021 Guidance notes. The currency ERC rates are set at £4m (Four Million Pounds) @ 1st April 2019 (AVD) for the RCG 2021 Publication. | Concrete Pipework | photo in evidence tab | 2 | TRUE
1180 | 33Z04A | 7736 | 33Z04A | Drainage | Concrete Pipe | Below Ground Pipework | 600mm Dia. | 1m Depth | Machine excavation of trench, grading bottoms, earthwork support, laying and jointing of pipes and accessories, beds and surrounds, backfilling and compaction and disposal of surplus excavated material, average 50m from excavation. | Location Adjustment Applicable (See Guidance Notes) - ERC = UK mean of 1.00 | (BEAMS Note 2) The ERC for this item should be added to all other rateable items on the hereditament (except land). Therefore the total of the ERC of the other Building Items and the P&M ERC (where applicable) to enable the correct contract size adjustment to be made. ERC of Building Component + ERC of P&M = Total ERC to which contract size adjustment should be applied. The appropriate % adjustment should be made in accordance with the scale for contract size adjustment specified under section 6 of the RCG 2023 Guidance notes. The currency ERC rates are set at £4m (Four Million Pounds) @ 1st April 2021 (AVD) for the RCG 2023 Publication. | - | - | - | - | - | - | - | Concrete Pipework | photo in evidence tab | 10078 |  | m | - | Please Select | - | - | 66.1884 | Option 2 | 82.0607 | 23.98% | 135.4741 | 102.3865 | 54.69% | 24.77% | 102.3865 | 54.69% | Price Book Data | P. Avo | VOA_GPN_GOV_UK\7243572 | 2021-08-10 | Low | Green | Low | RH 28/8/20 - copied to latest DCS | - | Updated indices following QA | NA | SPONS A&B | 1.531 | (BEAMS Note 2) The ERC for this item should be added to all other rateable items on the hereditament (except land). Therefore the total of the ERC of the other Building Items and the P&M ERC (where applicable) to enable the correct contract size adjustment to be made. ERC of Building Component + ERC of P&M = Total ERC to which contract size adjustment should be applied. The appropriate % adjustment should be made in accordance with the scale for contract size adjustment specified under section 6 of the RCG 2021 Guidance notes. The currency ERC rates are set at £4m (Four Million Pounds) @ 1st April 2019 (AVD) for the RCG 2021 Publication. | Concrete Pipework | photo in evidence tab | 2 | TRUE
1181 | 33Z04F | 7738 | 33Z04F | Drainage | Concrete Pipe | Below Ground Pipework | 600mm Dia. | 2m Depth | Machine excavation of trench, grading bottoms, earthwork support, laying and jointing of pipes and accessories, beds and surrounds, backfilling and compaction and disposal of surplus excavated material, average 50m from excavation. | Location Adjustment Applicable (See Guidance Notes) - ERC = UK mean of 1.00 | (BEAMS Note 2) The ERC for this item should be added to all other rateable items on the hereditament (except land). Therefore the total of the ERC of the other Building Items and the P&M ERC (where applicable) to enable the correct contract size adjustment to be made. ERC of Building Component + ERC of P&M = Total ERC to which contract size adjustment should be applied. The appropriate % adjustment should be made in accordance with the scale for contract size adjustment specified under section 6 of the RCG 2023 Guidance notes. The currency ERC rates are set at £4m (Four Million Pounds) @ 1st April 2021 (AVD) for the RCG 2023 Publication. | - | - | - | - | - | - | - | Concrete Pipework | photo in evidence tab | 10078 |  | m | - | Please Select | - | - | 76.9633 | Option 2 | 95.4194 | 23.98% | 165.6291 | 125.1766 | 62.64% | 31.19% | 125.1766 | 62.64% | Price Book Data | P. Avo | VOA_GPN_GOV_UK\7243572 | 2021-08-10 | Low | Green | Low | RH 28/8/20 - copied to latest DCS | - | Updated indices following QA | NA | SPONS A&B | 1.531 | (BEAMS Note 2) The ERC for this item should be added to all other rateable items on the hereditament (except land). Therefore the total of the ERC of the other Building Items and the P&M ERC (where applicable) to enable the correct contract size adjustment to be made. ERC of Building Component + ERC of P&M = Total ERC to which contract size adjustment should be applied. The appropriate % adjustment should be made in accordance with the scale for contract size adjustment specified under section 6 of the RCG 2021 Guidance notes. The currency ERC rates are set at £4m (Four Million Pounds) @ 1st April 2019 (AVD) for the RCG 2021 Publication. | Concrete Pipework | photo in evidence tab | 2 | TRUE
1182 | 33Z04K | 8729 | 33Z04K | Drainage | Concrete Pipe | Below Ground Pipework | 600mm Dia. | 3.5m Depth | Machine excavation of trench, grading bottoms, earthwork support, laying and jointing of pipes and accessories, beds and surrounds, backfilling and compaction and disposal of surplus excavated material, average 50m from excavation. | Location Adjustment Applicable (See Guidance Notes) - ERC = UK mean of 1.00 | (BEAMS Note 2) The ERC for this item should be added to all other rateable items on the hereditament (except land). Therefore the total of the ERC of the other Building Items and the P&M ERC (where applicable) to enable the correct contract size adjustment to be made. ERC of Building Component + ERC of P&M = Total ERC to which contract size adjustment should be applied. The appropriate % adjustment should be made in accordance with the scale for contract size adjustment specified under section 6 of the RCG 2023 Guidance notes. The currency ERC rates are set at £4m (Four Million Pounds) @ 1st April 2021 (AVD) for the RCG 2023 Publication. | - | - | - | - | - | - | - | Concrete Pipework | photo in evidence tab | 10078 |  | m | - | Please Select | - | - | 111.5968 | Option 2 | 138.3582 | 23.98% | 221.0358 | 167.051 | 49.69% | 20.74% | 167.051 | 49.69% | Price Book Data | P. Avo | VOA_GPN_GOV_UK\7243572 | 2021-08-10 | Low | Green | Low | RH 28/8/20 - copied to latest DCS | - | Updated indices following QA | NA | SPONS A&B | 1.531 | (BEAMS Note 2) The ERC for this item should be added to all other rateable items on the hereditament (except land). Therefore the total of the ERC of the other Building Items and the P&M ERC (where applicable) to enable the correct contract size adjustment to be made. ERC of Building Component + ERC of P&M = Total ERC to which contract size adjustment should be applied. The appropriate % adjustment should be made in accordance with the scale for contract size adjustment specified under section 6 of the RCG 2021 Guidance notes. The currency ERC rates are set at £4m (Four Million Pounds) @ 1st April 2019 (AVD) for the RCG 2021 Publication. | Concrete Pipework | photo in evidence tab | 2 | TRUE
1183 | 33Z04P | 8730 | 33Z04P | Drainage | Concrete Pipe | Below Ground Pipework | 900mm Dia. | 2m Depth | Machine excavation of trench, grading bottoms, earthwork support, laying and jointing of pipes and accessories, beds and surrounds, backfilling and compaction and disposal of surplus excavated material, average 50m from excavation. | Location Adjustment Applicable (See Guidance Notes) - ERC = UK mean of 1.00 | (BEAMS Note 2) The ERC for this item should be added to all other rateable items on the hereditament (except land). Therefore the total of the ERC of the other Building Items and the P&M ERC (where applicable) to enable the correct contract size adjustment to be made. ERC of Building Component + ERC of P&M = Total ERC to which contract size adjustment should be applied. The appropriate % adjustment should be made in accordance with the scale for contract size adjustment specified under section 6 of the RCG 2023 Guidance notes. The currency ERC rates are set at £4m (Four Million Pounds) @ 1st April 2021 (AVD) for the RCG 2023 Publication. | - | - | - | - | - | - | - | Concrete Pipework | photo in evidence tab | 10078 |  | m | - | Please Select | - | - | 119.2931 | Option 2 | 147.9001 | 23.98% | 312.0412 | 235.8296 | 97.69% | 59.45% | 235.8296 | 97.69% | Price Book Data | P. Avo | VOA_GPN_GOV_UK\7243572 | 2021-08-10 | Low | Green | Low | RH 28/8/20 - copied to latest DCS | - | Updated indices following QA | NA | SPONS A&B | 1.531 | (BEAMS Note 2) The ERC for this item should be added to all other rateable items on the hereditament (except land). Therefore the total of the ERC of the other Building Items and the P&M ERC (where applicable) to enable the correct contract size adjustment to be made. ERC of Building Component + ERC of P&M = Total ERC to which contract size adjustment should be applied. The appropriate % adjustment should be made in accordance with the scale for contract size adjustment specified under section 6 of the RCG 2021 Guidance notes. The currency ERC rates are set at £4m (Four Million Pounds) @ 1st April 2019 (AVD) for the RCG 2021 Publication. | Concrete Pipework | photo in evidence tab | 2 | TRUE
1184 | 33Z04S | 7741 | 33Z04S | Drainage | Concrete Pipe | Below Ground Pipework | 900mm Dia. | 3.5m Depth | Machine excavation of trench, grading bottoms, earthwork support, laying and jointing of pipes and accessories, beds and surrounds, backfilling and compaction and disposal of surplus excavated material, average 50m from excavation. | Location Adjustment Applicable (See Guidance Notes) - ERC = UK mean of 1.00 | (BEAMS Note 2) The ERC for this item should be added to all other rateable items on the hereditament (except land). Therefore the total of the ERC of the other Building Items and the P&M ERC (where applicable) to enable the correct contract size adjustment to be made. ERC of Building Component + ERC of P&M = Total ERC to which contract size adjustment should be applied. The appropriate % adjustment should be made in accordance with the scale for contract size adjustment specified under section 6 of the RCG 2023 Guidance notes. The currency ERC rates are set at £4m (Four Million Pounds) @ 1st April 2021 (AVD) for the RCG 2023 Publication. | - | - | - | - | - | - | - | Concrete Pipework | photo in evidence tab | 10078 |  | m | - | Please Select | - | - | 167.78 | Option 2 | 208.0144 | 23.98% | 378.0354 | 285.7057 | 70.29% | 37.35% | 285.7057 | 70.29% | Price Book Data | P. Avo | VOA_GPN_GOV_UK\7243572 | 2021-08-10 | Low | Green | Low | RH 28/8/20 - copied to latest DCS | - | Updated indices following QA | NA | SPONS A&B | 1.531 | (BEAMS Note 2) The ERC for this item should be added to all other rateable items on the hereditament (except land). Therefore the total of the ERC of the other Building Items and the P&M ERC (where applicable) to enable the correct contract size adjustment to be made. ERC of Building Component + ERC of P&M = Total ERC to which contract size adjustment should be applied. The appropriate % adjustment should be made in accordance with the scale for contract size adjustment specified under section 6 of the RCG 2021 Guidance notes. The currency ERC rates are set at £4m (Four Million Pounds) @ 1st April 2019 (AVD) for the RCG 2021 Publication. | Concrete Pipework | photo in evidence tab | 2 | TRUE
1185 | 33Z04U | 7752 | 33Z04U | Drainage | Concrete Pipe | Below Ground Pipework | 1200mm Dia. | 2m Depth | Machine excavation of trench, grading bottoms, earthwork support, laying and jointing of pipes and accessories, beds and surrounds, backfilling and compaction and disposal of surplus excavated material, average 50m from excavation. | Location Adjustment Applicable (See Guidance Notes) - ERC = UK mean of 1.00 | (BEAMS Note 2) The ERC for this item should be added to all other rateable items on the hereditament (except land). Therefore the total of the ERC of the other Building Items and the P&M ERC (where applicable) to enable the correct contract size adjustment to be made. ERC of Building Component + ERC of P&M = Total ERC to which contract size adjustment should be applied. The appropriate % adjustment should be made in accordance with the scale for contract size adjustment specified under section 6 of the RCG 2023 Guidance notes. The currency ERC rates are set at £4m (Four Million Pounds) @ 1st April 2021 (AVD) for the RCG 2023 Publication. | - | - | - | - | - | - | - | Concrete Pipework | photo in evidence tab | 10078 |  | m | - | Please Select | - | - | 307.0836 | Option 2 | 380.7235 | 23.98% | 478.167 | 361.3816 | 17.68% | -5.08% | 361.3816 | 17.68% | Price Book Data | P. Avo | VOA_GPN_GOV_UK\7243572 | 2021-08-10 | Low | Green | Low | RH 28/8/20 - copied to latest DCS | - | Updated indices following QA | NA | SPONS A&B | 1.531 | (BEAMS Note 2) The ERC for this item should be added to all other rateable items on the hereditament (except land). Therefore the total of the ERC of the other Building Items and the P&M ERC (where applicable) to enable the correct contract size adjustment to be made. ERC of Building Component + ERC of P&M = Total ERC to which contract size adjustment should be applied. The appropriate % adjustment should be made in accordance with the scale for contract size adjustment specified under section 6 of the RCG 2021 Guidance notes. The currency ERC rates are set at £4m (Four Million Pounds) @ 1st April 2019 (AVD) for the RCG 2021 Publication. | Concrete Pipework | photo in evidence tab | 2 | TRUE
1186 | 33Z04Z | 8732 | 33Z04Z | Drainage | Concrete Pipe | Below Ground Pipework | 1200mm Dia. | 3.5m Depth | Machine excavation of trench, grading bottoms, earthwork support, laying and jointing of pipes and accessories, beds and surrounds, backfilling and compaction and disposal of surplus excavated material, average 50m from excavation. | Location Adjustment Applicable (See Guidance Notes) - ERC = UK mean of 1.00 | (BEAMS Note 2) The ERC for this item should be added to all other rateable items on the hereditament (except land). Therefore the total of the ERC of the other Building Items and the P&M ERC (where applicable) to enable the correct contract size adjustment to be made. ERC of Building Component + ERC of P&M = Total ERC to which contract size adjustment should be applied. The appropriate % adjustment should be made in accordance with the scale for contract size adjustment specified under section 6 of the RCG 2023 Guidance notes. The currency ERC rates are set at £4m (Four Million Pounds) @ 1st April 2021 (AVD) for the RCG 2023 Publication. | - | - | - | - | - | - | - | Concrete Pipework | photo in evidence tab | 10078 |  | m | - | Please Select | - | - | 354.0312 | Option 2 | 438.9294 | 23.98% | 553.1871 | 418.0791 | 18.09% | -4.75% | 418.0791 | 18.09% | Price Book Data | P. Avo | VOA_GPN_GOV_UK\7243572 | 2021-08-10 | Low | Green | Low | RH 28/8/20 - copied to latest DCS | - | Updated indices following QA | NA | SPONS A&B | 1.531 | (BEAMS Note 2) The ERC for this item should be added to all other rateable items on the hereditament (except land). Therefore the total of the ERC of the other Building Items and the P&M ERC (where applicable) to enable the correct contract size adjustment to be made. ERC of Building Component + ERC of P&M = Total ERC to which contract size adjustment should be applied. The appropriate % adjustment should be made in accordance with the scale for contract size adjustment specified under section 6 of the RCG 2021 Guidance notes. The currency ERC rates are set at £4m (Four Million Pounds) @ 1st April 2019 (AVD) for the RCG 2021 Publication. | Concrete Pipework | photo in evidence tab | 2 | TRUE
1187 | 33Z07A | 6393 | 33Z07A | Drainage | Manhole | Brick | 600mm x 450mm | 900mm Depth | Excavate pit, earthwork support, compact bottom, concrete base, one brick wall of engineering bricks in cement mortar, clay channels, concrete benching, reinforced concrete slab, step irons, cast iron cover and frame, partial backfill and disposal of surplus excavated material. | Location Adjustment Applicable (See Guidance Notes) - ERC = UK mean of 1.00 | (BEAMS Note 2) The ERC for this item should be added to all other rateable items on the hereditament (except land). Therefore the total of the ERC of the other Building Items and the P&M ERC (where applicable) to enable the correct contract size adjustment to be made. ERC of Building Component + ERC of P&M = Total ERC to which contract size adjustment should be applied. The appropriate % adjustment should be made in accordance with the scale for contract size adjustment specified under section 6 of the RCG 2023 Guidance notes. The currency ERC rates are set at £4m (Four Million Pounds) @ 1st April 2021 (AVD) for the RCG 2023 Publication. | - | Length x Width x Depth. Material of Construction | - | - | - | - | - | photo missing | photo missing | 10075 |  | Nr | - | Please Select | - | - | 419.0113 | Option 2 | 519.492 | 23.98% | 713.7265 | 539.409 | 28.73% | 3.834% | 539.409 | 28.73% | Price Book Data | P. Avo | VOA_GPN_GOV_UK\7243572 | 2021-08-10 | Low | Green | Low | RH 28/8/20 - copied to latest DCS | - | Updated indices following QA | NA | SPONS A&B | 1.531 | (BEAMS Note 2) The ERC for this item should be added to all other rateable items on the hereditament (except land). Therefore the total of the ERC of the other Building Items and the P&M ERC (where applicable) to enable the correct contract size adjustment to be made. ERC of Building Component + ERC of P&M = Total ERC to which contract size adjustment should be applied. The appropriate % adjustment should be made in accordance with the scale for contract size adjustment specified under section 6 of the RCG 2021 Guidance notes. The currency ERC rates are set at £4m (Four Million Pounds) @ 1st April 2019 (AVD) for the RCG 2021 Publication. | photo missing | photo missing | 2 | TRUE
1188 | 33Z07F | 6394 | 33Z07F | Drainage | Manhole | Brick | 750mm x 450mm | 1500mm Depth | Excavate pit, earthwork support, compact bottom, concrete base, one brick wall of engineering bricks in cement mortar, clay channels, concrete benching, reinforced concrete slab, step irons, cast iron cover and frame, partial backfill and disposal of surplus excavated material. | Location Adjustment Applicable (See Guidance Notes) - ERC = UK mean of 1.00 | (BEAMS Note 2) The ERC for this item should be added to all other rateable items on the hereditament (except land). Therefore the total of the ERC of the other Building Items and the P&M ERC (where applicable) to enable the correct contract size adjustment to be made. ERC of Building Component + ERC of P&M = Total ERC to which contract size adjustment should be applied. The appropriate % adjustment should be made in accordance with the scale for contract size adjustment specified under section 6 of the RCG 2023 Guidance notes. The currency ERC rates are set at £4m (Four Million Pounds) @ 1st April 2021 (AVD) for the RCG 2023 Publication. | - | Length x Width x Depth. Material of Construction | - | - | - | - | - | photo missing | photo missing | 10075 |  | Nr | - | Please Select | - | - | 532.7979 | Option 2 | 660.565 | 23.98% | 1186.4428 | 896.6711 | 68.29% | 35.74% | 896.6711 | 68.29% | Price Book Data | P. Avo | VOA_GPN_GOV_UK\7243572 | 2021-08-10 | Low | Green | Low | RH 28/8/20 - copied to latest DCS | - | Updated indices following QA | NA | SPONS A&B | 1.531 | (BEAMS Note 2) The ERC for this item should be added to all other rateable items on the hereditament (except land). Therefore the total of the ERC of the other Building Items and the P&M ERC (where applicable) to enable the correct contract size adjustment to be made. ERC of Building Component + ERC of P&M = Total ERC to which contract size adjustment should be applied. The appropriate % adjustment should be made in accordance with the scale for contract size adjustment specified under section 6 of the RCG 2021 Guidance notes. The currency ERC rates are set at £4m (Four Million Pounds) @ 1st April 2019 (AVD) for the RCG 2021 Publication. | photo missing | photo missing | 2 | TRUE
1189 | 33Z07G | 6395 | 33Z07G | Drainage | Manhole | Brick | 750mm x 450mm | 2000mm Depth | Excavate pit, earthwork support, compact bottom, concrete base, one brick wall of engineering bricks in cement mortar, clay channels, concrete benching, reinforced concrete slab, step irons, cast iron cover and frame, partial backfill and disposal of surplus excavated material. | Location Adjustment Applicable (See Guidance Notes) - ERC = UK mean of 1.00 | (BEAMS Note 2) The ERC for this item should be added to all other rateable items on the hereditament (except land). Therefore the total of the ERC of the other Building Items and the P&M ERC (where applicable) to enable the correct contract size adjustment to be made. ERC of Building Component + ERC of P&M = Total ERC to which contract size adjustment should be applied. The appropriate % adjustment should be made in accordance with the scale for contract size adjustment specified under section 6 of the RCG 2023 Guidance notes. The currency ERC rates are set at £4m (Four Million Pounds) @ 1st April 2021 (AVD) for the RCG 2023 Publication. | - | Length x Width x Depth. Material of Construction | - | - | - | - | - | photo missing | photo missing | 10075 |  | Nr | - | Please Select | - | - | 582.7717 | Option 2 | 722.5228 | 23.98% | 1488.5856 | 1125.0199 | 93.05% | 55.71% | 1125.0199 | 93.05% | Price Book Data | P. Avo | VOA_GPN_GOV_UK\7243572 | 2021-08-10 | Low | Green | Low | RH 28/8/20 - copied to latest DCS | - | File corrupted. Repaired but potential issues. Updated indices following QA. | NA | SPONS A&B | 1.531 | (BEAMS Note 2) The ERC for this item should be added to all other rateable items on the hereditament (except land). Therefore the total of the ERC of the other Building Items and the P&M ERC (where applicable) to enable the correct contract size adjustment to be made. ERC of Building Component + ERC of P&M = Total ERC to which contract size adjustment should be applied. The appropriate % adjustment should be made in accordance with the scale for contract size adjustment specified under section 6 of the RCG 2021 Guidance notes. The currency ERC rates are set at £4m (Four Million Pounds) @ 1st April 2019 (AVD) for the RCG 2021 Publication. | photo missing | photo missing | 2 | TRUE
1190 | 33Z07K | 6396 | 33Z07K | Drainage | Manhole | Brick | 1200mm x 750mm | 1000mm Depth | Excavate pit, earthwork support, compact bottom, concrete base, one brick wall of engineering bricks in cement mortar, clay channels, concrete benching, reinforced concrete slab, step irons, cast iron cover and frame, partial backfill and disposal of surplus excavated material. | Location Adjustment Applicable (See Guidance Notes) - ERC = UK mean of 1.00 | (BEAMS Note 2) The ERC for this item should be added to all other rateable items on the hereditament (except land). Therefore the total of the ERC of the other Building Items and the P&M ERC (where applicable) to enable the correct contract size adjustment to be made. ERC of Building Component + ERC of P&M = Total ERC to which contract size adjustment should be applied. The appropriate % adjustment should be made in accordance with the scale for contract size adjustment specified under section 6 of the RCG 2023 Guidance notes. The currency ERC rates are set at £4m (Four Million Pounds) @ 1st April 2021 (AVD) for the RCG 2023 Publication. | - | Length x Width x Depth. Material of Construction | - | - | - | - | - | photo missing | photo missing | 10075 |  | Nr | - | Please Select | - | - | 515.1149 | Option 2 | 638.6415 | 23.98% | 1316.2542 | 994.7779 | 93.12% | 55.76% | 994.7779 | 93.12% | Price Book Data | P. Avo | VOA_GPN_GOV_UK\7243572 | 2021-08-10 | Low | Green | Low | RH 28/8/20 - copied to latest DCS | - | Updated indices following QA | NA | SPONS A&B | 1.531 | (BEAMS Note 2) The ERC for this item should be added to all other rateable items on the hereditament (except land). Therefore the total of the ERC of the other Building Items and the P&M ERC (where applicable) to enable the correct contract size adjustment to be made. ERC of Building Component + ERC of P&M = Total ERC to which contract size adjustment should be applied. The appropriate % adjustment should be made in accordance with the scale for contract size adjustment specified under section 6 of the RCG 2021 Guidance notes. The currency ERC rates are set at £4m (Four Million Pounds) @ 1st April 2019 (AVD) for the RCG 2021 Publication. | photo missing | photo missing | 2 | TRUE
1191 | 33Z07P | 6397 | 33Z07P | Drainage | Manhole | Brick | 1200mm x 750mm | 1500mm Depth | Excavate pit, earthwork support, compact bottom, concrete base, one brick wall of engineering bricks in cement mortar, clay channels, concrete benching, reinforced concrete slab, step irons, cast iron cover and frame, partial backfill and disposal of surplus excavated material. | Location Adjustment Applicable (See Guidance Notes) - ERC = UK mean of 1.00 | (BEAMS Note 2) The ERC for this item should be added to all other rateable items on the hereditament (except land). Therefore the total of the ERC of the other Building Items and the P&M ERC (where applicable) to enable the correct contract size adjustment to be made. ERC of Building Component + ERC of P&M = Total ERC to which contract size adjustment should be applied. The appropriate % adjustment should be made in accordance with the scale for contract size adjustment specified under section 6 of the RCG 2023 Guidance notes. The currency ERC rates are set at £4m (Four Million Pounds) @ 1st April 2021 (AVD) for the RCG 2023 Publication. | - | Length x Width x Depth. Material of Construction | - | - | - | - | - | photo missing | photo missing | 10075 |  | Nr | - | Please Select | - | - | 622.7508 | Option 2 | 772.089 | 23.98% | 1796.6159 | 1357.8182 | 118% | 75.86% | 1357.8182 | 118% | Price Book Data | P. Avo | VOA_GPN_GOV_UK\7243572 | 2021-08-10 | Low | Green | Low | RH 28/8/20 - copied to latest DCS | - | Updated indices following QA | NA | SPONS A&B | 1.531 | (BEAMS Note 2) The ERC for this item should be added to all other rateable items on the hereditament (except land). Therefore the total of the ERC of the other Building Items and the P&M ERC (where applicable) to enable the correct contract size adjustment to be made. ERC of Building Component + ERC of P&M = Total ERC to which contract size adjustment should be applied. The appropriate % adjustment should be made in accordance with the scale for contract size adjustment specified under section 6 of the RCG 2021 Guidance notes. The currency ERC rates are set at £4m (Four Million Pounds) @ 1st April 2019 (AVD) for the RCG 2021 Publication. | photo missing | photo missing | 2 | TRUE
1192 | 33Z07R | 6398 | 33Z07R | Drainage | Manhole | Brick | 900mm x 900mm | 2000mm Depth | Excavate pit, earthwork support, compact bottom, concrete base, one brick wall of engineering bricks in cement mortar, clay channels, concrete benching, reinforced concrete slab, step irons, cast iron cover and frame, partial backfill and disposal of surplus excavated material. | Location Adjustment Applicable (See Guidance Notes) - ERC = UK mean of 1.00 | (BEAMS Note 2) The ERC for this item should be added to all other rateable items on the hereditament (except land). Therefore the total of the ERC of the other Building Items and the P&M ERC (where applicable) to enable the correct contract size adjustment to be made. ERC of Building Component + ERC of P&M = Total ERC to which contract size adjustment should be applied. The appropriate % adjustment should be made in accordance with the scale for contract size adjustment specified under section 6 of the RCG 2023 Guidance notes. The currency ERC rates are set at £4m (Four Million Pounds) @ 1st April 2021 (AVD) for the RCG 2023 Publication. | - | Length x Width x Depth. Material of Construction | - | - | - | - | - | photo missing | photo missing | 10075 |  | Nr | - | Please Select | - | - | 733.462 | Option 2 | 909.3493 | 23.98% | 1872.3151 | 1415.0289 | 92.92% | 55.61% | 1415.0289 | 92.92% | Price Book Data | P. Avo | VOA_GPN_GOV_UK\7243572 | 2021-08-10 | Low | Green | Low | RH 28/8/20 - copied to latest DCS | - | Updated indices following QA | NA | SPONS A&B | 1.531 | (BEAMS Note 2) The ERC for this item should be added to all other rateable items on the hereditament (except land). Therefore the total of the ERC of the other Building Items and the P&M ERC (where applicable) to enable the correct contract size adjustment to be made. ERC of Building Component + ERC of P&M = Total ERC to which contract size adjustment should be applied. The appropriate % adjustment should be made in accordance with the scale for contract size adjustment specified under section 6 of the RCG 2021 Guidance notes. The currency ERC rates are set at £4m (Four Million Pounds) @ 1st April 2019 (AVD) for the RCG 2021 Publication. | photo missing | photo missing | 2 | TRUE
1193 | 33Z07S | 6402 | 33Z07S | Drainage | Manhole | Brick | 1200mm x 1800mm | 1000mm Depth | Excavate pit, earthwork support, compact bottom, concrete base, one brick wall of engineering bricks in cement mortar, clay channels, concrete benching, reinforced concrete slab, step irons, cast iron cover and frame, partial backfill and disposal of surplus excavated material. | Location Adjustment Applicable (See Guidance Notes) - ERC = UK mean of 1.00 | (BEAMS Note 2) The ERC for this item should be added to all other rateable items on the hereditament (except land). Therefore the total of the ERC of the other Building Items and the P&M ERC (where applicable) to enable the correct contract size adjustment to be made. ERC of Building Component + ERC of P&M = Total ERC to which contract size adjustment should be applied. The appropriate % adjustment should be made in accordance with the scale for contract size adjustment specified under section 6 of the RCG 2023 Guidance notes. The currency ERC rates are set at £4m (Four Million Pounds) @ 1st April 2021 (AVD) for the RCG 2023 Publication. | - | Length x Width x Depth. Material of Construction | - | - | - | - | - | photo missing | photo missing | 10075 |  | Nr | - | Please Select | - | - | 847.2486 | Option 2 | 1050.4223 | 23.98% | 1707.2455 | 1290.2752 | 52.29% | 22.83% | 1290.2752 | 52.29% | Price Book Data | P. Avo | VOA_GPN_GOV_UK\7243572 | 2021-08-10 | Low | Green | Low | RH 28/8/20 - copied to latest DCS | - | Updated indices following QA | NA | SPONS A&B | 1.531 | (BEAMS Note 2) The ERC for this item should be added to all other rateable items on the hereditament (except land). Therefore the total of the ERC of the other Building Items and the P&M ERC (where applicable) to enable the correct contract size adjustment to be made. ERC of Building Component + ERC of P&M = Total ERC to which contract size adjustment should be applied. The appropriate % adjustment should be made in accordance with the scale for contract size adjustment specified under section 6 of the RCG 2021 Guidance notes. The currency ERC rates are set at £4m (Four Million Pounds) @ 1st April 2019 (AVD) for the RCG 2021 Publication. | photo missing | photo missing | 2 | TRUE
1194 | 33Z08A | 6403 | 33Z08A | Drainage | Manhole | Brick | 1200mm x 750mm | 2500mm Depth | Excavate pit, earthwork support, compact bottom, concrete base, one brick wall of engineering bricks in cement mortar, clay channels, concrete benching, reinforced concrete slab, step irons, cast iron cover and frame, partial backfill and disposal of surplus excavated material. | Location Adjustment Applicable (See Guidance Notes) - ERC = UK mean of 1.00 | (BEAMS Note 2) The ERC for this item should be added to all other rateable items on the hereditament (except land). Therefore the total of the ERC of the other Building Items and the P&M ERC (where applicable) to enable the correct contract size adjustment to be made. ERC of Building Component + ERC of P&M = Total ERC to which contract size adjustment should be applied. The appropriate % adjustment should be made in accordance with the scale for contract size adjustment specified under section 6 of the RCG 2023 Guidance notes. The currency ERC rates are set at £4m (Four Million Pounds) @ 1st April 2021 (AVD) for the RCG 2023 Publication. | - | Length x Width x Depth. Material of Construction | - | - | - | - | - | photo missing | photo missing | 10075 |  | Nr | - | Please Select | - | - | 1027.9232 | Option 2 | 1274.4234 | 23.98% | 2722.4968 | 2057.5659 | 100.2% | 61.45% | 2057.5659 | 100.2% | Price Book Data | P. Avo | VOA_GPN_GOV_UK\7243572 | 2021-08-10 | Low | Green | Low | RH 28/8/20 - copied to latest DCS | - | Updated indices following QA. File corrupted. I've repaired but there may be other issues. | NA | SPONS A&B | 1.531 | (BEAMS Note 2) The ERC for this item should be added to all other rateable items on the hereditament (except land). Therefore the total of the ERC of the other Building Items and the P&M ERC (where applicable) to enable the correct contract size adjustment to be made. ERC of Building Component + ERC of P&M = Total ERC to which contract size adjustment should be applied. The appropriate % adjustment should be made in accordance with the scale for contract size adjustment specified under section 6 of the RCG 2021 Guidance notes. The currency ERC rates are set at £4m (Four Million Pounds) @ 1st April 2019 (AVD) for the RCG 2021 Publication. | photo missing | photo missing | 2 | TRUE
1195 | 33Z08F | 6404 | 33Z08F | Drainage | Manhole | Brick | 1200mm x 840mm | 3000mm Depth | Excavate pit, earthwork support, compact bottom, concrete base, one brick wall of engineering bricks in cement mortar, clay channels, concrete benching, reinforced concrete slab, step irons, cast iron cover and frame, partial backfill and disposal of surplus excavated material. | Location Adjustment Applicable (See Guidance Notes) - ERC = UK mean of 1.00 | (BEAMS Note 2) The ERC for this item should be added to all other rateable items on the hereditament (except land). Therefore the total of the ERC of the other Building Items and the P&M ERC (where applicable) to enable the correct contract size adjustment to be made. ERC of Building Component + ERC of P&M = Total ERC to which contract size adjustment should be applied. The appropriate % adjustment should be made in accordance with the scale for contract size adjustment specified under section 6 of the RCG 2023 Guidance notes. The currency ERC rates are set at £4m (Four Million Pounds) @ 1st April 2021 (AVD) for the RCG 2023 Publication. | - | Length x Width x Depth. Material of Construction | - | - | - | - | - | photo missing | photo missing | 10075 |  | Nr | - | Please Select | - | - | 1173.2317 | Option 2 | 1454.5775 | 23.98% | 3273.5497 | 2474.032 | 110.9% | 70.09% | 2474.032 | 110.9% | Price Book Data | P. Avo | VOA_GPN_GOV_UK\7243572 | 2021-08-10 | Low | Green | Low | RH 28/8/20 - copied to latest DCS | - | Updated indices following QA. File corrupted. I've repaired but there may be other issues. | NA | SPONS A&B | 1.531 | (BEAMS Note 2) The ERC for this item should be added to all other rateable items on the hereditament (except land). Therefore the total of the ERC of the other Building Items and the P&M ERC (where applicable) to enable the correct contract size adjustment to be made. ERC of Building Component + ERC of P&M = Total ERC to which contract size adjustment should be applied. The appropriate % adjustment should be made in accordance with the scale for contract size adjustment specified under section 6 of the RCG 2021 Guidance notes. The currency ERC rates are set at £4m (Four Million Pounds) @ 1st April 2019 (AVD) for the RCG 2021 Publication. | photo missing | photo missing | 2 | TRUE
1196 | 33Z08K | 6405 | 33Z08K | Drainage | Manhole | Brick | 1200mm x 840mm | 4000mm Depth | Excavate pit, earthwork support, compact bottom, concrete base, one brick wall of engineering bricks in cement mortar, clay channels, concrete benching, reinforced concrete slab, step irons, cast iron cover and frame, partial backfill and disposal of surplus excavated material. | Location Adjustment Applicable (See Guidance Notes) - ERC = UK mean of 1.00 | (BEAMS Note 2) The ERC for this item should be added to all other rateable items on the hereditament (except land). Therefore the total of the ERC of the other Building Items and the P&M ERC (where applicable) to enable the correct contract size adjustment to be made. ERC of Building Component + ERC of P&M = Total ERC to which contract size adjustment should be applied. The appropriate % adjustment should be made in accordance with the scale for contract size adjustment specified under section 6 of the RCG 2023 Guidance notes. The currency ERC rates are set at £4m (Four Million Pounds) @ 1st April 2021 (AVD) for the RCG 2023 Publication. | - | Length x Width x Depth. Material of Construction | - | - | - | - | - | photo missing | photo missing | 10075 |  | Nr | - | Please Select | - | - | 981.0247 | Option 2 | 1216.2785 | 23.98% | 4215.478 | 3185.9078 | 224.8% | 161.9% | 3185.9078 | 224.8% | Price Book Data | P. Avo | VOA_GPN_GOV_UK\7243572 | 2021-08-10 | Low | Green | Low | RH 28/8/20 - copied to latest DCS | - | Updated indices following QA. File corrupted. I've repaired but there may be other issues. | NA | SPONS A&B | 1.531 | (BEAMS Note 2) The ERC for this item should be added to all other rateable items on the hereditament (except land). Therefore the total of the ERC of the other Building Items and the P&M ERC (where applicable) to enable the correct contract size adjustment to be made. ERC of Building Component + ERC of P&M = Total ERC to which contract size adjustment should be applied. The appropriate % adjustment should be made in accordance with the scale for contract size adjustment specified under section 6 of the RCG 2021 Guidance notes. The currency ERC rates are set at £4m (Four Million Pounds) @ 1st April 2019 (AVD) for the RCG 2021 Publication. | photo missing | photo missing | 2 | TRUE
1197 | 33Z08P | 6406 | 33Z08P | Drainage | Manhole | Brick | 900mm x 900mm | 4000mm Depth | Excavate pit, earthwork support, compact bottom, concrete base, one brick wall of engineering bricks in cement mortar, clay channels, concrete benching, reinforced concrete slab, step irons, cast iron cover and frame, partial backfill and disposal of surplus excavated material. | Location Adjustment Applicable (See Guidance Notes) - ERC = UK mean of 1.00 | (BEAMS Note 2) The ERC for this item should be added to all other rateable items on the hereditament (except land). Therefore the total of the ERC of the other Building Items and the P&M ERC (where applicable) to enable the correct contract size adjustment to be made. ERC of Building Component + ERC of P&M = Total ERC to which contract size adjustment should be applied. The appropriate % adjustment should be made in accordance with the scale for contract size adjustment specified under section 6 of the RCG 2023 Guidance notes. The currency ERC rates are set at £4m (Four Million Pounds) @ 1st April 2021 (AVD) for the RCG 2023 Publication. | - | Length x Width x Depth. Material of Construction | - | - | - | - | - | photo missing | photo missing | 10075 |  | Nr | - | Please Select | - | - | 1298.5507 | Option 2 | 1609.9485 | 23.98% | 3389.7744 | 2561.8705 | 97.29% | 59.13% | 2561.8705 | 97.29% | Price Book Data | P. Avo | VOA_GPN_GOV_UK\7243572 | 2021-08-10 | Low | Green | Low | RH 28/8/20 - copied to latest DCS | - | Updated indices following QA. File corrupted. I've repaired but there may be other issues. | NA | SPONS A&B | 1.531 | (BEAMS Note 2) The ERC for this item should be added to all other rateable items on the hereditament (except land). Therefore the total of the ERC of the other Building Items and the P&M ERC (where applicable) to enable the correct contract size adjustment to be made. ERC of Building Component + ERC of P&M = Total ERC to which contract size adjustment should be applied. The appropriate % adjustment should be made in accordance with the scale for contract size adjustment specified under section 6 of the RCG 2021 Guidance notes. The currency ERC rates are set at £4m (Four Million Pounds) @ 1st April 2019 (AVD) for the RCG 2021 Publication. | photo missing | photo missing | 2 | TRUE
1198 | 33Z08U | 6407 | 33Z08U | Drainage | Manhole | Brick | 1200mm x 1800mm | 3000mm Depth | Excavate pit, earthwork support, compact bottom, concrete base, one brick wall of engineering bricks in cement mortar, clay channels, concrete benching, reinforced concrete slab, step irons, cast iron cover and frame, partial backfill and disposal of surplus excavated material. | Location Adjustment Applicable (See Guidance Notes) - ERC = UK mean of 1.00 | (BEAMS Note 2) The ERC for this item should be added to all other rateable items on the hereditament (except land). Therefore the total of the ERC of the other Building Items and the P&M ERC (where applicable) to enable the correct contract size adjustment to be made. ERC of Building Component + ERC of P&M = Total ERC to which contract size adjustment should be applied. The appropriate % adjustment should be made in accordance with the scale for contract size adjustment specified under section 6 of the RCG 2023 Guidance notes. The currency ERC rates are set at £4m (Four Million Pounds) @ 1st April 2021 (AVD) for the RCG 2023 Publication. | - | Length x Width x Depth. Material of Construction | - | - | - | - | - | photo missing | photo missing | 10075 |  | Nr | - | Please Select | - | - | 1443.8592 | Option 2 | 1790.1026 | 23.98% | 3824.9675 | 2890.7739 | 100.2% | 61.49% | 2890.7739 | 100.2% | Price Book Data | P. Avo | VOA_GPN_GOV_UK\7243572 | 2021-08-10 | Low | Green | Low | RH 28/8/20 - copied to latest DCS | - | Updated indices following QA. File corrupted. I've repaired but there may be other issues. | NA | SPONS A&B | 1.531 | (BEAMS Note 2) The ERC for this item should be added to all other rateable items on the hereditament (except land). Therefore the total of the ERC of the other Building Items and the P&M ERC (where applicable) to enable the correct contract size adjustment to be made. ERC of Building Component + ERC of P&M = Total ERC to which contract size adjustment should be applied. The appropriate % adjustment should be made in accordance with the scale for contract size adjustment specified under section 6 of the RCG 2021 Guidance notes. The currency ERC rates are set at £4m (Four Million Pounds) @ 1st April 2019 (AVD) for the RCG 2021 Publication. | photo missing | photo missing | 2 | TRUE
1199 | 33Z08Z | 6408 | 33Z08Z | Drainage | Manhole | Brick | 1200mm x 1800mm | 4000mm Depth | Excavate pit, earthwork support, compact bottom, concrete base, one brick wall of engineering bricks in cement mortar, clay channels, concrete benching, reinforced concrete slab, step irons, cast iron cover and frame, partial backfill and disposal of surplus excavated material. | Location Adjustment Applicable (See Guidance Notes) - ERC = UK mean of 1.00 | (BEAMS Note 2) The ERC for this item should be added to all other rateable items on the hereditament (except land). Therefore the total of the ERC of the other Building Items and the P&M ERC (where applicable) to enable the correct contract size adjustment to be made. ERC of Building Component + ERC of P&M = Total ERC to which contract size adjustment should be applied. The appropriate % adjustment should be made in accordance with the scale for contract size adjustment specified under section 6 of the RCG 2023 Guidance notes. The currency ERC rates are set at £4m (Four Million Pounds) @ 1st April 2021 (AVD) for the RCG 2023 Publication. | - | Length x Width x Depth. Material of Construction | - | - | - | - | - | photo missing | photo missing | 10075 |  | Nr | - | Please Select | - | - | 1882.0913 | Option 2 | 2333.4245 | 23.98% | 4860.0402 | 3673.0449 | 95.16% | 57.41% | 3673.0449 | 95.16% | Price Book Data | P. Avo | VOA_GPN_GOV_UK\7243572 | 2021-08-10 | Low | Green | Low | RH 28/8/20 - copied to latest DCS | - | Updated indices following QA. File corrupted. I've repaired but there may be other issues. | NA | SPONS A&B | 1.531 | (BEAMS Note 2) The ERC for this item should be added to all other rateable items on the hereditament (except land). Therefore the total of the ERC of the other Building Items and the P&M ERC (where applicable) to enable the correct contract size adjustment to be made. ERC of Building Component + ERC of P&M = Total ERC to which contract size adjustment should be applied. The appropriate % adjustment should be made in accordance with the scale for contract size adjustment specified under section 6 of the RCG 2021 Guidance notes. The currency ERC rates are set at £4m (Four Million Pounds) @ 1st April 2019 (AVD) for the RCG 2021 Publication. | photo missing | photo missing | 2 | TRUE
1201 | 33Z09B | 6410 | 33Z09B | Drainage | Manhole | Pre Cast Concrete | 1500mm Diameter Ring | 1000mm Depth | Excavate pit, earthwork support, compact bottom, concrete base chamber, manhole rings as required including jointing, step irons built in, reducing cover, cast iron cover and frame, partial backfill and disposal of surplus excavated material. | Location Adjustment Applicable (See Guidance Notes) - ERC = UK mean of 1.00 | (BEAMS Note 2) The ERC for this item should be added to all other rateable items on the hereditament (except land). Therefore the total of the ERC of the other Building Items and the P&M ERC (where applicable) to enable the correct contract size adjustment to be made. ERC of Building Component + ERC of P&M = Total ERC to which contract size adjustment should be applied. The appropriate % adjustment should be made in accordance with the scale for contract size adjustment specified under section 6 of the RCG 2023 Guidance notes. The currency ERC rates are set at £4m (Four Million Pounds) @ 1st April 2021 (AVD) for the RCG 2023 Publication. | - | Diameter x Depth. Material of Construction | - | - | - | - | - | photo missing | photo missing | 10075 |  | Nr | - | Please Select | - | - | 884.9212 | Option 2 | 1097.1289 | 23.98% | 1051.5942 | 794.7574 | -10.19% | -27.56% | 794.7574 | -10.19% | Price Book Data | P. Avo | VOA_GPN_GOV_UK\7243572 | 2021-08-10 | Low | Green | Low | RH 08/9/20 - copied to latest DCS | - | Updated indices following QA | NA | SPONS A&B | 1.531 | (BEAMS Note 2) The ERC for this item should be added to all other rateable items on the hereditament (except land). Therefore the total of the ERC of the other Building Items and the P&M ERC (where applicable) to enable the correct contract size adjustment to be made. ERC of Building Component + ERC of P&M = Total ERC to which contract size adjustment should be applied. The appropriate % adjustment should be made in accordance with the scale for contract size adjustment specified under section 6 of the RCG 2021 Guidance notes. The currency ERC rates are set at £4m (Four Million Pounds) @ 1st April 2019 (AVD) for the RCG 2021 Publication. | photo missing | photo missing | 2 | TRUE
1202 | 33Z09D | 6411 | 33Z09D | Drainage | Manhole | Pre Cast Concrete | 1800mm Diameter Ring | 1000mm Depth | Excavate pit, earthwork support, compact bottom, concrete base chamber, manhole rings as required including jointing, step irons built in, reducing cover, cast iron cover and frame, partial backfill and disposal of surplus excavated material. | Location Adjustment Applicable (See Guidance Notes) - ERC = UK mean of 1.00 | (BEAMS Note 2) The ERC for this item should be added to all other rateable items on the hereditament (except land). Therefore the total of the ERC of the other Building Items and the P&M ERC (where applicable) to enable the correct contract size adjustment to be made. ERC of Building Component + ERC of P&M = Total ERC to which contract size adjustment should be applied. The appropriate % adjustment should be made in accordance with the scale for contract size adjustment specified under section 6 of the RCG 2023 Guidance notes. The currency ERC rates are set at £4m (Four Million Pounds) @ 1st April 2021 (AVD) for the RCG 2023 Publication. | - | Diameter x Depth. Material of Construction | - | - | - | - | - | photo missing | photo missing | 10075 |  | Nr | - | Please Select | - | - | 1137.8656 | Option 2 | 1410.7305 | 23.98% | 1322.5532 | 999.5385 | -12.16% | -29.15% | 999.5385 | -12.16% | Price Book Data | P. Avo | VOA_GPN_GOV_UK\7243572 | 2021-08-10 | Low | Green | Low | RH 08/9/20 - copied to latest DCS | - | Updated indices following QA | NA | SPONS A&B | 1.531 | (BEAMS Note 2) The ERC for this item should be added to all other rateable items on the hereditament (except land). Therefore the total of the ERC of the other Building Items and the P&M ERC (where applicable) to enable the correct contract size adjustment to be made. ERC of Building Component + ERC of P&M = Total ERC to which contract size adjustment should be applied. The appropriate % adjustment should be made in accordance with the scale for contract size adjustment specified under section 6 of the RCG 2021 Guidance notes. The currency ERC rates are set at £4m (Four Million Pounds) @ 1st April 2019 (AVD) for the RCG 2021 Publication. | photo missing | photo missing | 2 | TRUE
1203 | 33Z09F | 6412 | 33Z09F | Drainage | Manhole | Pre Cast Concrete | 1350mm Diameter Ring | 1500mm Depth | Excavate pit, earthwork support, compact bottom, concrete base chamber, manhole rings as required including jointing, step irons built in, reducing cover, cast iron cover and frame, partial backfill and disposal of surplus excavated material. | Location Adjustment Applicable (See Guidance Notes) - ERC = UK mean of 1.00 | (BEAMS Note 2) The ERC for this item should be added to all other rateable items on the hereditament (except land). Therefore the total of the ERC of the other Building Items and the P&M ERC (where applicable) to enable the correct contract size adjustment to be made. ERC of Building Component + ERC of P&M = Total ERC to which contract size adjustment should be applied. The appropriate % adjustment should be made in accordance with the scale for contract size adjustment specified under section 6 of the RCG 2023 Guidance notes. The currency ERC rates are set at £4m (Four Million Pounds) @ 1st April 2021 (AVD) for the RCG 2023 Publication. | - | Diameter x Depth. Material of Construction | - | - | - | - | - | photo missing | photo missing | 10075 |  | Nr | - | Please Select | - | - | 787.28 | Option 2 | 976.073 | 23.98% | 1197.764 | 905.2273 | 14.98% | -7.258% | 905.2273 | 14.98% | Price Book Data | P. Avo | VOA_GPN_GOV_UK\7243572 | 2021-08-10 | Low | Green | Low | RH 08/9/20 - copied to latest DCS | - | Updated indices following QA | NA | SPONS A&B | 1.531 | (BEAMS Note 2) The ERC for this item should be added to all other rateable items on the hereditament (except land). Therefore the total of the ERC of the other Building Items and the P&M ERC (where applicable) to enable the correct contract size adjustment to be made. ERC of Building Component + ERC of P&M = Total ERC to which contract size adjustment should be applied. The appropriate % adjustment should be made in accordance with the scale for contract size adjustment specified under section 6 of the RCG 2021 Guidance notes. The currency ERC rates are set at £4m (Four Million Pounds) @ 1st April 2019 (AVD) for the RCG 2021 Publication. | photo missing | photo missing | 2 | TRUE
1204 | 33Z09H | 6413 | 33Z09H | Drainage | Manhole | Pre Cast Concrete | 1800mm Diameter Ring | 1500mm Depth | Excavate pit, earthwork support, compact bottom, concrete base chamber, manhole rings as required including jointing, step irons built in, reducing cover, cast iron cover and frame, partial backfill and disposal of surplus excavated material. | Location Adjustment Applicable (See Guidance Notes) - ERC = UK mean of 1.00 | (BEAMS Note 2) The ERC for this item should be added to all other rateable items on the hereditament (except land). Therefore the total of the ERC of the other Building Items and the P&M ERC (where applicable) to enable the correct contract size adjustment to be made. ERC of Building Component + ERC of P&M = Total ERC to which contract size adjustment should be applied. The appropriate % adjustment should be made in accordance with the scale for contract size adjustment specified under section 6 of the RCG 2023 Guidance notes. The currency ERC rates are set at £4m (Four Million Pounds) @ 1st April 2021 (AVD) for the RCG 2023 Publication. | - | Diameter x Depth. Material of Construction | - | - | - | - | - | photo missing | photo missing | 10075 |  | Nr | - | Please Select | - | - | 1177.8447 | Option 2 | 1460.2967 | 23.98% | 1707.2473 | 1290.2766 | 9.546% | -11.64% | 1290.2766 | 9.546% | Price Book Data | P. Avo | VOA_GPN_GOV_UK\7243572 | 2021-08-10 | Low | Green | Low | RH 08/9/20 - copied to latest DCS | - | Updated indices following QA | NA | SPONS A&B | 1.531 | (BEAMS Note 2) The ERC for this item should be added to all other rateable items on the hereditament (except land). Therefore the total of the ERC of the other Building Items and the P&M ERC (where applicable) to enable the correct contract size adjustment to be made. ERC of Building Component + ERC of P&M = Total ERC to which contract size adjustment should be applied. The appropriate % adjustment should be made in accordance with the scale for contract size adjustment specified under section 6 of the RCG 2021 Guidance notes. The currency ERC rates are set at £4m (Four Million Pounds) @ 1st April 2019 (AVD) for the RCG 2021 Publication. | photo missing | photo missing | 2 | TRUE
1205 | 33Z09K | 6414 | 33Z09K | Drainage | Manhole | Pre Cast Concrete | 1350mm Diameter Ring | 2000mm Depth | Excavate pit, earthwork support, compact bottom, concrete base chamber, manhole rings as required including jointing, step irons built in, reducing cover, cast iron cover and frame, partial backfill and disposal of surplus excavated material. | Location Adjustment Applicable (See Guidance Notes) - ERC = UK mean of 1.00 | (BEAMS Note 2) The ERC for this item should be added to all other rateable items on the hereditament (except land). Therefore the total of the ERC of the other Building Items and the P&M ERC (where applicable) to enable the correct contract size adjustment to be made. ERC of Building Component + ERC of P&M = Total ERC to which contract size adjustment should be applied. The appropriate % adjustment should be made in accordance with the scale for contract size adjustment specified under section 6 of the RCG 2023 Guidance notes. The currency ERC rates are set at £4m (Four Million Pounds) @ 1st April 2021 (AVD) for the RCG 2023 Publication. | - | Diameter x Depth. Material of Construction | - | - | - | - | - | photo missing | photo missing | 10075 |  | Nr | - | Please Select | - | - | 991.0195 | Option 2 | 1228.67 | 23.98% | 1441.4872 | 1089.4245 | 9.93% | -11.33% | 1089.4245 | 9.93% | Price Book Data | P. Avo | VOA_GPN_GOV_UK\7243572 | 2021-08-10 | Low | Green | Low | RH 08/9/20 - copied to latest DCS | - | Updated indices following QA | NA | SPONS A&B | 1.531 | (BEAMS Note 2) The ERC for this item should be added to all other rateable items on the hereditament (except land). Therefore the total of the ERC of the other Building Items and the P&M ERC (where applicable) to enable the correct contract size adjustment to be made. ERC of Building Component + ERC of P&M = Total ERC to which contract size adjustment should be applied. The appropriate % adjustment should be made in accordance with the scale for contract size adjustment specified under section 6 of the RCG 2021 Guidance notes. The currency ERC rates are set at £4m (Four Million Pounds) @ 1st April 2019 (AVD) for the RCG 2021 Publication. | photo missing | photo missing | 2 | TRUE
1206 | 33Z09N | 6415 | 33Z09N | Drainage | Manhole | Pre Cast Concrete | 1800mm Diameter Ring | 2000mm Depth | Excavate pit, earthwork support, compact bottom, concrete base chamber, manhole rings as required including jointing, step irons built in, reducing cover, cast iron cover and frame, partial backfill and disposal of surplus excavated material. | Location Adjustment Applicable (See Guidance Notes) - ERC = UK mean of 1.00 | (BEAMS Note 2) The ERC for this item should be added to all other rateable items on the hereditament (except land). Therefore the total of the ERC of the other Building Items and the P&M ERC (where applicable) to enable the correct contract size adjustment to be made. ERC of Building Component + ERC of P&M = Total ERC to which contract size adjustment should be applied. The appropriate % adjustment should be made in accordance with the scale for contract size adjustment specified under section 6 of the RCG 2023 Guidance notes. The currency ERC rates are set at £4m (Four Million Pounds) @ 1st April 2021 (AVD) for the RCG 2023 Publication. | - | Diameter x Depth. Material of Construction | - | - | - | - | - | photo missing | photo missing | 10075 |  | Nr | - | Please Select | - | - | 1356.2128 | Option 2 | 1681.4382 | 23.98% | 2091.9414 | 1581.0147 | 16.58% | -5.972% | 1581.0147 | 16.58% | Price Book Data | P. Avo | VOA_GPN_GOV_UK\7243572 | 2021-08-10 | Low | Green | Low | RH 08/9/20 - copied to latest DCS | - | Updated indices following QA | NA | SPONS A&B | 1.531 | (BEAMS Note 2) The ERC for this item should be added to all other rateable items on the hereditament (except land). Therefore the total of the ERC of the other Building Items and the P&M ERC (where applicable) to enable the correct contract size adjustment to be made. ERC of Building Component + ERC of P&M = Total ERC to which contract size adjustment should be applied. The appropriate % adjustment should be made in accordance with the scale for contract size adjustment specified under section 6 of the RCG 2021 Guidance notes. The currency ERC rates are set at £4m (Four Million Pounds) @ 1st April 2019 (AVD) for the RCG 2021 Publication. | photo missing | photo missing | 2 | TRUE
1207 | 33Z09P | 6416 | 33Z09P | Drainage | Manhole | Pre Cast Concrete | 1350mm Diameter Ring | 3000mm Depth | Excavate pit, earthwork support, compact bottom, concrete base chamber, manhole rings as required including jointing, step irons built in, reducing cover, cast iron cover and frame, partial backfill and disposal of surplus excavated material. | Location Adjustment Applicable (See Guidance Notes) - ERC = UK mean of 1.00 | (BEAMS Note 2) The ERC for this item should be added to all other rateable items on the hereditament (except land). Therefore the total of the ERC of the other Building Items and the P&M ERC (where applicable) to enable the correct contract size adjustment to be made. ERC of Building Component + ERC of P&M = Total ERC to which contract size adjustment should be applied. The appropriate % adjustment should be made in accordance with the scale for contract size adjustment specified under section 6 of the RCG 2023 Guidance notes. The currency ERC rates are set at £4m (Four Million Pounds) @ 1st April 2021 (AVD) for the RCG 2023 Publication. | - | Diameter x Depth. Material of Construction | - | - | - | - | - | photo missing | photo missing | 10075 |  | Nr | - | Please Select | - | - | 1183.9953 | Option 2 | 1467.9223 | 23.98% | 1957.0239 | 1479.0488 | 24.92% | 0.758% | 1479.0488 | 24.92% | Price Book Data | P. Avo | VOA_GPN_GOV_UK\7243572 | 2021-08-10 | Low | Green | Low | RH 08/9/20 - copied to latest DCS | - | Updated indices following QA | NA | SPONS A&B | 1.531 | (BEAMS Note 2) The ERC for this item should be added to all other rateable items on the hereditament (except land). Therefore the total of the ERC of the other Building Items and the P&M ERC (where applicable) to enable the correct contract size adjustment to be made. ERC of Building Component + ERC of P&M = Total ERC to which contract size adjustment should be applied. The appropriate % adjustment should be made in accordance with the scale for contract size adjustment specified under section 6 of the RCG 2021 Guidance notes. The currency ERC rates are set at £4m (Four Million Pounds) @ 1st April 2019 (AVD) for the RCG 2021 Publication. | photo missing | photo missing | 2 | TRUE
1208 | 33Z09S | 6420 | 33Z09S | Drainage | Manhole | Pre Cast Concrete | 1800mm Diameter Ring | 3000mm Depth | Excavate pit, earthwork support, compact bottom, concrete base chamber, manhole rings as required including jointing, step irons built in, reducing cover, cast iron cover and frame, partial backfill and disposal of surplus excavated material. | Location Adjustment Applicable (See Guidance Notes) - ERC = UK mean of 1.00 | (BEAMS Note 2) The ERC for this item should be added to all other rateable items on the hereditament (except land). Therefore the total of the ERC of the other Building Items and the P&M ERC (where applicable) to enable the correct contract size adjustment to be made. ERC of Building Component + ERC of P&M = Total ERC to which contract size adjustment should be applied. The appropriate % adjustment should be made in accordance with the scale for contract size adjustment specified under section 6 of the RCG 2023 Guidance notes. The currency ERC rates are set at £4m (Four Million Pounds) @ 1st April 2021 (AVD) for the RCG 2023 Publication. | - | Diameter x Depth. Material of Construction | - | - | - | - | - | photo missing | photo missing | 10075 |  | Nr | - | Please Select | - | - | 1480.763 | Option 2 | 1835.856 | 23.98% | 2900.8666 | 2192.3714 | 48.06% | 19.42% | 2192.3714 | 48.06% | Price Book Data | P. Avo | VOA_GPN_GOV_UK\7243572 | 2021-08-10 | Low | Green | Low | RH 08/9/20 - copied to latest DCS | - | Updated indices following QA | NA | SPONS A&B | 1.531 | (BEAMS Note 2) The ERC for this item should be added to all other rateable items on the hereditament (except land). Therefore the total of the ERC of the other Building Items and the P&M ERC (where applicable) to enable the correct contract size adjustment to be made. ERC of Building Component + ERC of P&M = Total ERC to which contract size adjustment should be applied. The appropriate % adjustment should be made in accordance with the scale for contract size adjustment specified under section 6 of the RCG 2021 Guidance notes. The currency ERC rates are set at £4m (Four Million Pounds) @ 1st April 2019 (AVD) for the RCG 2021 Publication. | photo missing | photo missing | 2 | TRUE
1209 | 33Z09U | 6421 | 33Z09U | Drainage | Manhole | Pre Cast Concrete | 1350mm Diameter Ring | 4000mm Depth | Excavate pit, earthwork support, compact bottom, concrete base chamber, manhole rings as required including jointing, step irons built in, reducing cover, cast iron cover and frame, partial backfill and disposal of surplus excavated material. | Location Adjustment Applicable (See Guidance Notes) - ERC = UK mean of 1.00 | (BEAMS Note 2) The ERC for this item should be added to all other rateable items on the hereditament (except land). Therefore the total of the ERC of the other Building Items and the P&M ERC (where applicable) to enable the correct contract size adjustment to be made. ERC of Building Component + ERC of P&M = Total ERC to which contract size adjustment should be applied. The appropriate % adjustment should be made in accordance with the scale for contract size adjustment specified under section 6 of the RCG 2023 Guidance notes. The currency ERC rates are set at £4m (Four Million Pounds) @ 1st April 2021 (AVD) for the RCG 2023 Publication. | - | Diameter x Depth. Material of Construction | - | - | - | - | - | photo missing | photo missing | 10075 |  | Nr | - | Please Select | - | - | 1479.9942 | Option 2 | 1834.9028 | 23.98% | 2453.1134 | 1853.9756 | 25.27% | 1.039% | 1853.9756 | 25.27% | Price Book Data | P. Avo | VOA_GPN_GOV_UK\7243572 | 2021-08-10 | Low | Green | Low | RH 28/8/20 - copied to latest DCS | - | Updated indices following QA | NA | SPONS A&B | 1.531 | (BEAMS Note 2) The ERC for this item should be added to all other rateable items on the hereditament (except land). Therefore the total of the ERC of the other Building Items and the P&M ERC (where applicable) to enable the correct contract size adjustment to be made. ERC of Building Component + ERC of P&M = Total ERC to which contract size adjustment should be applied. The appropriate % adjustment should be made in accordance with the scale for contract size adjustment specified under section 6 of the RCG 2021 Guidance notes. The currency ERC rates are set at £4m (Four Million Pounds) @ 1st April 2019 (AVD) for the RCG 2021 Publication. | photo missing | photo missing | 2 | TRUE
1210 | 33Z09Y | 6422 | 33Z09Y | Drainage | Manhole | Pre Cast Concrete | 1800mm Diameter Ring | 4000mm Depth | Excavate pit, earthwork support, compact bottom, concrete base chamber, manhole rings as required including jointing, step irons built in, reducing cover, cast iron cover and frame, partial backfill and disposal of surplus excavated material. | Location Adjustment Applicable (See Guidance Notes) - ERC = UK mean of 1.00 | (BEAMS Note 2) The ERC for this item should be added to all other rateable items on the hereditament (except land). Therefore the total of the ERC of the other Building Items and the P&M ERC (where applicable) to enable the correct contract size adjustment to be made. ERC of Building Component + ERC of P&M = Total ERC to which contract size adjustment should be applied. The appropriate % adjustment should be made in accordance with the scale for contract size adjustment specified under section 6 of the RCG 2023 Guidance notes. The currency ERC rates are set at £4m (Four Million Pounds) @ 1st April 2021 (AVD) for the RCG 2023 Publication. | - | Diameter x Depth. Material of Construction | - | - | - | - | - | photo missing | photo missing | 10075 |  | Nr | - | Please Select | - | - | 1956.6676 | Option 2 | 2425.8845 | 23.98% | 3682.42 | 2783.0416 | 42.23% | 14.72% | 2783.0416 | 42.23% | Price Book Data | P. Avo | VOA_GPN_GOV_UK\7243572 | 2021-08-10 | Low | Green | Low | RH 08/9/20 - copied to latest DCS | - | Updated indices following QA | NA | SPONS A&B | 1.531 | (BEAMS Note 2) The ERC for this item should be added to all other rateable items on the hereditament (except land). Therefore the total of the ERC of the other Building Items and the P&M ERC (where applicable) to enable the correct contract size adjustment to be made. ERC of Building Component + ERC of P&M = Total ERC to which contract size adjustment should be applied. The appropriate % adjustment should be made in accordance with the scale for contract size adjustment specified under section 6 of the RCG 2021 Guidance notes. The currency ERC rates are set at £4m (Four Million Pounds) @ 1st April 2019 (AVD) for the RCG 2021 Publication. | photo missing | photo missing | 2 | TRUE
1211 | 33ZO9G | 6423 | 33ZO9G | Drainage | Manhole | Pre Cast Concrete | 1500mm Diameter Ring | 1500mm Depth | Excavate pit, earthwork support, compact bottom, concrete base chamber, manhole rings as required including jointing, step irons built in, reducing cover, cast iron cover and frame, partial backfill and disposal of surplus excavated material. | Location Adjustment Applicable (See Guidance Notes) - ERC = UK mean of 1.00 | (BEAMS Note 2) The ERC for this item should be added to all other rateable items on the hereditament (except land). Therefore the total of the ERC of the other Building Items and the P&M ERC (where applicable) to enable the correct contract size adjustment to be made. ERC of Building Component + ERC of P&M = Total ERC to which contract size adjustment should be applied. The appropriate % adjustment should be made in accordance with the scale for contract size adjustment specified under section 6 of the RCG 2023 Guidance notes. The currency ERC rates are set at £4m (Four Million Pounds) @ 1st April 2021 (AVD) for the RCG 2023 Publication. | - | Diameter x Depth. Material of Construction | - | - | - | - | - | photo missing | photo missing | 10075 |  | Nr | - | Please Select | - | - | 915.6743 | Option 2 | 1135.2568 | 23.98% | 1329.3178 | 1004.651 | 9.717% | -11.5% | 1004.651 | 9.717% | Price Book Data | P. Avo | VOA_GPN_GOV_UK\7243572 | 2021-08-10 | Low | Green | Low | RH 08/9/20 - copied to latest DCS. There is an obvious error with the code (O not a 0) but retained so as not to break links in NBS. | - | Updated indices following QA | NA | SPONS A&B | 1.531 | (BEAMS Note 2) The ERC for this item should be added to all other rateable items on the hereditament (except land). Therefore the total of the ERC of the other Building Items and the P&M ERC (where applicable) to enable the correct contract size adjustment to be made. ERC of Building Component + ERC of P&M = Total ERC to which contract size adjustment should be applied. The appropriate % adjustment should be made in accordance with the scale for contract size adjustment specified under section 6 of the RCG 2021 Guidance notes. The currency ERC rates are set at £4m (Four Million Pounds) @ 1st April 2019 (AVD) for the RCG 2021 Publication. | photo missing | photo missing | 2 | TRUE
| 33Z10A | TBC | 33Z10A | Drainage | Manhole | PVCu Inspection Chamber | 250mm Diameter Ring | 600mm Depth | Excavate pit, earthwork support, compact bottom, Shallow Inspection Chamber, 250mm Diameter, 4nr. 110mm Branch outlets, Single seal Cast iron cover & frame, partial backfill and disposal of surplus excavated material. | Location Adjustment Applicable (See Guidance Notes) - ERC = UK mean of 1.00 | (BEAMS Note 2) The ERC for this item should be added to all other rateable items on the hereditament (except land). Therefore the total of the ERC of the other Building Items and the P&M ERC (where applicable) to enable the correct contract size adjustment to be made. ERC of Building Component + ERC of P&M = Total ERC to which contract size adjustment should be applied. The appropriate % adjustment should be made in accordance with the scale for contract size adjustment specified under section 6 of the RCG 2023 Guidance notes. The currency ERC rates are set at £4m (Four Million Pounds) @ 1st April 2021 (AVD) for the RCG 2023 Publication. | - | Diameter x Depth. Material of Construction | - | - | - | - | - | photo missing | photo missing | - |  | Nr | - | Please Select | - | - | #N/A | Option 2 | ERROR | 0% | 262.7234 | 198.557 | 0% | 0% | 198.557 | 0% | Price Book Data | P. Avo | VOA_GPN_GOV_UK\7243572 | 2021-08-10 | Low | Green | Low | RH 08/9/20 - copied to latest DCS | - | Updated indices following QA | NA | SPONS A&B | 1.531 | (BEAMS Note 2) The ERC for this item should be added to all other rateable items on the hereditament (except land). Therefore the total of the ERC of the other Building Items and the P&M ERC (where applicable) to enable the correct contract size adjustment to be made. ERC of Building Component + ERC of P&M = Total ERC to which contract size adjustment should be applied. The appropriate % adjustment should be made in accordance with the scale for contract size adjustment specified under section 6 of the RCG 2021 Guidance notes. The currency ERC rates are set at £4m (Four Million Pounds) @ 1st April 2019 (AVD) for the RCG 2021 Publication. | photo missing | photo missing | 2 | TRUE
| 33Z10B | TBC | 33Z10B | Drainage | Manhole | PVCu Inspection Chamber | 450mm Diameter Ring | 500mm Depth | Excavate pit, earthwork support, compact bottom, Universal Inspection Chamber, 450mm Diameter, 4nr. 110mm Branch outlets, Single seal Cast iron cover & frame, partial backfill and disposal of surplus excavated material. | Location Adjustment Applicable (See Guidance Notes) - ERC = UK mean of 1.00 | (BEAMS Note 2) The ERC for this item should be added to all other rateable items on the hereditament (except land). Therefore the total of the ERC of the other Building Items and the P&M ERC (where applicable) to enable the correct contract size adjustment to be made. ERC of Building Component + ERC of P&M = Total ERC to which contract size adjustment should be applied. The appropriate % adjustment should be made in accordance with the scale for contract size adjustment specified under section 6 of the RCG 2023 Guidance notes. The currency ERC rates are set at £4m (Four Million Pounds) @ 1st April 2021 (AVD) for the RCG 2023 Publication. | - | Diameter x Depth. Material of Construction | - | - | - | - | - | photo missing | photo missing | - |  | Nr | - | Please Select | - | - | #N/A | Option 2 | ERROR | 0% | 428.6575 | 323.9641 | 0% | 0% | 323.9641 | 0% | Price Book Data | P. Avo | VOA_GPN_GOV_UK\7243572 | 2021-08-10 | Low | Green | Low | RH 05/03/21 - copied to latest DCS | - | Updated indices following QA | NA | SPONS A&B | 1.531 | (BEAMS Note 2) The ERC for this item should be added to all other rateable items on the hereditament (except land). Therefore the total of the ERC of the other Building Items and the P&M ERC (where applicable) to enable the correct contract size adjustment to be made. ERC of Building Component + ERC of P&M = Total ERC to which contract size adjustment should be applied. The appropriate % adjustment should be made in accordance with the scale for contract size adjustment specified under section 6 of the RCG 2021 Guidance notes. The currency ERC rates are set at £4m (Four Million Pounds) @ 1st April 2019 (AVD) for the RCG 2021 Publication. | photo missing | photo missing | 2 | TRUE
1200 | 33Z09A | 6409 | 33Z09A | Drainage | Manhole | Pre Cast Concrete | 1350mm Diameter Ring | 1000mm Depth | Excavate pit, earthwork support, compact bottom, concrete base chamber, manhole rings as required including jointing, step irons built in, reducing cover, cast iron cover and frame, partial backfill and disposal of surplus excavated material. | Location Adjustment Applicable (See Guidance Notes) - ERC = UK mean of 1.00 | (BEAMS Note 2) The ERC for this item should be added to all other rateable items on the hereditament (except land). Therefore the total of the ERC of the other Building Items and the P&M ERC (where applicable) to enable the correct contract size adjustment to be made. ERC of Building Component + ERC of P&M = Total ERC to which contract size adjustment should be applied. The appropriate % adjustment should be made in accordance with the scale for contract size adjustment specified under section 6 of the RCG 2023 Guidance notes. The currency ERC rates are set at £4m (Four Million Pounds) @ 1st April 2021 (AVD) for the RCG 2023 Publication. | - | Diameter x Depth. Material of Construction | - | - | - | - | - | photo missing | photo missing | 10075 |  | Nr | - | Please Select | - | - | 748.0698 | Option 2 | 927.46 | 23.98% | 954.0409 | 721.0301 | -3.615% | -22.26% | 721.0301 | -3.615% | Price Book Data | P. Avo | VOA_GPN_GOV_UK\7243572 | 2021-08-10 | Low | Green | Low | RH 08/9/20 - copied to latest DCS | - | Updated indices following QA | NA | SPONS A&B | 1.531 | (BEAMS Note 2) The ERC for this item should be added to all other rateable items on the hereditament (except land). Therefore the total of the ERC of the other Building Items and the P&M ERC (where applicable) to enable the correct contract size adjustment to be made. ERC of Building Component + ERC of P&M = Total ERC to which contract size adjustment should be applied. The appropriate % adjustment should be made in accordance with the scale for contract size adjustment specified under section 6 of the RCG 2021 Guidance notes. The currency ERC rates are set at £4m (Four Million Pounds) @ 1st April 2019 (AVD) for the RCG 2021 Publication. | photo missing | photo missing | 2 | TRUE
| 33Z10C | TBC | 33Z10C | Drainage | Manhole | PVCu Inspection Chamber | 450mm Diameter Ring | 960mm Depth | Excavate pit, earthwork support, compact bottom, Universal Inspection Chamber, 450mm Diameter, 4nr. 110mm Branch outlets, Single seal Cast iron cover & frame, partial backfill and disposal of surplus excavated material. | Location Adjustment Applicable (See Guidance Notes) - ERC = UK mean of 1.00 | (BEAMS Note 2) The ERC for this item should be added to all other rateable items on the hereditament (except land). Therefore the total of the ERC of the other Building Items and the P&M ERC (where applicable) to enable the correct contract size adjustment to be made. ERC of Building Component + ERC of P&M = Total ERC to which contract size adjustment should be applied. The appropriate % adjustment should be made in accordance with the scale for contract size adjustment specified under section 6 of the RCG 2023 Guidance notes. The currency ERC rates are set at £4m (Four Million Pounds) @ 1st April 2021 (AVD) for the RCG 2023 Publication. | - | Diameter x Depth. Material of Construction | - | - | - | - | - | photo missing | photo missing | - |  | Nr | - | Please Select | - | - | #N/A | Option 2 | ERROR | 0% | 577.8 | 436.6806 | 0% | 0% | 436.6806 | 0% | Price Book Data | P. Avo | VOA_GPN_GOV_UK\7243572 | 2021-08-10 | Low | Green | Low | RH 05/03/21 - copied to latest DCS | - | Updated indices following QA | NA | SPONS A&B | 1.531 | (BEAMS Note 2) The ERC for this item should be added to all other rateable items on the hereditament (except land). Therefore the total of the ERC of the other Building Items and the P&M ERC (where applicable) to enable the correct contract size adjustment to be made. ERC of Building Component + ERC of P&M = Total ERC to which contract size adjustment should be applied. The appropriate % adjustment should be made in accordance with the scale for contract size adjustment specified under section 6 of the RCG 2021 Guidance notes. The currency ERC rates are set at £4m (Four Million Pounds) @ 1st April 2019 (AVD) for the RCG 2021 Publication. | photo missing | photo missing | 2 | TRUE
1212 | 33Z06A | 8811 | 33Z06A | Drainage | Upvc Pipe | Below Ground Pipework | 110mm Dia. | 1m Depth | Machine excavation of trench, grading bottoms, earthwork support, laying and jointing of pipes and accessories, beds and surrounds, backfilling and compaction and disposal of surplus excavated material, average 50m from excavation. | Location Adjustment Applicable (See Guidance Notes) - ERC = UK mean of 1.00 | (BEAMS Note 2) The ERC for this item should be added to all other rateable items on the hereditament (except land). Therefore the total of the ERC of the other Building Items and the P&M ERC (where applicable) to enable the correct contract size adjustment to be made. ERC of Building Component + ERC of P&M = Total ERC to which contract size adjustment should be applied. The appropriate % adjustment should be made in accordance with the scale for contract size adjustment specified under section 6 of the RCG 2023 Guidance notes. The currency ERC rates are set at £4m (Four Million Pounds) @ 1st April 2021 (AVD) for the RCG 2023 Publication. | - | - | - | - | - | - | - | Clay Pipework | photo in evidence tab | 10079 |  | m | - | Please Select | - | - | 28.4764 | Option 2 | 35.3052 | 23.98% | 32.9523 | 24.9042 | -12.54% | -29.46% | 24.9042 | -12.54% | Price Book Data | P. Avo | VOA_GPN_GOV_UK\7243572 | 2021-08-09 | Low | Green | Low | RH 28/8/20 - copied to latest DCS | - | Updated indices following QA | NA | SPONS A&B | 1.531 | (BEAMS Note 2) The ERC for this item should be added to all other rateable items on the hereditament (except land). Therefore the total of the ERC of the other Building Items and the P&M ERC (where applicable) to enable the correct contract size adjustment to be made. ERC of Building Component + ERC of P&M = Total ERC to which contract size adjustment should be applied. The appropriate % adjustment should be made in accordance with the scale for contract size adjustment specified under section 6 of the RCG 2021 Guidance notes. The currency ERC rates are set at £4m (Four Million Pounds) @ 1st April 2019 (AVD) for the RCG 2021 Publication. | Clay Pipework | photo in evidence tab | 2 | TRUE
1213 | 33Z06F | 7719 | 33Z06F | Drainage | Upvc Pipe | Below Ground Pipework | 110mm Dia. | 2m Depth | Machine excavation of trench, grading bottoms, earthwork support, laying and jointing of pipes and accessories, beds and surrounds, backfilling and compaction and disposal of surplus excavated material, average 50m from excavation. | Location Adjustment Applicable (See Guidance Notes) - ERC = UK mean of 1.00 | (BEAMS Note 2) The ERC for this item should be added to all other rateable items on the hereditament (except land). Therefore the total of the ERC of the other Building Items and the P&M ERC (where applicable) to enable the correct contract size adjustment to be made. ERC of Building Component + ERC of P&M = Total ERC to which contract size adjustment should be applied. The appropriate % adjustment should be made in accordance with the scale for contract size adjustment specified under section 6 of the RCG 2023 Guidance notes. The currency ERC rates are set at £4m (Four Million Pounds) @ 1st April 2021 (AVD) for the RCG 2023 Publication. | - | - | - | - | - | - | - | Clay Pipework | photo in evidence tab | 10079 |  | m | - | Please Select | - | - | 43.8691 | Option 2 | 54.3891 | 23.98% | 57.5839 | 43.5199 | -0.7961% | -19.98% | 43.5199 | -0.7961% | Price Book Data | P. Avo | VOA_GPN_GOV_UK\7243572 | 2021-08-09 | Low | Green | Low | RH 28/8/20 - copied to latest DCS | - | Updated indices following QA | NA | SPONS A&B | 1.531 | (BEAMS Note 2) The ERC for this item should be added to all other rateable items on the hereditament (except land). Therefore the total of the ERC of the other Building Items and the P&M ERC (where applicable) to enable the correct contract size adjustment to be made. ERC of Building Component + ERC of P&M = Total ERC to which contract size adjustment should be applied. The appropriate % adjustment should be made in accordance with the scale for contract size adjustment specified under section 6 of the RCG 2021 Guidance notes. The currency ERC rates are set at £4m (Four Million Pounds) @ 1st April 2019 (AVD) for the RCG 2021 Publication. | Clay Pipework | photo in evidence tab | 2 | TRUE
1214 | 33Z06K | 7721 | 33Z06K | Drainage | Upvc Pipe | Below Ground Pipework | 110mm Dia. | 3.5m Depth | Machine excavation of trench, grading bottoms, earthwork support, laying and jointing of pipes and accessories, beds and surrounds, backfilling and compaction and disposal of surplus excavated material, average 50m from excavation. | Location Adjustment Applicable (See Guidance Notes) - ERC = UK mean of 1.00 | (BEAMS Note 2) The ERC for this item should be added to all other rateable items on the hereditament (except land). Therefore the total of the ERC of the other Building Items and the P&M ERC (where applicable) to enable the correct contract size adjustment to be made. ERC of Building Component + ERC of P&M = Total ERC to which contract size adjustment should be applied. The appropriate % adjustment should be made in accordance with the scale for contract size adjustment specified under section 6 of the RCG 2023 Guidance notes. The currency ERC rates are set at £4m (Four Million Pounds) @ 1st April 2021 (AVD) for the RCG 2023 Publication. | - | - | - | - | - | - | - | Clay Pipework | photo in evidence tab | 10079 |  | m | - | Please Select | - | - | 71.5759 | Option 2 | 88.7401 | 23.98% | 102.2767 | 77.2971 | 7.993% | -12.89% | 77.2971 | 7.993% | Price Book Data | P. Avo | VOA_GPN_GOV_UK\7243572 | 2021-08-09 | Low | Green | Low | RH 28/8/20 - copied to latest DCS | - | Updated indices following QA | NA | SPONS A&B | 1.531 | (BEAMS Note 2) The ERC for this item should be added to all other rateable items on the hereditament (except land). Therefore the total of the ERC of the other Building Items and the P&M ERC (where applicable) to enable the correct contract size adjustment to be made. ERC of Building Component + ERC of P&M = Total ERC to which contract size adjustment should be applied. The appropriate % adjustment should be made in accordance with the scale for contract size adjustment specified under section 6 of the RCG 2021 Guidance notes. The currency ERC rates are set at £4m (Four Million Pounds) @ 1st April 2019 (AVD) for the RCG 2021 Publication. | Clay Pipework | photo in evidence tab | 2 | TRUE
1215 | 33Z06P | 8814 | 33Z06P | Drainage | Upvc Pipe | Below Ground Pipework | 160mm Dia. | 1m Depth | Machine excavation of trench, grading bottoms, earthwork support, laying and jointing of pipes and accessories, beds and surrounds, backfilling and compaction and disposal of surplus excavated material, average 50m from excavation. | Location Adjustment Applicable (See Guidance Notes) - ERC = UK mean of 1.00 | (BEAMS Note 2) The ERC for this item should be added to all other rateable items on the hereditament (except land). Therefore the total of the ERC of the other Building Items and the P&M ERC (where applicable) to enable the correct contract size adjustment to be made. ERC of Building Component + ERC of P&M = Total ERC to which contract size adjustment should be applied. The appropriate % adjustment should be made in accordance with the scale for contract size adjustment specified under section 6 of the RCG 2023 Guidance notes. The currency ERC rates are set at £4m (Four Million Pounds) @ 1st April 2021 (AVD) for the RCG 2023 Publication. | - | - | - | - | - | - | - | Clay Pipework | photo in evidence tab | 10079 |  | m | - | Please Select | - | - | 40.0209 | Option 2 | 49.6181 | 23.98% | 47.4074 | 35.8289 | -10.47% | -27.79% | 35.8289 | -10.47% | Price Book Data | P. Avo | VOA_GPN_GOV_UK\7243572 | 2021-08-09 | Low | Green | Low | RH 28/8/20 - copied to latest DCS | - | Updated indices following QA | NA | SPONS A&B | 1.531 | (BEAMS Note 2) The ERC for this item should be added to all other rateable items on the hereditament (except land). Therefore the total of the ERC of the other Building Items and the P&M ERC (where applicable) to enable the correct contract size adjustment to be made. ERC of Building Component + ERC of P&M = Total ERC to which contract size adjustment should be applied. The appropriate % adjustment should be made in accordance with the scale for contract size adjustment specified under section 6 of the RCG 2021 Guidance notes. The currency ERC rates are set at £4m (Four Million Pounds) @ 1st April 2019 (AVD) for the RCG 2021 Publication. | Clay Pipework | photo in evidence tab | 2 | TRUE
1216 | 33Z06U | 8815 | 33Z06U | Drainage | Upvc Pipe | Below Ground Pipework | 160mm Dia. | 2m Depth | Machine excavation of trench, grading bottoms, earthwork support, laying and jointing of pipes and accessories, beds and surrounds, backfilling and compaction and disposal of surplus excavated material, average 50m from excavation. | Location Adjustment Applicable (See Guidance Notes) - ERC = UK mean of 1.00 | (BEAMS Note 2) The ERC for this item should be added to all other rateable items on the hereditament (except land). Therefore the total of the ERC of the other Building Items and the P&M ERC (where applicable) to enable the correct contract size adjustment to be made. ERC of Building Component + ERC of P&M = Total ERC to which contract size adjustment should be applied. The appropriate % adjustment should be made in accordance with the scale for contract size adjustment specified under section 6 of the RCG 2023 Guidance notes. The currency ERC rates are set at £4m (Four Million Pounds) @ 1st April 2021 (AVD) for the RCG 2023 Publication. | - | - | - | - | - | - | - | Clay Pipework | photo in evidence tab | 10079 |  | m | - | Please Select | - | - | 54.644 | Option 2 | 67.7478 | 23.98% | 72.039 | 54.4445 | -0.365% | -19.64% | 54.4445 | -0.365% | Price Book Data | P. Avo | VOA_GPN_GOV_UK\7243572 | 2021-08-09 | Low | Green | Low | RH 28/8/20 - copied to latest DCS | - | Updated indices following QA | NA | SPONS A&B | 1.531 | (BEAMS Note 2) The ERC for this item should be added to all other rateable items on the hereditament (except land). Therefore the total of the ERC of the other Building Items and the P&M ERC (where applicable) to enable the correct contract size adjustment to be made. ERC of Building Component + ERC of P&M = Total ERC to which contract size adjustment should be applied. The appropriate % adjustment should be made in accordance with the scale for contract size adjustment specified under section 6 of the RCG 2021 Guidance notes. The currency ERC rates are set at £4m (Four Million Pounds) @ 1st April 2019 (AVD) for the RCG 2021 Publication. | Clay Pipework | photo in evidence tab | 2 | TRUE
1217 | 33Z06Z | 7724 | 33Z06Z | Drainage | Upvc Pipe | Below Ground Pipework | 160mm Dia. | 3.5m Depth | Machine excavation of trench, grading bottoms, earthwork support, laying and jointing of pipes and accessories, beds and surrounds, backfilling and compaction and disposal of surplus excavated material, average 50m from excavation. | Location Adjustment Applicable (See Guidance Notes) - ERC = UK mean of 1.00 | (BEAMS Note 2) The ERC for this item should be added to all other rateable items on the hereditament (except land). Therefore the total of the ERC of the other Building Items and the P&M ERC (where applicable) to enable the correct contract size adjustment to be made. ERC of Building Component + ERC of P&M = Total ERC to which contract size adjustment should be applied. The appropriate % adjustment should be made in accordance with the scale for contract size adjustment specified under section 6 of the RCG 2023 Guidance notes. The currency ERC rates are set at £4m (Four Million Pounds) @ 1st April 2021 (AVD) for the RCG 2023 Publication. | - | - | - | - | - | - | - | Clay Pipework | photo in evidence tab | 10079 |  | m | - | Please Select | - | - | 83.1204 | Option 2 | 103.053 | 23.98% | 116.7318 | 88.2217 | 6.137% | -14.39% | 88.2217 | 6.137% | Price Book Data | P. Avo | VOA_GPN_GOV_UK\7243572 | 2021-08-09 | Low | Green | Low | RH 28/8/20 - copied to latest DCS | - | Updated indices following QA | NA | SPONS A&B | 1.531 | (BEAMS Note 2) The ERC for this item should be added to all other rateable items on the hereditament (except land). Therefore the total of the ERC of the other Building Items and the P&M ERC (where applicable) to enable the correct contract size adjustment to be made. ERC of Building Component + ERC of P&M = Total ERC to which contract size adjustment should be applied. The appropriate % adjustment should be made in accordance with the scale for contract size adjustment specified under section 6 of the RCG 2021 Guidance notes. The currency ERC rates are set at £4m (Four Million Pounds) @ 1st April 2019 (AVD) for the RCG 2021 Publication. | Clay Pipework | photo in evidence tab | 2 | TRUE
1218 | 61Q00A | 5622 | 61Q00A | Dry ski slopes | Beacon 1 | - | - | - | Dry ski slope laid on sloping ground. Construction: - Preparation of sloping surface including excavation, hardcore and underlay. Drainage system Geo textile membrane Misting system Ski matting including anchors. | Location Adjustment Applicable (See Guidance Notes) - ERC = UK mean of 1.00 | (BEAMS Note 2) The ERC for this item should be added to all other rateable items on the hereditament (except land). Therefore the total of the ERC of the other Building Items and the P&M ERC (where applicable) to enable the correct contract size adjustment to be made. ERC of Building Component + ERC of P&M = Total ERC to which contract size adjustment should be applied. The appropriate % adjustment should be made in accordance with the scale for contract size adjustment specified under section 6 of the RCG 2023 Guidance notes. The currency ERC rates are set at £4m (Four Million Pounds) @ 1st April 2021 (AVD) for the RCG 2023 Publication. | The actual cost for this class of hereditament will usually be between £100/m2 and £300/m2. The above ERC reflects the actual size and quality of the beacon. Costs exclude external works, any supporting structures or man made slopes, floodlighting, ski lift or tow, sprinkler system and any adjacent landscaping, paving or buildings. | - | The plant and machinery listed in the description has been included in this costing. | - | - | - | - | - | - | 10080 |  | M2 | Surface Area | NA | NA | NA | 101.0375 | Option 2 | 118.942 | 17.72% | 578.8865 | 455.2793 | 350.6% | 282.8% | 455.2793 | 350.6% | Indexed | NA | VOA_GPN_GOV_UK\7246041 | 2019-08-30 | High | Green | Low | Risk taken from previous CG | - | - | NA | Supplier/Manufacturer | NA | (BEAMS Note 2) The ERC for this item should be added to all other rateable items on the hereditament (except land). Therefore the total of the ERC of the other Building Items and the P&M ERC (where applicable) to enable the correct contract size adjustment to be made. ERC of Building Component + ERC of P&M = Total ERC to which contract size adjustment should be applied. The appropriate % adjustment should be made in accordance with the scale for contract size adjustment specified under section 6 of the RCG 2021 Guidance notes. The currency ERC rates are set at £4m (Four Million Pounds) @ 1st April 2019 (AVD) for the RCG 2021 Publication. | - | - | 2 | TRUE
1219 | 42AC06 | 9392 | 42AC06 | Education | Colleges of Further Education | Living Accommodation | - | - | - | Location Adjustment Applicable (See Guidance Notes) - ERC = UK mean of 1.00 | (BEAMS Note 2) The ERC for this item should be added to all other rateable items on the hereditament (except land). Therefore the total of the ERC of the other Building Items and the P&M ERC (where applicable) to enable the correct contract size adjustment to be made. ERC of Building Component + ERC of P&M = Total ERC to which contract size adjustment should be applied. The appropriate % adjustment should be made in accordance with the scale for contract size adjustment specified under section 6 of the RCG 2023 Guidance notes. The currency ERC rates are set at £4m (Four Million Pounds) @ 1st April 2021 (AVD) for the RCG 2023 Publication. | - | - | - | - | - | - | - | - | - | - |  | M2 | - | NA | NA | NA | #N/A | Option 1 | ERROR | 0% | 1289.3961 | 963.3729 | 0% | 0% | 963.3729 | 0% | Indexed | NA | VOA_GPN_GOV_UK\7246041 | 2019-08-30 | High | Red | High | Risk taken from previous CG | - | - | NA | FOR | NA | (BEAMS Note 2) The ERC for this item should be added to all other rateable items on the hereditament (except land). Therefore the total of the ERC of the other Building Items and the P&M ERC (where applicable) to enable the correct contract size adjustment to be made. ERC of Building Component + ERC of P&M = Total ERC to which contract size adjustment should be applied. The appropriate % adjustment should be made in accordance with the scale for contract size adjustment specified under section 6 of the RCG 2021 Guidance notes. The currency ERC rates are set at £4m (Four Million Pounds) @ 1st April 2019 (AVD) for the RCG 2021 Publication. | - | - | 2 | TRUE
1220 | 42AC01 | 9387 | 42AC01 | Education | Colleges of Further Education | Main Buildings | - | - | Main buildings found on Further Education campuses. | Location Adjustment Applicable (See Guidance Notes) - ERC = UK mean of 1.00 | (BEAMS Note 2) The ERC for this item should be added to all other rateable items on the hereditament (except land). Therefore the total of the ERC of the other Building Items and the P&M ERC (where applicable) to enable the correct contract size adjustment to be made. ERC of Building Component + ERC of P&M = Total ERC to which contract size adjustment should be applied. The appropriate % adjustment should be made in accordance with the scale for contract size adjustment specified under section 6 of the RCG 2023 Guidance notes. The currency ERC rates are set at £4m (Four Million Pounds) @ 1st April 2021 (AVD) for the RCG 2023 Publication. | - | - | - | - | - | - | - | - | - | - |  | M2 | - | NA | NA | NA | #N/A | Option 1 | ERROR | 0% | 2200 | 1643.731 | 0% | 0% | 1643.731 | 0% | VP4 ERC | NA | VOA_GPN_GOV_UK\7246041 | 2019-08-30 | High | Red | High | Risk taken from previous CG | - | - | NA | FOR | NA | (BEAMS Note 2) The ERC for this item should be added to all other rateable items on the hereditament (except land). Therefore the total of the ERC of the other Building Items and the P&M ERC (where applicable) to enable the correct contract size adjustment to be made. ERC of Building Component + ERC of P&M = Total ERC to which contract size adjustment should be applied. The appropriate % adjustment should be made in accordance with the scale for contract size adjustment specified under section 6 of the RCG 2021 Guidance notes. The currency ERC rates are set at £4m (Four Million Pounds) @ 1st April 2019 (AVD) for the RCG 2021 Publication. | - | - | 2 | TRUE
1221 | 42AC02 | 9388 | 42AC02 | Education | Colleges of Further Education | Sports Halls | - | - | - | Location Adjustment Applicable (See Guidance Notes) - ERC = UK mean of 1.00 | (BEAMS Note 2) The ERC for this item should be added to all other rateable items on the hereditament (except land). Therefore the total of the ERC of the other Building Items and the P&M ERC (where applicable) to enable the correct contract size adjustment to be made. ERC of Building Component + ERC of P&M = Total ERC to which contract size adjustment should be applied. The appropriate % adjustment should be made in accordance with the scale for contract size adjustment specified under section 6 of the RCG 2023 Guidance notes. The currency ERC rates are set at £4m (Four Million Pounds) @ 1st April 2021 (AVD) for the RCG 2023 Publication. | - | - | - | - | - | - | - | - | - | - |  | M2 | - | NA | NA | NA | #N/A | Option 1 | ERROR | 0% | 1278.915 | 955.5419 | 0% | 0% | 955.5419 | 0% | VP4 ERC | NA | VOA_GPN_GOV_UK\7246041 | 2019-08-30 | High | Red | High | Risk taken from previous CG | - | - | NA | FOR | NA | (BEAMS Note 2) The ERC for this item should be added to all other rateable items on the hereditament (except land). Therefore the total of the ERC of the other Building Items and the P&M ERC (where applicable) to enable the correct contract size adjustment to be made. ERC of Building Component + ERC of P&M = Total ERC to which contract size adjustment should be applied. The appropriate % adjustment should be made in accordance with the scale for contract size adjustment specified under section 6 of the RCG 2021 Guidance notes. The currency ERC rates are set at £4m (Four Million Pounds) @ 1st April 2019 (AVD) for the RCG 2021 Publication. | - | - | 2 | TRUE
1222 | 42AC04 | 9390 | 42AC04 | Education | Colleges of Further Education | Temporary Buildings | Without WC | - | - | Location Adjustment Applicable (See Guidance Notes) - ERC = UK mean of 1.00 | (BEAMS Note 2) The ERC for this item should be added to all other rateable items on the hereditament (except land). Therefore the total of the ERC of the other Building Items and the P&M ERC (where applicable) to enable the correct contract size adjustment to be made. ERC of Building Component + ERC of P&M = Total ERC to which contract size adjustment should be applied. The appropriate % adjustment should be made in accordance with the scale for contract size adjustment specified under section 6 of the RCG 2023 Guidance notes. The currency ERC rates are set at £4m (Four Million Pounds) @ 1st April 2021 (AVD) for the RCG 2023 Publication. | - | - | - | - | - | - | - | - | - | - | 64500L | m2 | - | 4 - HEALTHCARE, EDUCATION & Miscellaneous | Nathan Place | Steve Nettleton | #N/A | Option 1 | ERROR | 0% | 728 | 543.9255 | 0% | 0% | 543.9255 | 0% | VP4 ERC | Ryan Hobbs | VOA_GPN_GOV_UK\7246041 | 2021-09-15 | High | Red | High | Added a redirect based on description / cost from same VP4 request. I suspect they've reversed the descriptions somewhere down the line, but that's a problem for another day. 19/07/21 - Sheet created to capture changes to description (errors). No change to figure, and no evidence included so still high risk. | - | - | NA | FOR | 2 | (BEAMS Note 2) Standard | - | - | 2 | TRUE
1223 | 42AC05 | 9391 | 42AC05 | Education | Colleges of Further Education | Temporary Buildings | With WC | - | - | Location Adjustment Applicable (See Guidance Notes) - ERC = UK mean of 1.00 | (BEAMS Note 2) The ERC for this item should be added to all other rateable items on the hereditament (except land). Therefore the total of the ERC of the other Building Items and the P&M ERC (where applicable) to enable the correct contract size adjustment to be made. ERC of Building Component + ERC of P&M = Total ERC to which contract size adjustment should be applied. The appropriate % adjustment should be made in accordance with the scale for contract size adjustment specified under section 6 of the RCG 2023 Guidance notes. The currency ERC rates are set at £4m (Four Million Pounds) @ 1st April 2021 (AVD) for the RCG 2023 Publication. | - | - | - | - | - | - | - | - | - | - | 64500P | m2 | - | 4 - HEALTHCARE, EDUCATION & Miscellaneous | Nathan Place | Steve Nettleton | #N/A | Option 1 | ERROR | 0% | 833 | 622.3763 | 0% | 0% | 622.3763 | 0% | VP4 ERC | Ryan Hobbs | VOA_GPN_GOV_UK\7246041 | 2021-08-17 | High | Red | High | Added a redirect based on description / cost from same VP4 request. I suspect they've reversed the descriptions somewhere down the line, but that's a problem for another day. 19/07/21 - Sheet created to capture changes to description (errors). No change to figure, and no evidence included so still high risk. | - | - | NA | FOR | 2 | (BEAMS Note 2) Standard | - | - | 2 | TRUE
1224 | 42AC07 | 9393 | 42AC07 | Education | Colleges of Further Education | Workshops for Training | - | - | MM proposes that the above rate is used for all workshops on Further education campuses. The likelihood being that most workshops will be single storey structures. In the event that something other than a single storey workshop is being costed then refer to BEAMS for advice. | Location Adjustment Applicable (See Guidance Notes) - ERC = UK mean of 1.00 | (BEAMS Note 2) The ERC for this item should be added to all other rateable items on the hereditament (except land). Therefore the total of the ERC of the other Building Items and the P&M ERC (where applicable) to enable the correct contract size adjustment to be made. ERC of Building Component + ERC of P&M = Total ERC to which contract size adjustment should be applied. The appropriate % adjustment should be made in accordance with the scale for contract size adjustment specified under section 6 of the RCG 2023 Guidance notes. The currency ERC rates are set at £4m (Four Million Pounds) @ 1st April 2021 (AVD) for the RCG 2023 Publication. | - | - | - | - | - | - | - | - | - | - |  | M2 | - | NA | NA | NA | #N/A | Option 1 | ERROR | 0% | 1480 | 1105.7827 | 0% | 0% | 945.4327 | 0% | Indexed | NA | VOA_GPN_GOV_UK\7246041 | 2022-07-04 | High | Red | High | Risk taken from previous CG | - | - | NA | FOR | NA | (BEAMS Note 2) The ERC for this item should be added to all other rateable items on the hereditament (except land). Therefore the total of the ERC of the other Building Items and the P&M ERC (where applicable) to enable the correct contract size adjustment to be made. ERC of Building Component + ERC of P&M = Total ERC to which contract size adjustment should be applied. The appropriate % adjustment should be made in accordance with the scale for contract size adjustment specified under section 6 of the RCG 2021 Guidance notes. The currency ERC rates are set at £4m (Four Million Pounds) @ 1st April 2019 (AVD) for the RCG 2021 Publication. | - | - | 2 | TRUE
1225 | 206G01 | 8420 | 206G01 | Electrics | Batteries | 12 volt | Found individually or in sets of up to 6 | - | - | Considered Not Applicable at time of Publication | (BEAMS Note 1) The ERC for this item should be added to the total of the ERC of the other P&M items on the site and the Buildings ERC (where applicable) to enable the correct contract size adjustment to be made. ERC of P&M Items + ERC of Building Component’s = Total ERC (net figure rateable items only) to which contract size adjustment should be applied The 2023 Generic Contractors Test Spreadsheet has this facility built into the programme - it is recommended you undertake all contractors test valuations using this spreadsheet. (Details on the application of contract size adjustments can be found in the RCG 2023 Guidance notes). Where RV is calculated using the comparative method (rental method) the contract size adjustment should be made as follows: Select - SCAT code box ""P and M as an addition” within the 2023 Generic Contractors Test Spreadsheet facility. Or Where the spreadsheet is not used take the: Reciprocal of statutory de-capitalisation rate (i.e. 5% reciprocal = 20) multiply by rateable value of the buildings (before any overall end allowances are made and after making a notional deduction for the land value) and add to the ERC of P&M. Use resultant figure to calculate contract size adjustment. (Guidance Notes - Section 6) | 12 volt batteries are usually found in sets of up to six. 2 voly batteries are usually found in sets of one hundred plus. Cables connecting the individual batteries or cells together are included in the cost, but cables to other plant and machinery are not and should be costed separately. | The batteries must be static for power purposes only. Record the following details, 1. Use of batteries, 2. Voltage of batteries, 3. Capacity of batteries in Amp Hours (Ah), 4. Number of batteries connected together, 5. Age. | Class 1 Table 1 (d) List of accessories 2 (vii) (viii) | If battery is an integral part of a machine that is regularly removed from the hereditament. | Engines, foundations, cables | It is assumed that the item forms part of an average size industrial, commercial or office complex. Where it would be normal to find more than one item in such a hereditament the ERC stated has been adjusted to reflect any number / quantity discount normally available. The figures are not one off figures. | - | Photo 1. Two batteries linked for diesel engine starting. Photo 2. Batteries linked as part of UPS. Photo 3. 12 x 12 volt batteries | - | 20022 |  | Each | - | 3 - INDUSTRIAL | David Grace | Colin Brook | 57.2797 | Option 3 | 75.0163 | 30.96% | 181 | 153.0979 | 167.3% | 104.1% | 153.0979 | 167.3% | P&M | A lloyd | VOA_GPN_GOV_UK\5576733 | 2021-03-04 | Medium | Blue | Low | - | - | Pretty much the same cost as CG2021 and full analysis this time so low risk in my opinion. | NA | SPONS E | 1.56 | (BEAMS Note 1) The ERC for this item should be added to the total of the ERC of the other P&M items on the site and the Buildings ERC (where applicable) to enable the correct contract size adjustment to be made. ERC of P&M Items + ERC of Building Component’s = Total ERC (net figure rateable items only) to which contract size adjustment should be applied The 2021 Generic Contractors Test Spreadsheet has this facility built into the programme - it is recommended you undertake all contractors test valuations using this spreadsheet. (Details on the application of contract size adjustments can be found in the RCG 2021 Guidance notes). Where RV is calculated using the comparative method (rental method) the contract size adjustment should be made as follows: Select - SCAT code box "P and M as an addition” within the 2021 Generic Contractors Test Spreadsheet facility. Or Where the spreadsheet is not used take the: Reciprocal of statutory de-capitalisation rate (i.e. 5% reciprocal = 20) multiply by rateable value of the buildings (before any overall end allowances are made and after making a notional deduction for the land value) and add to the ERC of P&M. Use resultant figure to calculate contract size adjustment. (Guidance Notes - Section 6) | Photo 1. Two batteries linked for diesel engine starting. Photo 2. Batteries linked as part of UPS. Photo 3. 12 x 12 volt batteries | - | 1 | TRUE
1226 | 206G02 | 8784 | 206G02 | Electrics | Batteries | 2 volt | Found in sets of 100 plus | - | Generally batteries that are rateable have two types of use. Either for supplying power to start standby generators or to provide power over a longer period to keep important electrical systems opeerational e.g. teelephone switchboards or computer systems. they are also used for storing power in 'off-grid' renewble energy systems where the power is typically generated by solar panels or wind. Batteries used for starting standby generators are similar to the batteries used in commercial vehicles and look like a standard car battery but are physiclly larger. They have a 12 volt rating. Batteries used for other power purposes are generally 2 voly cells connected together to provide the required voltage and storage capacity. Frequently these are in racks or sets of 100 plus cells. The costings are based on a typical battery with a cpacity of 925 amp hour for the 2 volt battery and 140 amp hour for the 12 volt battery. | Considered Not Applicable at time of Publication | (BEAMS Note 1) The ERC for this item should be added to the total of the ERC of the other P&M items on the site and the Buildings ERC (where applicable) to enable the correct contract size adjustment to be made. ERC of P&M Items + ERC of Building Component’s = Total ERC (net figure rateable items only) to which contract size adjustment should be applied The 2023 Generic Contractors Test Spreadsheet has this facility built into the programme - it is recommended you undertake all contractors test valuations using this spreadsheet. (Details on the application of contract size adjustments can be found in the RCG 2023 Guidance notes). Where RV is calculated using the comparative method (rental method) the contract size adjustment should be made as follows: Select - SCAT code box ""P and M as an addition” within the 2023 Generic Contractors Test Spreadsheet facility. Or Where the spreadsheet is not used take the: Reciprocal of statutory de-capitalisation rate (i.e. 5% reciprocal = 20) multiply by rateable value of the buildings (before any overall end allowances are made and after making a notional deduction for the land value) and add to the ERC of P&M. Use resultant figure to calculate contract size adjustment. (Guidance Notes - Section 6) | 12 volt batteries are usually found in sets of up to six. 2 volt batteries are usually found in sets of one hundred plus. Cables connecting the individual batteries or cells together are included in the cost, but cables to other plant and machinery are not and should be costed separately. | The batteries must be static for power purposes only. Record the following details, 1. Use of batteries, 2. Voltage of batteries, 3. Capacity of batteries in Amp Hours (Ah), 4. Number of batteries connected together, 5. Age. | Class 1 Table 1 (d) List of accessories 2 (vii) (viii) | If battery is an integral part of a machine that is regularly removed from the hereditament. | Engines, foundations, cables | It is assumed that the item forms part of an average size industrial, commercial or office complex. Where it would be normal to find more than one item in such a hereditament the ERC stated has been adjusted to reflect any number / quantity discount normally available. The figures are not one off figures. | - | Photo 1. Two batteries linked for diesel engine starting. Photo 2. Batteries linked as part of UPS. Photo 3. 12 x 12 volt batteries | - | 20022 |  | Each | - | 3 - INDUSTRIAL | David Grace | Colin Brook | 41.4364 | Option 3 | 54.2671 | 30.96% | 418 | 353.5631 | 753.3% | 551.5% | 353.5631 | 753.3% | P&M | A lloyd | VOA_GPN_GOV_UK\5576733 | 2021-03-04 | Medium | Blue | Medium | - | - | Wrong tech1, a few typos but otherwise fine. Quite a bit lower than CG2021, so agree medium. | NA | SPONS E | 1.56 | (BEAMS Note 1) The ERC for this item should be added to the total of the ERC of the other P&M items on the site and the Buildings ERC (where applicable) to enable the correct contract size adjustment to be made. ERC of P&M Items + ERC of Building Component’s = Total ERC (net figure rateable items only) to which contract size adjustment should be applied The 2021 Generic Contractors Test Spreadsheet has this facility built into the programme - it is recommended you undertake all contractors test valuations using this spreadsheet. (Details on the application of contract size adjustments can be found in the RCG 2021 Guidance notes). Where RV is calculated using the comparative method (rental method) the contract size adjustment should be made as follows: Select - SCAT code box "P and M as an addition” within the 2021 Generic Contractors Test Spreadsheet facility. Or Where the spreadsheet is not used take the: Reciprocal of statutory de-capitalisation rate (i.e. 5% reciprocal = 20) multiply by rateable value of the buildings (before any overall end allowances are made and after making a notional deduction for the land value) and add to the ERC of P&M. Use resultant figure to calculate contract size adjustment. (Guidance Notes - Section 6) | Photo 1. Two batteries linked for diesel engine starting. Photo 2. Batteries linked as part of UPS. Photo 3. 12 x 12 volt batteries | - | 1 | TRUE
1227 | 204A30 | 8645 | 204A30 | Electrics | Cable duct | 1m deep x 1m wide | Durbar or chequer plate top | - | 1m deep x 1m wide - 6mm Durbar or chequer plate top. Construction 300 thick Reinforced concrete walls and base, rebate for duct cover. | Location Adjustment Applicable (See Guidance Notes) - ERC = UK mean of 1.00 | (BEAMS Note 2) The ERC for this item should be added to all other rateable items on the hereditament (except land). Therefore the total of the ERC of the other Building Items and the P&M ERC (where applicable) to enable the correct contract size adjustment to be made. ERC of Building Component + ERC of P&M = Total ERC to which contract size adjustment should be applied. The appropriate % adjustment should be made in accordance with the scale for contract size adjustment specified under section 6 of the RCG 2023 Guidance notes. The currency ERC rates are set at £4m (Four Million Pounds) @ 1st April 2021 (AVD) for the RCG 2023 Publication. | Cost of cables is excluded | Price is per lin m | - | - | Cables | - | - | Photo 1 Concrete duct: typically 1 m deep x 1 m wide with durbar plate top: for electric cables | - | 20023 |  | M | per linear m | NA | NA | NA | 365.6153 | Option 3 | 478.8275 | 30.96% | 359.2269 | 303.8502 | -16.89% | -36.54% | 303.8502 | -16.89% | Indexed | NA | VOA_GPN_GOV_UK\7246041 | 2019-08-30 | Medium | Blue | High | Risk taken from previous CG | - | - | NA | SPONS E | NA | (BEAMS Note 2) The ERC for this item should be added to all other rateable items on the hereditament (except land). Therefore the total of the ERC of the other Building Items and the P&M ERC (where applicable) to enable the correct contract size adjustment to be made. ERC of Building Component + ERC of P&M = Total ERC to which contract size adjustment should be applied. The appropriate % adjustment should be made in accordance with the scale for contract size adjustment specified under section 6 of the RCG 2021 Guidance notes. The currency ERC rates are set at £4m (Four Million Pounds) @ 1st April 2019 (AVD) for the RCG 2021 Publication. | Photo 1 Concrete duct: typically 1 m deep x 1 m wide with durbar plate top: for electric cables | - | 2 | TRUE
1228 | 204A01 | 8692 | 204A01 | Electrics | Cables - armoured | 3 core (based on 1000m) | 16mm² | 3.3kv | High Voltage Cables are rateable under Class 1 Table 1 (f) Cables ……. and Class 2 (List of Accessories 2 (vii). The cables are made from a copper core which is surrounded in paper / resin which acts as an insulator. Modern materials may replace this today. Round this insulation is woven a lead " cloth " which acts as protection / support. Finally there is a plastic cover which adds water protection. This is usually black. It is usually the larger cables (both in physical size and capacity carried) that are noted as rateable. 11 and 33 KV armoured plated cables are expensive. Cables that carry 415 V and below are reflected in the over base rental figure. Rateable cables are usually from the boundary fence / generator to the transformer or distribution board. Cables run inside building in cable trays whereas most external cables run underground in a sand trench. The actual cable is often in a clay ware duct. Typical sizes: 3800/6600 V. 6350/11000 V. 8700/15000 V. 12700/22000 V. 19000/33000 V. Types of construction: - Single core cable: Copper wire screened, un-armoured, PCV over-sheath, circular stranded conductor, conductor screen, XLPE insulation, extruded semi-conducting layer, semi-conductor tape, copper wire screen, PVC over-sheath. Single core cable: Copper tape screened, aluminium wire armoured, PCV over-sheath, circular stranded conductor screen, XLPE insulation, extruded semi-conducting layer, copper tape screen, PVC sheath Aluminium wire armour, PVC over-sheath. Three core cable: Copper tape screened, single wire armoured, PCV over-sheath, circular stranded conductor, conductor screen, XLPE insulation, Extruded semi-conducting layer, Copper tape screen, Non-hygroscopic fillers, Synthetic tape PVC sheath, Galvanized steel wire armour, PVC over-sheath. | Considered Not Applicable at time of Publication | (BEAMS Note 2) The ERC for this item should be added to all other rateable items on the hereditament (except land). Therefore the total of the ERC of the other Building Items and the P&M ERC (where applicable) to enable the correct contract size adjustment to be made. ERC of Building Component + ERC of P&M = Total ERC to which contract size adjustment should be applied. The appropriate % adjustment should be made in accordance with the scale for contract size adjustment specified under section 6 of the RCG 2023 Guidance notes. The currency ERC rates are set at £4m (Four Million Pounds) @ 1st April 2021 (AVD) for the RCG 2023 Publication. | Cost are based on 1000m run of cabling Cable costs are for :-Cables in support trays or attached to walls ( normal ) Cables in a trench underground (across site or building to building ) Cables in a concrete duct with metal top ( inside power house/switch room ) | - | Class 1 Table 1 (f) Cables and Conductors Class 1 and 2 - List of Accessories (2) (vii) cables, wires | - | Switches, Transformers, Bus Bar (distribution board.) | It is assumed that the item forms part of an "average size industrial, commercial or office complex". Where it would be normal to find more than one item in such a hereditament the ERC stated has been adjusted to reflect any number / quantity, discount. These figures are NOT one off figures. | Where runs are not available adopt 250 m run per circuit. | - | - | 20023 |  | M | per linear m | NA | NA | NA | 12.1872 | Option 3 | 15.9609 | 30.96% | 10.847 | 9.1749 | -24.72% | -42.52% | 9.1749 | -24.72% | Indexed | NA | VOA_GPN_GOV_UK\7246041 | 2019-08-30 | Medium | Blue | High | Risk taken from previous CG | - | - | NA | SPONS E | NA | (BEAMS Note 2) The ERC for this item should be added to all other rateable items on the hereditament (except land). Therefore the total of the ERC of the other Building Items and the P&M ERC (where applicable) to enable the correct contract size adjustment to be made. ERC of Building Component + ERC of P&M = Total ERC to which contract size adjustment should be applied. The appropriate % adjustment should be made in accordance with the scale for contract size adjustment specified under section 6 of the RCG 2021 Guidance notes. The currency ERC rates are set at £4m (Four Million Pounds) @ 1st April 2019 (AVD) for the RCG 2021 Publication. | - | - | 2 | TRUE
1229 | 204A02 | 8693 | 204A02 | Electrics | Cables - armoured | 3 core (based on 1000m) | 30mm² | 3.3kv | High Voltage Cables are rateable under Class 1 Table 1 (f) Cables ……. and Class 2 (List of Accessories 2 (vii). The cables are made from a copper core which is surrounded in paper / resin which acts as an insulator. Modern materials may replace this today. Round this insulation is woven a lead " cloth " which acts as protection / support. Finally there is a plastic cover which adds water protection. This is usually black. It is usually the larger cables (both in physical size and capacity carried) that are noted as rateable. 11 and 33 KV armoured plated cables are expensive. Cables that carry 415 V and below are reflected in the over base rental figure. Rateable cables are usually from the boundary fence / generator to the transformer or distribution board. Cables run inside building in cable trays whereas most external cables run underground in a sand trench. The actual cable is often in a clay ware duct. Typical sizes: 3800/6600 V. 6350/11000 V. 8700/15000 V. 12700/22000 V. 19000/33000 V. Types of construction: - Single core cable: Copper wire screened, un-armoured, PCV over-sheath, circular stranded conductor, conductor screen, XLPE insulation, extruded semi-conducting layer, semi-conductor tape, copper wire screen, PVC over-sheath. Single core cable: Copper tape screened, aluminium wire armoured, PCV over-sheath, circular stranded conductor screen, XLPE insulation, extruded semi-conducting layer, copper tape screen, PVC sheath Aluminium wire armour, PVC over-sheath. Three core cable: Copper tape screened, single wire armoured, PCV over-sheath, circular stranded conductor, conductor screen, XLPE insulation, Extruded semi-conducting layer, Copper tape screen, Non-hygroscopic fillers, Synthetic tape PVC sheath, Galvanized steel wire armour, PVC over-sheath. | Considered Not Applicable at time of Publication | (BEAMS Note 2) The ERC for this item should be added to all other rateable items on the hereditament (except land). Therefore the total of the ERC of the other Building Items and the P&M ERC (where applicable) to enable the correct contract size adjustment to be made. ERC of Building Component + ERC of P&M = Total ERC to which contract size adjustment should be applied. The appropriate % adjustment should be made in accordance with the scale for contract size adjustment specified under section 6 of the RCG 2023 Guidance notes. The currency ERC rates are set at £4m (Four Million Pounds) @ 1st April 2021 (AVD) for the RCG 2023 Publication. | Cost are based on 1000m run of cabling Cable costs are for :-Cables in support trays or attached to walls ( normal ) Cables in a trench underground (across site or building to building ) Cables in a concrete duct with metal top ( inside power house/switch room ) | - | Class 1 Table 1 (f) Cables and Conductors Class 1 and 2 - List of Accessories (2) (vii) cables, wires | - | Switches, Transformers, Bus Bar (distribution board.) | It is assumed that the item forms part of an "average size industrial, commercial or office complex". Where it would be normal to find more than one item in such a hereditament the ERC stated has been adjusted to reflect any number / quantity, discount. These figures are NOT one off figures. | Where runs are not available adopt 250 m run per circuit. | Armoured cables running into kit | - | 20023 |  | M | per linear m | NA | NA | NA | 84.0915 | Option 3 | 110.1303 | 30.96% | 16.2705 | 13.7623 | -83.63% | -87.5% | 13.7623 | -83.63% | Indexed | NA | VOA_GPN_GOV_UK\7246041 | 2019-08-30 | Medium | Blue | High | Risk taken from previous CG | - | - | NA | SPONS E | NA | (BEAMS Note 2) The ERC for this item should be added to all other rateable items on the hereditament (except land). Therefore the total of the ERC of the other Building Items and the P&M ERC (where applicable) to enable the correct contract size adjustment to be made. ERC of Building Component + ERC of P&M = Total ERC to which contract size adjustment should be applied. The appropriate % adjustment should be made in accordance with the scale for contract size adjustment specified under section 6 of the RCG 2021 Guidance notes. The currency ERC rates are set at £4m (Four Million Pounds) @ 1st April 2019 (AVD) for the RCG 2021 Publication. | Armoured cables running into kit | - | 2 | TRUE
1230 | 204A03 | 8696 | 204A03 | Electrics | Cables - armoured | 3 core (based on 1000m) | 50mm² | 11kv | High Voltage Cables are rateable under Class 1 Table 1 (f) Cables ……. and Class 2 (List of Accessories 2 (vii). The cables are made from a copper core which is surrounded in paper / resin which acts as an insulator. Modern materials may replace this today. Round this insulation is woven a lead " cloth " which acts as protection / support. Finally there is a plastic cover which adds water protection. This is usually black. It is usually the larger cables (both in physical size and capacity carried) that are noted as rateable. 11 and 33 KV armoured plated cables are expensive. Cables that carry 415 V and below are reflected in the over base rental figure. Rateable cables are usually from the boundary fence / generator to the transformer or distribution board. Cables run inside building in cable trays whereas most external cables run underground in a sand trench. The actual cable is often in a clay ware duct. Typical sizes: 3800/6600 V. 6350/11000 V. 8700/15000 V. 12700/22000 V. 19000/33000 V. Types of construction: - Single core cable: Copper wire screened, un-armoured, PCV over-sheath, circular stranded conductor, conductor screen, XLPE insulation, extruded semi-conducting layer, semi-conductor tape, copper wire screen, PVC over-sheath. Single core cable: Copper tape screened, aluminium wire armoured, PCV over-sheath, circular stranded conductor screen, XLPE insulation, extruded semi-conducting layer, copper tape screen, PVC sheath Aluminium wire armour, PVC over-sheath. Three core cable: Copper tape screened, single wire armoured, PCV over-sheath, circular stranded conductor, conductor screen, XLPE insulation, Extruded semi-conducting layer, Copper tape screen, Non-hygroscopic fillers, Synthetic tape PVC sheath, Galvanized steel wire armour, PVC over-sheath. | Considered Not Applicable at time of Publication | (BEAMS Note 2) The ERC for this item should be added to all other rateable items on the hereditament (except land). Therefore the total of the ERC of the other Building Items and the P&M ERC (where applicable) to enable the correct contract size adjustment to be made. ERC of Building Component + ERC of P&M = Total ERC to which contract size adjustment should be applied. The appropriate % adjustment should be made in accordance with the scale for contract size adjustment specified under section 6 of the RCG 2023 Guidance notes. The currency ERC rates are set at £4m (Four Million Pounds) @ 1st April 2021 (AVD) for the RCG 2023 Publication. | Cost are based on 1000m run of cabling Cable costs are for :-Cables in support trays or attached to walls ( normal ) Cables in a trench underground (across site or building to building ) Cables in a concrete duct with metal top ( inside power house/switch room ) | - | Class 1 Table 1 (f) Cables and Conductors Class 1 and 2 - List of Accessories (2) (vii) cables, wires | - | Switches, Transformers, Bus Bar (distribution board.) | It is assumed that the item forms part of an "average size industrial, commercial or office complex". Where it would be normal to find more than one item in such a hereditament the ERC stated has been adjusted to reflect any number / quantity, discount. These figures are NOT one off figures. | Where runs are not available adopt 250 m run per circuit. | Armoured cables running into kit | - | 20023 |  | M | per linear m | NA | NA | NA | 24.3744 | Option 3 | 31.9218 | 30.96% | 21.694 | 18.3498 | -24.72% | -42.52% | 18.3498 | -24.72% | Indexed | NA | VOA_GPN_GOV_UK\7246041 | 2019-08-30 | Medium | Blue | High | Risk taken from previous CG | - | - | NA | SPONS E | NA | (BEAMS Note 2) The ERC for this item should be added to all other rateable items on the hereditament (except land). Therefore the total of the ERC of the other Building Items and the P&M ERC (where applicable) to enable the correct contract size adjustment to be made. ERC of Building Component + ERC of P&M = Total ERC to which contract size adjustment should be applied. The appropriate % adjustment should be made in accordance with the scale for contract size adjustment specified under section 6 of the RCG 2021 Guidance notes. The currency ERC rates are set at £4m (Four Million Pounds) @ 1st April 2019 (AVD) for the RCG 2021 Publication. | Armoured cables running into kit | - | 2 | TRUE
1231 | 204A04 | 8699 | 204A04 | Electrics | Cables - armoured | 3 core (based on 1000m) | 120mm² | 11kv | High Voltage Cables are rateable under Class 1 Table 1 (f) Cables ……. and Class 2 (List of Accessories 2 (vii). The cables are made from a copper core which is surrounded in paper / resin which acts as an insulator. Modern materials may replace this today. Round this insulation is woven a lead " cloth " which acts as protection / support. Finally there is a plastic cover which adds water protection. This is usually black. It is usually the larger cables (both in physical size and capacity carried) that are noted as rateable. 11 and 33 KV armoured plated cables are expensive. Cables that carry 415 V and below are reflected in the over base rental figure. Rateable cables are usually from the boundary fence / generator to the transformer or distribution board. Cables run inside building in cable trays whereas most external cables run underground in a sand trench. The actual cable is often in a clay ware duct. Typical sizes: 3800/6600 V. 6350/11000 V. 8700/15000 V. 12700/22000 V. 19000/33000 V. Types of construction: - Single core cable: Copper wire screened, un-armoured, PCV over-sheath, circular stranded conductor, conductor screen, XLPE insulation, extruded semi-conducting layer, semi-conductor tape, copper wire screen, PVC over-sheath. Single core cable: Copper tape screened, aluminium wire armoured, PCV over-sheath, circular stranded conductor screen, XLPE insulation, extruded semi-conducting layer, copper tape screen, PVC sheath Aluminium wire armour, PVC over-sheath. Three core cable: Copper tape screened, single wire armoured, PCV over-sheath, circular stranded conductor, conductor screen, XLPE insulation, Extruded semi-conducting layer, Copper tape screen, Non-hygroscopic fillers, Synthetic tape PVC sheath, Galvanized steel wire armour, PVC over-sheath. | Considered Not Applicable at time of Publication | (BEAMS Note 2) The ERC for this item should be added to all other rateable items on the hereditament (except land). Therefore the total of the ERC of the other Building Items and the P&M ERC (where applicable) to enable the correct contract size adjustment to be made. ERC of Building Component + ERC of P&M = Total ERC to which contract size adjustment should be applied. The appropriate % adjustment should be made in accordance with the scale for contract size adjustment specified under section 6 of the RCG 2023 Guidance notes. The currency ERC rates are set at £4m (Four Million Pounds) @ 1st April 2021 (AVD) for the RCG 2023 Publication. | Cost are based on 1000m run of cabling Cable costs are for :-Cables in support trays or attached to walls ( normal ) Cables in a trench underground (across site or building to building ) Cables in a concrete duct with metal top ( inside power house/switch room ) | - | Class 1 Table 1 (f) Cables and Conductors Class 1 and 2 - List of Accessories (2) (vii) cables, wires | - | Switches, Transformers, Bus Bar (distribution board.) | It is assumed that the item forms part of an "average size industrial, commercial or office complex". Where it would be normal to find more than one item in such a hereditament the ERC stated has been adjusted to reflect any number / quantity, discount. These figures are NOT one off figures. | Where runs are not available adopt 250 m run per circuit. | Armoured cables running into kit | - | 20023 |  | M | per linear m | NA | NA | NA | 46.3113 | Option 3 | 60.6515 | 30.96% | 74.8444 | 63.3067 | 36.7% | 4.378% | 63.3067 | 36.7% | Indexed | NA | VOA_GPN_GOV_UK\7246041 | 2019-08-30 | Medium | Blue | High | Risk taken from previous CG | - | - | NA | SPONS E | NA | (BEAMS Note 2) The ERC for this item should be added to all other rateable items on the hereditament (except land). Therefore the total of the ERC of the other Building Items and the P&M ERC (where applicable) to enable the correct contract size adjustment to be made. ERC of Building Component + ERC of P&M = Total ERC to which contract size adjustment should be applied. The appropriate % adjustment should be made in accordance with the scale for contract size adjustment specified under section 6 of the RCG 2021 Guidance notes. The currency ERC rates are set at £4m (Four Million Pounds) @ 1st April 2019 (AVD) for the RCG 2021 Publication. | Armoured cables running into kit | - | 2 | TRUE
1232 | 204A05 | 8702 | 204A05 | Electrics | Cables - armoured | 3 core (based on 1000m) | 120mm² | 11kv | High Voltage Cables are rateable under Class 1 Table 1 (f) Cables ……. and Class 2 (List of Accessories 2 (vii). The cables are made from a copper core which is surrounded in paper / resin which acts as an insulator. Modern materials may replace this today. Round this insulation is woven a lead " cloth " which acts as protection / support. Finally there is a plastic cover which adds water protection. This is usually black. It is usually the larger cables (both in physical size and capacity carried) that are noted as rateable. 11 and 33 KV armoured plated cables are expensive. Cables that carry 415 V and below are reflected in the over base rental figure. Rateable cables are usually from the boundary fence / generator to the transformer or distribution board. Cables run inside building in cable trays whereas most external cables run underground in a sand trench. The actual cable is often in a clay ware duct. Typical sizes: 3800/6600 V. 6350/11000 V. 8700/15000 V. 12700/22000 V. 19000/33000 V. Types of construction: - Single core cable: Copper wire screened, un-armoured, PCV over-sheath, circular stranded conductor, conductor screen, XLPE insulation, extruded semi-conducting layer, semi-conductor tape, copper wire screen, PVC over-sheath. Single core cable: Copper tape screened, aluminium wire armoured, PCV over-sheath, circular stranded conductor screen, XLPE insulation, extruded semi-conducting layer, copper tape screen, PVC sheath Aluminium wire armour, PVC over-sheath. Three core cable: Copper tape screened, single wire armoured, PCV over-sheath, circular stranded conductor, conductor screen, XLPE insulation, Extruded semi-conducting layer, Copper tape screen, Non-hygroscopic fillers, Synthetic tape PVC sheath, Galvanized steel wire armour, PVC over-sheath. | Considered Not Applicable at time of Publication | (BEAMS Note 2) The ERC for this item should be added to all other rateable items on the hereditament (except land). Therefore the total of the ERC of the other Building Items and the P&M ERC (where applicable) to enable the correct contract size adjustment to be made. ERC of Building Component + ERC of P&M = Total ERC to which contract size adjustment should be applied. The appropriate % adjustment should be made in accordance with the scale for contract size adjustment specified under section 6 of the RCG 2023 Guidance notes. The currency ERC rates are set at £4m (Four Million Pounds) @ 1st April 2021 (AVD) for the RCG 2023 Publication. | Cost are based on 1000m run of cabling Cable costs are for :-Cables in support trays or attached to walls ( normal ) Cables in a trench underground (across site or building to building ) Cables in a concrete duct with metal top ( inside power house/switch room ) | - | Class 1 Table 1 (f) Cables and Conductors Class 1 and 2 - List of Accessories (2) (vii) cables, wires | - | Switches, Transformers, Bus Bar (distribution board.) | It is assumed that the item forms part of an "average size industrial, commercial or office complex". Where it would be normal to find more than one item in such a hereditament the ERC stated has been adjusted to reflect any number / quantity, discount. These figures are NOT one off figures. | Where runs are not available adopt 250 m run per circuit. | Armoured cables running into kit | - | 20023 |  | M | per linear m | NA | NA | NA | 243.7435 | Option 3 | 319.2183 | 30.96% | 74.8444 | 63.3067 | -74.03% | -80.17% | 63.3067 | -74.03% | Indexed | NA | VOA_GPN_GOV_UK\7246041 | 2019-08-30 | Medium | Blue | High | Risk taken from previous CG | - | - | NA | SPONS E | NA | (BEAMS Note 2) The ERC for this item should be added to all other rateable items on the hereditament (except land). Therefore the total of the ERC of the other Building Items and the P&M ERC (where applicable) to enable the correct contract size adjustment to be made. ERC of Building Component + ERC of P&M = Total ERC to which contract size adjustment should be applied. The appropriate % adjustment should be made in accordance with the scale for contract size adjustment specified under section 6 of the RCG 2021 Guidance notes. The currency ERC rates are set at £4m (Four Million Pounds) @ 1st April 2019 (AVD) for the RCG 2021 Publication. | Armoured cables running into kit | - | 2 | TRUE
1233 | 204A06 | 8708 | 204A06 | Electrics | Cables - armoured | 3 core (based on 1000m) | 180mm² | 33kv | High Voltage Cables are rateable under Class 1 Table 1 (f) Cables ……. and Class 2 (List of Accessories 2 (vii). The cables are made from a copper core which is surrounded in paper / resin which acts as an insulator. Modern materials may replace this today. Round this insulation is woven a lead " cloth " which acts as protection / support. Finally there is a plastic cover which adds water protection. This is usually black. It is usually the larger cables (both in physical size and capacity carried) that are noted as rateable. 11 and 33 KV armoured plated cables are expensive. Cables that carry 415 V and below are reflected in the over base rental figure. Rateable cables are usually from the boundary fence / generator to the transformer or distribution board. Cables run inside building in cable trays whereas most external cables run underground in a sand trench. The actual cable is often in a clay ware duct. Typical sizes: 3800/6600 V. 6350/11000 V. 8700/15000 V. 12700/22000 V. 19000/33000 V. Types of construction: - Single core cable: Copper wire screened, un-armoured, PCV over-sheath, circular stranded conductor, conductor screen, XLPE insulation, extruded semi-conducting layer, semi-conductor tape, copper wire screen, PVC over-sheath. Single core cable: Copper tape screened, aluminium wire armoured, PCV over-sheath, circular stranded conductor screen, XLPE insulation, extruded semi-conducting layer, copper tape screen, PVC sheath Aluminium wire armour, PVC over-sheath. Three core cable: Copper tape screened, single wire armoured, PCV over-sheath, circular stranded conductor, conductor screen, XLPE insulation, Extruded semi-conducting layer, Copper tape screen, Non-hygroscopic fillers, Synthetic tape PVC sheath, Galvanized steel wire armour, PVC over-sheath. | Considered Not Applicable at time of Publication | (BEAMS Note 2) The ERC for this item should be added to all other rateable items on the hereditament (except land). Therefore the total of the ERC of the other Building Items and the P&M ERC (where applicable) to enable the correct contract size adjustment to be made. ERC of Building Component + ERC of P&M = Total ERC to which contract size adjustment should be applied. The appropriate % adjustment should be made in accordance with the scale for contract size adjustment specified under section 6 of the RCG 2023 Guidance notes. The currency ERC rates are set at £4m (Four Million Pounds) @ 1st April 2021 (AVD) for the RCG 2023 Publication. | Cost are based on 1000m run of cabling Cable costs are for :-Cables in support trays or attached to walls ( normal ) Cables in a trench underground (across site or building to building ) Cables in a concrete duct with metal top ( inside power house/switch room ) | - | Class 1 Table 1 (f) Cables and Conductors Class 1 and 2 - List of Accessories (2) (vii) cables, wires | - | Switches, Transformers, Bus Bar (distribution board.) | It is assumed that the item forms part of an "average size industrial, commercial or office complex". Where it would be normal to find more than one item in such a hereditament the ERC stated has been adjusted to reflect any number / quantity, discount. These figures are NOT one off figures. | Where runs are not available adopt 250 m run per circuit. | Armoured cables running into kit | - | 20023 |  | M | per linear m | NA | NA | NA | 438.7383 | Option 3 | 574.593 | 30.96% | 94.369 | 79.8215 | -81.81% | -86.11% | 79.8215 | -81.81% | Indexed | NA | VOA_GPN_GOV_UK\7246041 | 2019-08-30 | Medium | Blue | High | Risk taken from previous CG | - | - | NA | SPONS E | NA | (BEAMS Note 2) The ERC for this item should be added to all other rateable items on the hereditament (except land). Therefore the total of the ERC of the other Building Items and the P&M ERC (where applicable) to enable the correct contract size adjustment to be made. ERC of Building Component + ERC of P&M = Total ERC to which contract size adjustment should be applied. The appropriate % adjustment should be made in accordance with the scale for contract size adjustment specified under section 6 of the RCG 2021 Guidance notes. The currency ERC rates are set at £4m (Four Million Pounds) @ 1st April 2019 (AVD) for the RCG 2021 Publication. | Armoured cables running into kit | - | 2 | TRUE
1234 | 204A07 | 8711 | 204A07 | Electrics | Cables - armoured | 3 core in concrete trench (based on 800m) | 16mm² | 3.3kv | High Voltage Cables are rateable under Class 1 Table 1 (f) Cables ……. and Class 2 (List of Accessories 2 (vii). The cables are made from a copper core which is surrounded in paper / resin which acts as an insulator. Modern materials may replace this today. Round this insulation is woven a lead " cloth " which acts as protection / support. Finally there is a plastic cover which adds water protection. This is usually black. It is usually the larger cables (both in physical size and capacity carried) that are noted as rateable. 11 and 33 KV armoured plated cables are expensive. Cables that carry 415 V and below are reflected in the over base rental figure. Rateable cables are usually from the boundary fence / generator to the transformer or distribution board. Cables run inside building in cable trays whereas most external cables run underground in a sand trench. The actual cable is often in a clay ware duct. Typical sizes: 3800/6600 V. 6350/11000 V. 8700/15000 V. 12700/22000 V. 19000/33000 V. Types of construction: - Single core cable: Copper wire screened, un-armoured, PCV over-sheath, circular stranded conductor, conductor screen, XLPE insulation, extruded semi-conducting layer, semi-conductor tape, copper wire screen, PVC over-sheath. Single core cable: Copper tape screened, aluminium wire armoured, PCV over-sheath, circular stranded conductor screen, XLPE insulation, extruded semi-conducting layer, copper tape screen, PVC sheath Aluminium wire armour, PVC over-sheath. Three core cable: Copper tape screened, single wire armoured, PCV over-sheath, circular stranded conductor, conductor screen, XLPE insulation, Extruded semi-conducting layer, Copper tape screen, Non-hygroscopic fillers, Synthetic tape PVC sheath, Galvanized steel wire armour, PVC over-sheath. | Considered Not Applicable at time of Publication | (BEAMS Note 2) The ERC for this item should be added to all other rateable items on the hereditament (except land). Therefore the total of the ERC of the other Building Items and the P&M ERC (where applicable) to enable the correct contract size adjustment to be made. ERC of Building Component + ERC of P&M = Total ERC to which contract size adjustment should be applied. The appropriate % adjustment should be made in accordance with the scale for contract size adjustment specified under section 6 of the RCG 2023 Guidance notes. The currency ERC rates are set at £4m (Four Million Pounds) @ 1st April 2021 (AVD) for the RCG 2023 Publication. | Cost are based on 1000m run of cabling Cable costs are for :-Cables in support trays or attached to walls ( normal ) Cables in a trench underground (across site or building to building ) Cables in a concrete duct with metal top ( inside power house/switch room ) | - | Class 1 Table 1 (f) Cables and Conductors Class 1 and 2 - List of Accessories (2) (vii) cables, wires | - | Switches, Transformers, Bus Bar (distribution board.) | It is assumed that the item forms part of an "average size industrial, commercial or office complex". Where it would be normal to find more than one item in such a hereditament the ERC stated has been adjusted to reflect any number / quantity, discount. These figures are NOT one off figures. | Where runs are not available adopt 250 m run per circuit. | Armoured cables running into kit | - | 20023 |  | M | per linear m | NA | NA | NA | 43.8738 | Option 3 | 57.4593 | 30.96% | 30.3716 | 25.6897 | -41.45% | -55.29% | 25.6897 | -41.45% | Indexed | NA | VOA_GPN_GOV_UK\7246041 | 2019-08-30 | Medium | Blue | High | Risk taken from previous CG | - | - | NA | SPONS E | NA | (BEAMS Note 2) The ERC for this item should be added to all other rateable items on the hereditament (except land). Therefore the total of the ERC of the other Building Items and the P&M ERC (where applicable) to enable the correct contract size adjustment to be made. ERC of Building Component + ERC of P&M = Total ERC to which contract size adjustment should be applied. The appropriate % adjustment should be made in accordance with the scale for contract size adjustment specified under section 6 of the RCG 2021 Guidance notes. The currency ERC rates are set at £4m (Four Million Pounds) @ 1st April 2019 (AVD) for the RCG 2021 Publication. | Armoured cables running into kit | - | 2 | TRUE
1235 | 204A08 | 8714 | 204A08 | Electrics | Cables - armoured | 4 core in concrete trench (based on 800m) | 30mm² | 3.3kv | High Voltage Cables are rateable under Class 1 Table 1 (f) Cables ……. and Class 2 (List of Accessories 2 (vii). The cables are made from a copper core which is surrounded in paper / resin which acts as an insulator. Modern materials may replace this today. Round this insulation is woven a lead " cloth " which acts as protection / support. Finally there is a plastic cover which adds water protection. This is usually black. It is usually the larger cables (both in physical size and capacity carried) that are noted as rateable. 11 and 33 KV armoured plated cables are expensive. Cables that carry 415 V and below are reflected in the over base rental figure. Rateable cables are usually from the boundary fence / generator to the transformer or distribution board. Cables run inside building in cable trays whereas most external cables run underground in a sand trench. The actual cable is often in a clay ware duct. Typical sizes: 3800/6600 V. 6350/11000 V. 8700/15000 V. 12700/22000 V. 19000/33000 V. Types of construction: - Single core cable: Copper wire screened, un-armoured, PCV over-sheath, circular stranded conductor, conductor screen, XLPE insulation, extruded semi-conducting layer, semi-conductor tape, copper wire screen, PVC over-sheath. Single core cable: Copper tape screened, aluminium wire armoured, PCV over-sheath, circular stranded conductor screen, XLPE insulation, extruded semi-conducting layer, copper tape screen, PVC sheath Aluminium wire armour, PVC over-sheath. Three core cable: Copper tape screened, single wire armoured, PCV over-sheath, circular stranded conductor, conductor screen, XLPE insulation, Extruded semi-conducting layer, Copper tape screen, Non-hygroscopic fillers, Synthetic tape PVC sheath, Galvanized steel wire armour, PVC over-sheath. | Considered Not Applicable at time of Publication | (BEAMS Note 2) The ERC for this item should be added to all other rateable items on the hereditament (except land). Therefore the total of the ERC of the other Building Items and the P&M ERC (where applicable) to enable the correct contract size adjustment to be made. ERC of Building Component + ERC of P&M = Total ERC to which contract size adjustment should be applied. The appropriate % adjustment should be made in accordance with the scale for contract size adjustment specified under section 6 of the RCG 2023 Guidance notes. The currency ERC rates are set at £4m (Four Million Pounds) @ 1st April 2021 (AVD) for the RCG 2023 Publication. | Cost are based on 1000m run of cabling Cable costs are for :-Cables in support trays or attached to walls ( normal ) Cables in a trench underground (across site or building to building ) Cables in a concrete duct with metal top ( inside power house/switch room ) | - | Class 1 Table 1 (f) Cables and Conductors Class 1 and 2 - List of Accessories (2) (vii) cables, wires | - | Switches, Transformers, Bus Bar (distribution board.) | It is assumed that the item forms part of an "average size industrial, commercial or office complex". Where it would be normal to find more than one item in such a hereditament the ERC stated has been adjusted to reflect any number / quantity, discount. These figures are NOT one off figures. | Where runs are not available adopt 250 m run per circuit. | Armoured cables running into kit | - | 20023 |  | M | per linear m | NA | NA | NA | 138.9338 | Option 3 | 181.9544 | 30.96% | 35.7951 | 30.2771 | -78.21% | -83.36% | 30.2771 | -78.21% | Indexed | NA | VOA_GPN_GOV_UK\7246041 | 2019-08-30 | Medium | Blue | High | Risk taken from previous CG | - | - | NA | SPONS E | NA | (BEAMS Note 2) The ERC for this item should be added to all other rateable items on the hereditament (except land). Therefore the total of the ERC of the other Building Items and the P&M ERC (where applicable) to enable the correct contract size adjustment to be made. ERC of Building Component + ERC of P&M = Total ERC to which contract size adjustment should be applied. The appropriate % adjustment should be made in accordance with the scale for contract size adjustment specified under section 6 of the RCG 2021 Guidance notes. The currency ERC rates are set at £4m (Four Million Pounds) @ 1st April 2019 (AVD) for the RCG 2021 Publication. | Armoured cables running into kit | - | 2 | TRUE
1236 | 204A09 | 8717 | 204A09 | Electrics | Cables - armoured | 5 core in concrete trench (based on 800m) | 50mm² | 11kv | High Voltage Cables are rateable under Class 1 Table 1 (f) Cables ……. and Class 2 (List of Accessories 2 (vii). The cables are made from a copper core which is surrounded in paper / resin which acts as an insulator. Modern materials may replace this today. Round this insulation is woven a lead " cloth " which acts as protection / support. Finally there is a plastic cover which adds water protection. This is usually black. It is usually the larger cables (both in physical size and capacity carried) that are noted as rateable. 11 and 33 KV armoured plated cables are expensive. Cables that carry 415 V and below are reflected in the over base rental figure. Rateable cables are usually from the boundary fence / generator to the transformer or distribution board. Cables run inside building in cable trays whereas most external cables run underground in a sand trench. The actual cable is often in a clay ware duct. Typical sizes: 3800/6600 V. 6350/11000 V. 8700/15000 V. 12700/22000 V. 19000/33000 V. Types of construction: - Single core cable: Copper wire screened, un-armoured, PCV over-sheath, circular stranded conductor, conductor screen, XLPE insulation, extruded semi-conducting layer, semi-conductor tape, copper wire screen, PVC over-sheath. Single core cable: Copper tape screened, aluminium wire armoured, PCV over-sheath, circular stranded conductor screen, XLPE insulation, extruded semi-conducting layer, copper tape screen, PVC sheath Aluminium wire armour, PVC over-sheath. Three core cable: Copper tape screened, single wire armoured, PCV over-sheath, circular stranded conductor, conductor screen, XLPE insulation, Extruded semi-conducting layer, Copper tape screen, Non-hygroscopic fillers, Synthetic tape PVC sheath, Galvanized steel wire armour, PVC over-sheath. | Considered Not Applicable at time of Publication | (BEAMS Note 2) The ERC for this item should be added to all other rateable items on the hereditament (except land). Therefore the total of the ERC of the other Building Items and the P&M ERC (where applicable) to enable the correct contract size adjustment to be made. ERC of Building Component + ERC of P&M = Total ERC to which contract size adjustment should be applied. The appropriate % adjustment should be made in accordance with the scale for contract size adjustment specified under section 6 of the RCG 2023 Guidance notes. The currency ERC rates are set at £4m (Four Million Pounds) @ 1st April 2021 (AVD) for the RCG 2023 Publication. | Cost are based on 1000m run of cabling Cable costs are for :-Cables in support trays or attached to walls ( normal ) Cables in a trench underground (across site or building to building ) Cables in a concrete duct with metal top ( inside power house/switch room ) | - | Class 1 Table 1 (f) Cables and Conductors Class 1 and 2 - List of Accessories (2) (vii) cables, wires | - | Switches, Transformers, Bus Bar (distribution board.) | It is assumed that the item forms part of an "average size industrial, commercial or office complex". Where it would be normal to find more than one item in such a hereditament the ERC stated has been adjusted to reflect any number / quantity, discount. These figures are NOT one off figures. | Where runs are not available adopt 250 m run per circuit. | Armoured cables running into kit | - | 20023 |  | M | per linear m | NA | NA | NA | 85.3102 | Option 3 | 111.7264 | 30.96% | 44.4727 | 37.617 | -55.91% | -66.33% | 37.617 | -55.91% | Indexed | NA | VOA_GPN_GOV_UK\7246041 | 2019-08-30 | Medium | Blue | High | Risk taken from previous CG | - | - | NA | SPONS E | NA | (BEAMS Note 2) The ERC for this item should be added to all other rateable items on the hereditament (except land). Therefore the total of the ERC of the other Building Items and the P&M ERC (where applicable) to enable the correct contract size adjustment to be made. ERC of Building Component + ERC of P&M = Total ERC to which contract size adjustment should be applied. The appropriate % adjustment should be made in accordance with the scale for contract size adjustment specified under section 6 of the RCG 2021 Guidance notes. The currency ERC rates are set at £4m (Four Million Pounds) @ 1st April 2019 (AVD) for the RCG 2021 Publication. | Armoured cables running into kit | - | 2 | TRUE
1237 | 204A10 | 8720 | 204A10 | Electrics | Cables - armoured | 6 core in concrete trench (based on 800m) | 120mm² | 11kv | High Voltage Cables are rateable under Class 1 Table 1 (f) Cables ……. and Class 2 (List of Accessories 2 (vii). The cables are made from a copper core which is surrounded in paper / resin which acts as an insulator. Modern materials may replace this today. Round this insulation is woven a lead " cloth " which acts as protection / support. Finally there is a plastic cover which adds water protection. This is usually black. It is usually the larger cables (both in physical size and capacity carried) that are noted as rateable. 11 and 33 KV armoured plated cables are expensive. Cables that carry 415 V and below are reflected in the over base rental figure. Rateable cables are usually from the boundary fence / generator to the transformer or distribution board. Cables run inside building in cable trays whereas most external cables run underground in a sand trench. The actual cable is often in a clay ware duct. Typical sizes: 3800/6600 V. 6350/11000 V. 8700/15000 V. 12700/22000 V. 19000/33000 V. Types of construction: - Single core cable: Copper wire screened, un-armoured, PCV over-sheath, circular stranded conductor, conductor screen, XLPE insulation, extruded semi-conducting layer, semi-conductor tape, copper wire screen, PVC over-sheath. Single core cable: Copper tape screened, aluminium wire armoured, PCV over-sheath, circular stranded conductor screen, XLPE insulation, extruded semi-conducting layer, copper tape screen, PVC sheath Aluminium wire armour, PVC over-sheath. Three core cable: Copper tape screened, single wire armoured, PCV over-sheath, circular stranded conductor, conductor screen, XLPE insulation, Extruded semi-conducting layer, Copper tape screen, Non-hygroscopic fillers, Synthetic tape PVC sheath, Galvanized steel wire armour, PVC over-sheath. | Considered Not Applicable at time of Publication | (BEAMS Note 2) The ERC for this item should be added to all other rateable items on the hereditament (except land). Therefore the total of the ERC of the other Building Items and the P&M ERC (where applicable) to enable the correct contract size adjustment to be made. ERC of Building Component + ERC of P&M = Total ERC to which contract size adjustment should be applied. The appropriate % adjustment should be made in accordance with the scale for contract size adjustment specified under section 6 of the RCG 2023 Guidance notes. The currency ERC rates are set at £4m (Four Million Pounds) @ 1st April 2021 (AVD) for the RCG 2023 Publication. | Cost are based on 1000m run of cabling Cable costs are for :-Cables in support trays or attached to walls ( normal ) Cables in a trench underground (across site or building to building ) Cables in a concrete duct with metal top ( inside power house/switch room ) | - | Class 1 Table 1 (f) Cables and Conductors Class 1 and 2 - List of Accessories (2) (vii) cables, wires | - | Switches, Transformers, Bus Bar (distribution board.) | It is assumed that the item forms part of an "average size industrial, commercial or office complex". Where it would be normal to find more than one item in such a hereditament the ERC stated has been adjusted to reflect any number / quantity, discount. These figures are NOT one off figures. | Where runs are not available adopt 250 m run per circuit. | Armoured cables running into kit | - | 20023 |  | M | per linear m | NA | NA | NA | 75.5605 | Option 3 | 98.9577 | 30.96% | 99.7925 | 84.409 | 11.71% | -14.7% | 84.409 | 11.71% | Indexed | NA | VOA_GPN_GOV_UK\7246041 | 2019-08-30 | Medium | Blue | High | Risk taken from previous CG | - | - | NA | SPONS E | NA | (BEAMS Note 2) The ERC for this item should be added to all other rateable items on the hereditament (except land). Therefore the total of the ERC of the other Building Items and the P&M ERC (where applicable) to enable the correct contract size adjustment to be made. ERC of Building Component + ERC of P&M = Total ERC to which contract size adjustment should be applied. The appropriate % adjustment should be made in accordance with the scale for contract size adjustment specified under section 6 of the RCG 2021 Guidance notes. The currency ERC rates are set at £4m (Four Million Pounds) @ 1st April 2019 (AVD) for the RCG 2021 Publication. | Armoured cables running into kit | - | 2 | TRUE
1238 | 204A11 | 8728 | 204A11 | Electrics | Cables - armoured | 7 core in concrete trench (based on 800m) | 120mm² | 11kv | High Voltage Cables are rateable under Class 1 Table 1 (f) Cables ……. and Class 2 (List of Accessories 2 (vii). The cables are made from a copper core which is surrounded in paper / resin which acts as an insulator. Modern materials may replace this today. Round this insulation is woven a lead " cloth " which acts as protection / support. Finally there is a plastic cover which adds water protection. This is usually black. It is usually the larger cables (both in physical size and capacity carried) that are noted as rateable. 11 and 33 KV armoured plated cables are expensive. Cables that carry 415 V and below are reflected in the over base rental figure. Rateable cables are usually from the boundary fence / generator to the transformer or distribution board. Cables run inside building in cable trays whereas most external cables run underground in a sand trench. The actual cable is often in a clay ware duct. Typical sizes: 3800/6600 V. 6350/11000 V. 8700/15000 V. 12700/22000 V. 19000/33000 V. Types of construction: - Single core cable: Copper wire screened, un-armoured, PCV over-sheath, circular stranded conductor, conductor screen, XLPE insulation, extruded semi-conducting layer, semi-conductor tape, copper wire screen, PVC over-sheath. Single core cable: Copper tape screened, aluminium wire armoured, PCV over-sheath, circular stranded conductor screen, XLPE insulation, extruded semi-conducting layer, copper tape screen, PVC sheath Aluminium wire armour, PVC over-sheath. Three core cable: Copper tape screened, single wire armoured, PCV over-sheath, circular stranded conductor, conductor screen, XLPE insulation, Extruded semi-conducting layer, Copper tape screen, Non-hygroscopic fillers, Synthetic tape PVC sheath, Galvanized steel wire armour, PVC over-sheath. | Considered Not Applicable at time of Publication | (BEAMS Note 2) The ERC for this item should be added to all other rateable items on the hereditament (except land). Therefore the total of the ERC of the other Building Items and the P&M ERC (where applicable) to enable the correct contract size adjustment to be made. ERC of Building Component + ERC of P&M = Total ERC to which contract size adjustment should be applied. The appropriate % adjustment should be made in accordance with the scale for contract size adjustment specified under section 6 of the RCG 2023 Guidance notes. The currency ERC rates are set at £4m (Four Million Pounds) @ 1st April 2021 (AVD) for the RCG 2023 Publication. | Cost are based on 1000m run of cabling Cable costs are for :-Cables in support trays or attached to walls ( normal ) Cables in a trench underground (across site or building to building ) Cables in a concrete duct with metal top ( inside power house/switch room ) | - | Class 1 Table 1 (f) Cables and Conductors Class 1 and 2 - List of Accessories (2) (vii) cables, wires | - | Switches, Transformers, Bus Bar (distribution board.) | It is assumed that the item forms part of an "average size industrial, commercial or office complex". Where it would be normal to find more than one item in such a hereditament the ERC stated has been adjusted to reflect any number / quantity, discount. These figures are NOT one off figures. | Where runs are not available adopt 250 m run per circuit. | Armoured cables running into kit | - | 20023 |  | M | per linear m | NA | NA | NA | 285.1799 | Option 3 | 373.4854 | 30.96% | 105.216 | 88.9964 | -68.79% | -76.17% | 88.9964 | -68.79% | Indexed | NA | VOA_GPN_GOV_UK\7246041 | 2019-08-30 | Medium | Blue | High | Risk taken from previous CG | - | - | NA | SPONS E | NA | (BEAMS Note 2) The ERC for this item should be added to all other rateable items on the hereditament (except land). Therefore the total of the ERC of the other Building Items and the P&M ERC (where applicable) to enable the correct contract size adjustment to be made. ERC of Building Component + ERC of P&M = Total ERC to which contract size adjustment should be applied. The appropriate % adjustment should be made in accordance with the scale for contract size adjustment specified under section 6 of the RCG 2021 Guidance notes. The currency ERC rates are set at £4m (Four Million Pounds) @ 1st April 2019 (AVD) for the RCG 2021 Publication. | Armoured cables running into kit | - | 2 | TRUE
1239 | 204A12 | 8731 | 204A12 | Electrics | Cables - armoured | 8 core in concrete trench (based on 800m) | 180mm² | 33kv | High Voltage Cables are rateable under Class 1 Table 1 (f) Cables ……. and Class 2 (List of Accessories 2 (vii). The cables are made from a copper core which is surrounded in paper / resin which acts as an insulator. Modern materials may replace this today. Round this insulation is woven a lead " cloth " which acts as protection / support. Finally there is a plastic cover which adds water protection. This is usually black. It is usually the larger cables (both in physical size and capacity carried) that are noted as rateable. 11 and 33 KV armoured plated cables are expensive. Cables that carry 415 V and below are reflected in the over base rental figure. Rateable cables are usually from the boundary fence / generator to the transformer or distribution board. Cables run inside building in cable trays whereas most external cables run underground in a sand trench. The actual cable is often in a clay ware duct. Typical sizes: 3800/6600 V. 6350/11000 V. 8700/15000 V. 12700/22000 V. 19000/33000 V. Types of construction: - Single core cable: Copper wire screened, un-armoured, PCV over-sheath, circular stranded conductor, conductor screen, XLPE insulation, extruded semi-conducting layer, semi-conductor tape, copper wire screen, PVC over-sheath. Single core cable: Copper tape screened, aluminium wire armoured, PCV over-sheath, circular stranded conductor screen, XLPE insulation, extruded semi-conducting layer, copper tape screen, PVC sheath Aluminium wire armour, PVC over-sheath. Three core cable: Copper tape screened, single wire armoured, PCV over-sheath, circular stranded conductor, conductor screen, XLPE insulation, Extruded semi-conducting layer, Copper tape screen, Non-hygroscopic fillers, Synthetic tape PVC sheath, Galvanized steel wire armour, PVC over-sheath. | Considered Not Applicable at time of Publication | (BEAMS Note 2) The ERC for this item should be added to all other rateable items on the hereditament (except land). Therefore the total of the ERC of the other Building Items and the P&M ERC (where applicable) to enable the correct contract size adjustment to be made. ERC of Building Component + ERC of P&M = Total ERC to which contract size adjustment should be applied. The appropriate % adjustment should be made in accordance with the scale for contract size adjustment specified under section 6 of the RCG 2023 Guidance notes. The currency ERC rates are set at £4m (Four Million Pounds) @ 1st April 2021 (AVD) for the RCG 2023 Publication. | Cost are based on 1000m run of cabling Cable costs are for :-Cables in support trays or attached to walls ( normal ) Cables in a trench underground (across site or building to building ) Cables in a concrete duct with metal top ( inside power house/switch room ) | - | Class 1 Table 1 (f) Cables and Conductors Class 1 and 2 - List of Accessories (2) (vii) cables, wires | - | Switches, Transformers, Bus Bar (distribution board.) | It is assumed that the item forms part of an "average size industrial, commercial or office complex". Where it would be normal to find more than one item in such a hereditament the ERC stated has been adjusted to reflect any number / quantity, discount. These figures are NOT one off figures. | Where runs are not available adopt 250 m run per circuit. | Armoured cables running into kit | - | 20023 |  | M | per linear m | NA | NA | NA | 511.8614 | Option 3 | 670.3584 | 30.96% | 121.4865 | 102.7587 | -79.92% | -84.67% | 102.7587 | -79.92% | Indexed | NA | VOA_GPN_GOV_UK\7246041 | 2019-08-30 | Medium | Blue | High | Risk taken from previous CG | - | - | NA | SPONS E | NA | (BEAMS Note 2) The ERC for this item should be added to all other rateable items on the hereditament (except land). Therefore the total of the ERC of the other Building Items and the P&M ERC (where applicable) to enable the correct contract size adjustment to be made. ERC of Building Component + ERC of P&M = Total ERC to which contract size adjustment should be applied. The appropriate % adjustment should be made in accordance with the scale for contract size adjustment specified under section 6 of the RCG 2021 Guidance notes. The currency ERC rates are set at £4m (Four Million Pounds) @ 1st April 2019 (AVD) for the RCG 2021 Publication. | Armoured cables running into kit | - | 2 | TRUE
1240 | 204A88 | 8736 | 204A88 | Electrics | Cables - armoured | Single core - in concrete trench (based on 800m) | 40mm² | 33kv | High Voltage Cables are rateable under Class 1 Table 1 (f) Cables \¬85\¬85. and Class 2 (List of Accessories 2 (vii). The cables are made from a copper core which is surrounded in paper / resin which acts as an insulator. Modern materials may replace this today. Round this insulation is woven a lead " cloth " which acts as protection / support. Finally there is a plastic cover which adds water protection. This is usually black. It is usually the larger cables (both in physical size and capacity carried) that are noted as rateable. 11 and 33 KV armoured plated cables are expensive. Cables that carry 415 V and below are reflected in the over base rental figure. Rateable cables are usually from the boundary fence / generator to the transformer or distribution board. Cables run inside building in cable trays whereas most external cables run underground in a sand trench. The actual cable is often in a clay ware duct. Typical sizes 3800/6600 V 6350/11000 V 8700/15000 V 12700/22000 V 19000/33000 V Types of construction Single core cable, copper wire screened, Un-armoured, PCV over-sheath Circular stranded conductor screen XLPE insulation Extruded semi-conducting layer Semi-conductor tape Copper wire screen PVC over-sheath Single core cable, copper tape screened, aluminium wire armoured, PCV over-sheath Circular stranded conductor screen XLPE insulation Extruded semi-conducting layer Copper tape screen PVC sheath Aluminium wire armour PVC over-sheath. Three core cable, copper tape screened, single wire armoured, PCV over-sheath Circular stranded conductor screen XLPE insulation Extruded semi-conducting layer Copper tape screen Non-hygroscopic fillers Synthetic tape PVC sheath Galvanized steel wire armour PVC over-sheath. | Considered Not Applicable at time of Publication | (BEAMS Note 2) The ERC for this item should be added to all other rateable items on the hereditament (except land). Therefore the total of the ERC of the other Building Items and the P&M ERC (where applicable) to enable the correct contract size adjustment to be made. ERC of Building Component + ERC of P&M = Total ERC to which contract size adjustment should be applied. The appropriate % adjustment should be made in accordance with the scale for contract size adjustment specified under section 6 of the RCG 2023 Guidance notes. The currency ERC rates are set at £4m (Four Million Pounds) @ 1st April 2021 (AVD) for the RCG 2023 Publication. | Cost are based on 1000m run of cabling Cable costs are for :-Cables in support trays or attached to walls ( normal ) Cables in a trench underground. ( across site or building to building ) Cables in a concrete duct with metal top ( inside power house / switch room ) | Where runs are not available adopt 250 m run per circuit. | Class 1 Table 1 (f) Cables and Conductors Class 1 and 2 - List of Accessories (2) (vii) cables, wires | - | Switches, Transformers, Bus Bar (distribution board.) | It is assumed that the item forms part of an "average size industrial, commercial or office complex". Where it would be normal to find more than one item in such a hereditament the ERC stated has been adjusted to reflect any number / quantity, discount. These figures are NOT one off figures. | Where runs are not available adopt 250 m run per circuit. | Armoured cables running into kit | - | 20023 |  | M | per linear m | NA | NA | NA | 97.4974 | Option 3 | 127.6873 | 30.96% | 42.3033 | 35.7821 | -63.3% | -71.98% | 35.7821 | -63.3% | Indexed | NA | VOA_GPN_GOV_UK\7246041 | 2019-08-30 | Medium | Blue | High | Risk taken from previous CG | - | - | NA | SPONS E | NA | (BEAMS Note 2) The ERC for this item should be added to all other rateable items on the hereditament (except land). Therefore the total of the ERC of the other Building Items and the P&M ERC (where applicable) to enable the correct contract size adjustment to be made. ERC of Building Component + ERC of P&M = Total ERC to which contract size adjustment should be applied. The appropriate % adjustment should be made in accordance with the scale for contract size adjustment specified under section 6 of the RCG 2021 Guidance notes. The currency ERC rates are set at £4m (Four Million Pounds) @ 1st April 2019 (AVD) for the RCG 2021 Publication. | Armoured cables running into kit | - | 2 | TRUE
1241 | 204A22 | 8734 | 204A22 | Electrics | Cables - armoured | Single core (based on 1000m) | 40mm² | 33kv | High Voltage Cables are rateable under Class 1 Table 1 (f) Cables ……. and Class 2 (List of Accessories 2 (vii). The cables are made from a copper core which is surrounded in paper / resin which acts as an insulator. Modern materials may replace this today. Round this insulation is woven a lead " cloth " which acts as protection / support. Finally there is a plastic cover which adds water protection. This is usually black. It is usually the larger cables (both in physical size and capacity carried) that are noted as rateable. 11 and 33 KV armoured plated cables are expensive. Cables that carry 415 V and below are reflected in the over base rental figure. Rateable cables are usually from the boundary fence / generator to the transformer or distribution board. Cables run inside building in cable trays whereas most external cables run underground in a sand trench. The actual cable is often in a clay ware duct. Typical sizes: 3800/6600 V. 6350/11000 V. 8700/15000 V. 12700/22000 V. 19000/33000 V. Types of construction: - Single core cable: Copper wire screened, un-armoured, PCV over-sheath, circular stranded conductor, conductor screen, XLPE insulation, extruded semi-conducting layer, semi-conductor tape, copper wire screen, PVC over-sheath. Single core cable: Copper tape screened, aluminium wire armoured, PCV over-sheath, circular stranded conductor screen, XLPE insulation, extruded semi-conducting layer, copper tape screen, PVC sheath Aluminium wire armour, PVC over-sheath. Three core cable: Copper tape screened, single wire armoured, PCV over-sheath, circular stranded conductor, conductor screen, XLPE insulation, Extruded semi-conducting layer, Copper tape screen, Non-hygroscopic fillers, Synthetic tape PVC sheath, Galvanized steel wire armour, PVC over-sheath. | Considered Not Applicable at time of Publication | (BEAMS Note 2) The ERC for this item should be added to all other rateable items on the hereditament (except land). Therefore the total of the ERC of the other Building Items and the P&M ERC (where applicable) to enable the correct contract size adjustment to be made. ERC of Building Component + ERC of P&M = Total ERC to which contract size adjustment should be applied. The appropriate % adjustment should be made in accordance with the scale for contract size adjustment specified under section 6 of the RCG 2023 Guidance notes. The currency ERC rates are set at £4m (Four Million Pounds) @ 1st April 2021 (AVD) for the RCG 2023 Publication. | Cost are based on 1000m run of cabling Cable costs are for :-Cables in support trays or attached to walls ( normal ) Cables in a trench underground (across site or building to building ) Cables in a concrete duct with metal top ( inside power house/switch room ) | - | Class 1 Table 1 (f) Cables and Conductors Class 1 and 2 - List of Accessories (2) (vii) cables, wires | - | Switches, Transformers, Bus Bar (distribution board.) | It is assumed that the item forms part of an "average size industrial, commercial or office complex". Where it would be normal to find more than one item in such a hereditament the ERC stated has been adjusted to reflect any number / quantity, discount. These figures are NOT one off figures. | Where runs are not available adopt 250 m run per circuit. | Armoured cables running into kit | - | 20023 |  | M | per linear m | NA | NA | NA | 60.9359 | Option 3 | 79.8046 | 30.96% | 21.694 | 18.3498 | -69.89% | -77.01% | 18.3498 | -69.89% | Indexed | NA | VOA_GPN_GOV_UK\7246041 | 2019-08-30 | Medium | Blue | High | Risk taken from previous CG | - | - | NA | SPONS E | NA | (BEAMS Note 2) The ERC for this item should be added to all other rateable items on the hereditament (except land). Therefore the total of the ERC of the other Building Items and the P&M ERC (where applicable) to enable the correct contract size adjustment to be made. ERC of Building Component + ERC of P&M = Total ERC to which contract size adjustment should be applied. The appropriate % adjustment should be made in accordance with the scale for contract size adjustment specified under section 6 of the RCG 2021 Guidance notes. The currency ERC rates are set at £4m (Four Million Pounds) @ 1st April 2019 (AVD) for the RCG 2021 Publication. | Armoured cables running into kit | - | 2 | TRUE
1315 | 207D03 | 8331 | 207D03 | Electrics | Diesel Engine - Alternator - Set 1100rpm | 1152kw (M) of engine | Free standing - 50Hz 415V alternator | 1270kva alternator | Diesel Generator (SET) Comprising of several Class 1 rateable items, including within List of Accessories 2 (i) - (viii). These SETS can be found in a variety of hereditaments where the electrical supply may fail or needs to be supplemented. In most cases generation will be at 415V although in industrial complexes where greater demand is required 11kV SETS are employed. Each SET is calibrated upon installation and therefore forms one complete unit. Usually generator works at 50 Hz and 3 phase, normal working speed is 1500rpm,where used periodically, however for continuous use often lower speeds of 1100rpm are adopted AUTOMATIC START-UP with Acoustic box or enclosure. | Considered Not Applicable at time of Publication | (BEAMS Note 1) The ERC for this item should be added to the total of the ERC of the other P&M items on the site and the Buildings ERC (where applicable) to enable the correct contract size adjustment to be made. ERC of P&M Items + ERC of Building Component’s = Total ERC (net figure rateable items only) to which contract size adjustment should be applied The 2023 Generic Contractors Test Spreadsheet has this facility built into the programme - it is recommended you undertake all contractors test valuations using this spreadsheet. (Details on the application of contract size adjustments can be found in the RCG 2023 Guidance notes). Where RV is calculated using the comparative method (rental method) the contract size adjustment should be made as follows: Select - SCAT code box ""P and M as an addition” within the 2023 Generic Contractors Test Spreadsheet facility. Or Where the spreadsheet is not used take the: Reciprocal of statutory de-capitalisation rate (i.e. 5% reciprocal = 20) multiply by rateable value of the buildings (before any overall end allowances are made and after making a notional deduction for the land value) and add to the ERC of P&M. Use resultant figure to calculate contract size adjustment. (Guidance Notes - Section 6) | Costs for freestanding units are some 10% to 17% less than those with mains failure control and contained in acoustic box. Costs of boxes reducing acoustic levels whist ensuring adequate cooling, increases due to size of engine and kVa of alternator. | 1. Output of alternator (kVa) 2. Age 3. Voltage 4. Within acoustic box or in generating room. A record must be made when the rpm = 1000 . The number of cylinders to the diesel engine and the kW (M) of the engine should recorded where available. | Class 1 Table 1(b) internal combustion engines and (l )other motors. Class 1 Table 1 (k) shafting Class1 Table 1 (c) Continuous and alternating current. | - | It is assumed that the item forms part of an "average size industrial, commercial or office complex". Where it would be normal to find more than one item. | Normal batteries included in SET. EXTRA 3 or 4 batteries rated at 12 Volts, which will give a high power boost (as starting a car engine) to start the diesel engine. See 206G - Concrete base or strengthened concrete floor. Fuel storage tank. Foundations, settings, tank (fuel). | Given the specifications of the items used for cost reference purposes, such that "packaged" generator sets tend to include sufficient tankage for several hours running, it is assumed that these "enclosed" sets include fuel tanks. Free standing, (that is sets installed inside buildings and so not needing to be inside a bespoke noise attenuated enclosure) require an addition to be made for fuel storage. All costs include for exhaust extraction. | Diesel engine and alternator (SET) Comprising diesel engine, shafting and alternator sitting on a metal support frame (skid). | Photo 1- Acoustic box showing silencer on top and air intake grill to right. Photo 2 - Diesel engine with battery for starting with alternator to left hand side. Photo 3 - Diesel Alternator set in a basement- ( not in acoustic box) | 20025 |  | Each | - | 3 - INDUSTRIAL | David Grace | Colin Brook | 184818.5118 | Option 3 | 242047.2819 | 30.96% | 514943.4939 | 435562.2787 | 135.7% | 79.95% | 435562.2787 | 135.7% | Price Book Data | Nimal Rajapakse | VOA_GPN_GOV_UK\7219047 | 2021-08-03 | Medium | Blue | High | - | - | Changed LF and updated indices following QA. | NA | SPONS E | 1.561 | (BEAMS Note 1) The ERC for this item should be added to the total of the ERC of the other P&M items on the site and the Buildings ERC (where applicable) to enable the correct contract size adjustment to be made. ERC of P&M Items + ERC of Building Component’s = Total ERC (net figure rateable items only) to which contract size adjustment should be applied The 2021 Generic Contractors Test Spreadsheet has this facility built into the programme - it is recommended you undertake all contractors test valuations using this spreadsheet. (Details on the application of contract size adjustments can be found in the RCG 2021 Guidance notes). Where RV is calculated using the comparative method (rental method) the contract size adjustment should be made as follows: Select - SCAT code box "P and M as an addition” within the 2021 Generic Contractors Test Spreadsheet facility. Or Where the spreadsheet is not used take the: Reciprocal of statutory de-capitalisation rate (i.e. 5% reciprocal = 20) multiply by rateable value of the buildings (before any overall end allowances are made and after making a notional deduction for the land value) and add to the ERC of P&M. Use resultant figure to calculate contract size adjustment. (Guidance Notes - Section 6) | Diesel engine and alternator (SET) Comprising diesel engine, shafting and alternator sitting on a metal support frame (skid). | Photo 1- Acoustic box showing silencer on top and air intake grill to right. Photo 2 - Diesel engine with battery for starting with alternator to left hand side. Photo 3 - Diesel Alternator set in a basement- ( not in acoustic box) | 1 | TRUE
1316 | 207D01 | 8329 | 207D01 | Electrics | Diesel Engine - Alternator - Set 1100rpm | 324kw (M) of engine | Free standing - 50Hz 415V alternator | 348kva alternator | Diesel Generator (SET) Comprising of several Class 1 rateable items, including within List of Accessories 2 (i) - (viii). These SETS can be found in a variety of hereditaments where the electrical supply may fail or needs to be supplemented. In most cases generation will be at 415V although in industrial complexes where greater demand is required 11kV SETS are employed. Each SET is calibrated upon installation and therefore forms one complete unit. Usually generator works at 50 Hz and 3 phase, normal working speed is 1500rpm,where used periodically, however for continuous use often lower speeds of 1100rpm are adopted AUTOMATIC START-UP with Acoustic box or enclosure. | Considered Not Applicable at time of Publication | (BEAMS Note 1) The ERC for this item should be added to the total of the ERC of the other P&M items on the site and the Buildings ERC (where applicable) to enable the correct contract size adjustment to be made. ERC of P&M Items + ERC of Building Component’s = Total ERC (net figure rateable items only) to which contract size adjustment should be applied The 2023 Generic Contractors Test Spreadsheet has this facility built into the programme - it is recommended you undertake all contractors test valuations using this spreadsheet. (Details on the application of contract size adjustments can be found in the RCG 2023 Guidance notes). Where RV is calculated using the comparative method (rental method) the contract size adjustment should be made as follows: Select - SCAT code box ""P and M as an addition” within the 2023 Generic Contractors Test Spreadsheet facility. Or Where the spreadsheet is not used take the: Reciprocal of statutory de-capitalisation rate (i.e. 5% reciprocal = 20) multiply by rateable value of the buildings (before any overall end allowances are made and after making a notional deduction for the land value) and add to the ERC of P&M. Use resultant figure to calculate contract size adjustment. (Guidance Notes - Section 6) | Costs for freestanding units are some 10% to 17% less than those with mains failure control and contained in acoustic box. Costs of boxes reducing acoustic levels whist ensuring adequate cooling, increases due to size of engine and kVa of alternator. | 1. Output of alternator (kVa) 2. Age 3. Voltage 4. Within acoustic box or in generating room. A record must be made when the rpm = 1000 . The number of cylinders to the diesel engine and the kW (M) of the engine should recorded where available. | Class 1 Table 1(b) internal combustion engines and (l )other motors. Class 1 Table 1 (k) shafting Class1 Table 1 (c) Continuous and alternating current. | - | It is assumed that the item forms part of an "average size industrial, commercial or office complex". Where it would be normal to find more than one item. | Normal batteries included in SET. EXTRA 3 or 4 batteries rated at 12 Volts, which will give a high power boost (as starting a car engine) to start the diesel engine. See 206G - Concrete base or strengthened concrete floor. Fuel storage tank. Foundations, settings, tank (fuel). | Given the specifications of the items used for cost reference purposes, such that "packaged" generator sets tend to include sufficient tankage for several hours running, it is assumed that these "enclosed" sets include fuel tanks. Free standing, (that is sets installed inside buildings and so not needing to be inside a bespoke noise attenuated enclosure) require an addition to be made for fuel storage. All costs include for exhaust extraction. | Diesel engine and alternator (SET) Comprising diesel engine, shafting and alternator sitting on a metal support frame (skid). | Photo 1- Acoustic box showing silencer on top and air intake grill to right. Photo 2 - Diesel engine with battery for starting with alternator to left hand side. Photo 3 - Diesel Alternator set in a basement- ( not in acoustic box) | 20025 |  | Each | - | 3 - INDUSTRIAL | David Grace | Colin Brook | 81654.0738 | Option 3 | 106938.1331 | 30.96% | 138847.1791 | 117443.165 | 43.83% | 9.823% | 117443.165 | 43.83% | Price Book Data | Nimal Rajapakse | VOA_GPN_GOV_UK\7219047 | 2021-08-03 | Medium | Blue | High | - | - | Changed LF and updated indices following QA. | NA | SPONS E | 1.561 | (BEAMS Note 1) The ERC for this item should be added to the total of the ERC of the other P&M items on the site and the Buildings ERC (where applicable) to enable the correct contract size adjustment to be made. ERC of P&M Items + ERC of Building Component’s = Total ERC (net figure rateable items only) to which contract size adjustment should be applied The 2021 Generic Contractors Test Spreadsheet has this facility built into the programme - it is recommended you undertake all contractors test valuations using this spreadsheet. (Details on the application of contract size adjustments can be found in the RCG 2021 Guidance notes). Where RV is calculated using the comparative method (rental method) the contract size adjustment should be made as follows: Select - SCAT code box "P and M as an addition” within the 2021 Generic Contractors Test Spreadsheet facility. Or Where the spreadsheet is not used take the: Reciprocal of statutory de-capitalisation rate (i.e. 5% reciprocal = 20) multiply by rateable value of the buildings (before any overall end allowances are made and after making a notional deduction for the land value) and add to the ERC of P&M. Use resultant figure to calculate contract size adjustment. (Guidance Notes - Section 6) | Diesel engine and alternator (SET) Comprising diesel engine, shafting and alternator sitting on a metal support frame (skid). | Photo 1- Acoustic box showing silencer on top and air intake grill to right. Photo 2 - Diesel engine with battery for starting with alternator to left hand side. Photo 3 - Diesel Alternator set in a basement- ( not in acoustic box) | 1 | TRUE
1317 | 207D02 | 8330 | 207D02 | Electrics | Diesel Engine - Alternator - Set 1100rpm | 432kw (M) of engine | Free standing - 50Hz 415V alternator | 469kva alternator | Diesel Generator (SET) Comprising of several Class 1 rateable items, including within List of Accessories 2 (i) - (viii). These SETS can be found in a variety of hereditaments where the electrical supply may fail or needs to be supplemented. In most cases generation will be at 415V although in industrial complexes where greater demand is required 11kV SETS are employed. Each SET is calibrated upon installation and therefore forms one complete unit. Usually generator works at 50 Hz and 3 phase, normal working speed is 1500rpm,where used periodically, however for continuous use often lower speeds of 1100rpm are adopted AUTOMATIC START-UP with Acoustic box or enclosure. | Considered Not Applicable at time of Publication | (BEAMS Note 1) The ERC for this item should be added to the total of the ERC of the other P&M items on the site and the Buildings ERC (where applicable) to enable the correct contract size adjustment to be made. ERC of P&M Items + ERC of Building Component’s = Total ERC (net figure rateable items only) to which contract size adjustment should be applied The 2023 Generic Contractors Test Spreadsheet has this facility built into the programme - it is recommended you undertake all contractors test valuations using this spreadsheet. (Details on the application of contract size adjustments can be found in the RCG 2023 Guidance notes). Where RV is calculated using the comparative method (rental method) the contract size adjustment should be made as follows: Select - SCAT code box ""P and M as an addition” within the 2023 Generic Contractors Test Spreadsheet facility. Or Where the spreadsheet is not used take the: Reciprocal of statutory de-capitalisation rate (i.e. 5% reciprocal = 20) multiply by rateable value of the buildings (before any overall end allowances are made and after making a notional deduction for the land value) and add to the ERC of P&M. Use resultant figure to calculate contract size adjustment. (Guidance Notes - Section 6) | Costs for freestanding units are some 10% to 17% less than those with mains failure control and contained in acoustic box. Costs of boxes reducing acoustic levels whist ensuring adequate cooling, increases due to size of engine and kVa of alternator. | 1. Output of alternator (kVa) 2. Age 3. Voltage 4. Within acoustic box or in generating room. A record must be made when the rpm = 1000 . The number of cylinders to the diesel engine and the kW (M) of the engine should recorded where available. | Class 1 Table 1(b) internal combustion engines and (l )other motors. Class 1 Table 1 (k) shafting Class1 Table 1 (c) Continuous and alternating current. | - | It is assumed that the item forms part of an "average size industrial, commercial or office complex". Where it would be normal to find more than one item. | Normal batteries included in SET. EXTRA 3 or 4 batteries rated at 12 Volts, which will give a high power boost (as starting a car engine) to start the diesel engine. See 206G - Concrete base or strengthened concrete floor. Fuel storage tank. Foundations, settings, tank (fuel). | Given the specifications of the items used for cost reference purposes, such that "packaged" generator sets tend to include sufficient tankage for several hours running, it is assumed that these "enclosed" sets include fuel tanks. Free standing, (that is sets installed inside buildings and so not needing to be inside a bespoke noise attenuated enclosure) require an addition to be made for fuel storage. All costs include for exhaust extraction. | Diesel engine and alternator (SET) Comprising diesel engine, shafting and alternator sitting on a metal support frame (skid). | Photo 1- Acoustic box showing silencer on top and air intake grill to right. Photo 2 - Diesel engine with battery for starting with alternator to left hand side. Photo 3 - Diesel Alternator set in a basement- ( not in acoustic box) | 20025 |  | Each | - | 3 - INDUSTRIAL | David Grace | Colin Brook | 106637.783 | Option 3 | 139658.0097 | 30.96% | 173208.8408 | 146507.798 | 37.39% | 4.905% | 146507.798 | 37.39% | Price Book Data | Nimal Rajapakse | VOA_GPN_GOV_UK\7219047 | 2021-08-03 | Medium | Blue | High | - | - | Changed LF and updated indices following QA. | NA | SPONS E | 1.561 | (BEAMS Note 1) The ERC for this item should be added to the total of the ERC of the other P&M items on the site and the Buildings ERC (where applicable) to enable the correct contract size adjustment to be made. ERC of P&M Items + ERC of Building Component’s = Total ERC (net figure rateable items only) to which contract size adjustment should be applied The 2021 Generic Contractors Test Spreadsheet has this facility built into the programme - it is recommended you undertake all contractors test valuations using this spreadsheet. (Details on the application of contract size adjustments can be found in the RCG 2021 Guidance notes). Where RV is calculated using the comparative method (rental method) the contract size adjustment should be made as follows: Select - SCAT code box "P and M as an addition” within the 2021 Generic Contractors Test Spreadsheet facility. Or Where the spreadsheet is not used take the: Reciprocal of statutory de-capitalisation rate (i.e. 5% reciprocal = 20) multiply by rateable value of the buildings (before any overall end allowances are made and after making a notional deduction for the land value) and add to the ERC of P&M. Use resultant figure to calculate contract size adjustment. (Guidance Notes - Section 6) | Diesel engine and alternator (SET) Comprising diesel engine, shafting and alternator sitting on a metal support frame (skid). | Photo 1- Acoustic box showing silencer on top and air intake grill to right. Photo 2 - Diesel engine with battery for starting with alternator to left hand side. Photo 3 - Diesel Alternator set in a basement- ( not in acoustic box) | 1 | TRUE
1271 | 207D06 | 8334 | 207D06 | Electrics | Diesel Engine - Alternator - Set 1500rpm | Free standing - 50Hz 11kV alternator | 39kw (M) of engine | 50kva alternator | Diesel Generator (SET) Comprising of several Class 1 rateable items, including within List of Accessories 2 (i) - (viii). These SETS can be found in a variety of hereditaments where the electrical supply may fail or needs to be supplemented. In most cases generation will be at 415V although in industrial complexes where greater demand is required 11kV SETS are employed. Each SET is calibrated upon installation and therefore forms one complete unit. Usually generator works at 50 Hz and 3 phase, normal working speed is 1500rpm,where used periodically, however for continuous use often lower speeds of 1100rpm are adopted AUTOMATIC START-UP with Acoustic box or enclosure. | Considered Not Applicable at time of Publication | (BEAMS Note 1) The ERC for this item should be added to the total of the ERC of the other P&M items on the site and the Buildings ERC (where applicable) to enable the correct contract size adjustment to be made. ERC of P&M Items + ERC of Building Component’s = Total ERC (net figure rateable items only) to which contract size adjustment should be applied The 2023 Generic Contractors Test Spreadsheet has this facility built into the programme - it is recommended you undertake all contractors test valuations using this spreadsheet. (Details on the application of contract size adjustments can be found in the RCG 2023 Guidance notes). Where RV is calculated using the comparative method (rental method) the contract size adjustment should be made as follows: Select - SCAT code box ""P and M as an addition” within the 2023 Generic Contractors Test Spreadsheet facility. Or Where the spreadsheet is not used take the: Reciprocal of statutory de-capitalisation rate (i.e. 5% reciprocal = 20) multiply by rateable value of the buildings (before any overall end allowances are made and after making a notional deduction for the land value) and add to the ERC of P&M. Use resultant figure to calculate contract size adjustment. (Guidance Notes - Section 6) | Costs for freestanding units are some 10% to 17% less than those with mains failure control and contained in acoustic box. Costs of boxes reducing acoustic levels whist ensuring adequate cooling, increases due to size of engine and kVa of alternator. | 1. Output of alternator (kVa) 2. Age 3. Voltage 4. Within acoustic box or in generating room. A record must be made when the rpm = 1000 . The number of cylinders to the diesel engine and the kW (M) of the engine should recorded where available. | Class 1 Table 1(b) internal combustion engines and (l )other motors. Class 1 Table 1 (k) shafting Class1 Table 1 (c) Continuous and alternating current. | - | It is assumed that the item forms part of an "average size industrial, commercial or office complex". Where it would be normal to find more than one item. | Normal batteries included in SET. EXTRA 3 or 4 batteries rated at 12 Volts, which will give a high power boost (as starting a car engine) to start the diesel engine. See 206G - Concrete base or strengthened concrete floor. Fuel storage tank. Foundations, settings, tank (fuel). | Given the specifications of the items used for cost reference purposes, such that "packaged" generator sets tend to include sufficient tankage for several hours running, it is assumed that these "enclosed" sets include fuel tanks. Free standing, (that is sets installed inside buildings and so not needing to be inside a bespoke noise attenuated enclosure) require an addition to be made for fuel storage. All costs include for exhaust extraction. | Diesel engine and alternator (SET) Comprising diesel engine, shafting and alternator sitting on a metal support frame (skid). | Photo 1- Acoustic box showing silencer on top and air intake grill to right. Photo 2 - Diesel engine with battery for starting with alternator to left hand side. Photo 3 - Diesel Alternator set in a basement- ( not in acoustic box) | 20024 |  | Each | - | 3 - INDUSTRIAL | David Grace | Colin Brook | 12458.9492 | Option 3 | 16316.8438 | 30.96% | 35577.4013 | 30092.96 | 141.5% | 84.43% | 30092.96 | 141.5% | Price Book Data | Nimal Rajapakse | VOA_GPN_GOV_UK\7219047 | 2021-08-03 | Medium | Blue | High | - | - | Updated indices following QA. Changed LF. 22/02/2021 - Minor change to ordering of categories for grouping. Wrong Block Number, now corrected. | NA | SPONS E | 1.561 | (BEAMS Note 1) The ERC for this item should be added to the total of the ERC of the other P&M items on the site and the Buildings ERC (where applicable) to enable the correct contract size adjustment to be made. ERC of P&M Items + ERC of Building Component’s = Total ERC (net figure rateable items only) to which contract size adjustment should be applied The 2021 Generic Contractors Test Spreadsheet has this facility built into the programme - it is recommended you undertake all contractors test valuations using this spreadsheet. (Details on the application of contract size adjustments can be found in the RCG 2021 Guidance notes). Where RV is calculated using the comparative method (rental method) the contract size adjustment should be made as follows: Select - SCAT code box "P and M as an addition” within the 2021 Generic Contractors Test Spreadsheet facility. Or Where the spreadsheet is not used take the: Reciprocal of statutory de-capitalisation rate (i.e. 5% reciprocal = 20) multiply by rateable value of the buildings (before any overall end allowances are made and after making a notional deduction for the land value) and add to the ERC of P&M. Use resultant figure to calculate contract size adjustment. (Guidance Notes - Section 6) | Diesel engine and alternator (SET) Comprising diesel engine, shafting and alternator sitting on a metal support frame (skid). | Photo 1- Acoustic box showing silencer on top and air intake grill to right. Photo 2 - Diesel engine with battery for starting with alternator to left hand side. Photo 3 - Diesel Alternator set in a basement- ( not in acoustic box) | 1 | TRUE
1273 | 207D07 | 8335 | 207D07 | Electrics | Diesel Engine - Alternator - Set 1500rpm | Free standing - 50Hz 11kV alternator | 40kw (M) of engine | 45kva alternator | Diesel Generator (SET) Comprising of several Class 1 rateable items, including within List of Accessories 2 (i) - (viii). These SETS can be found in a variety of hereditaments where the electrical supply may fail or needs to be supplemented. In most cases generation will be at 415V although in industrial complexes where greater demand is required 11kV SETS are employed. Each SET is calibrated upon installation and therefore forms one complete unit. Usually generator works at 50 Hz and 3 phase, normal working speed is 1500rpm,where used periodically, however for continuous use often lower speeds of 1100rpm are adopted AUTOMATIC START-UP with Acoustic box or enclosure. | Considered Not Applicable at time of Publication | (BEAMS Note 1) The ERC for this item should be added to the total of the ERC of the other P&M items on the site and the Buildings ERC (where applicable) to enable the correct contract size adjustment to be made. ERC of P&M Items + ERC of Building Component’s = Total ERC (net figure rateable items only) to which contract size adjustment should be applied The 2023 Generic Contractors Test Spreadsheet has this facility built into the programme - it is recommended you undertake all contractors test valuations using this spreadsheet. (Details on the application of contract size adjustments can be found in the RCG 2023 Guidance notes). Where RV is calculated using the comparative method (rental method) the contract size adjustment should be made as follows: Select - SCAT code box ""P and M as an addition” within the 2023 Generic Contractors Test Spreadsheet facility. Or Where the spreadsheet is not used take the: Reciprocal of statutory de-capitalisation rate (i.e. 5% reciprocal = 20) multiply by rateable value of the buildings (before any overall end allowances are made and after making a notional deduction for the land value) and add to the ERC of P&M. Use resultant figure to calculate contract size adjustment. (Guidance Notes - Section 6) | Costs for freestanding units are some 10% to 17% less than those with mains failure control and contained in acoustic box. Costs of boxes reducing acoustic levels whist ensuring adequate cooling, increases due to size of engine and kVa of alternator. | 1. Output of alternator (kVa) 2. Age 3. Voltage 4. Within acoustic box or in generating room. A record must be made when the rpm = 1000 . The number of cylinders to the diesel engine and the kW (M) of the engine should recorded where available. | Class 1 Table 1(b) internal combustion engines and (l )other motors. Class 1 Table 1 (k) shafting Class1 Table 1 (c) Continuous and alternating current. | - | It is assumed that the item forms part of an "average size industrial, commercial or office complex". Where it would be normal to find more than one item. | Normal batteries included in SET. EXTRA 3 or 4 batteries rated at 12 Volts, which will give a high power boost (as starting a car engine) to start the diesel engine. See 206G - Concrete base or strengthened concrete floor. Fuel storage tank. Foundations, settings, tank (fuel). | Given the specifications of the items used for cost reference purposes, such that "packaged" generator sets tend to include sufficient tankage for several hours running, it is assumed that these "enclosed" sets include fuel tanks. Free standing, (that is sets installed inside buildings and so not needing to be inside a bespoke noise attenuated enclosure) require an addition to be made for fuel storage. All costs include for exhaust extraction. | Diesel engine and alternator (SET) Comprising diesel engine, shafting and alternator sitting on a metal support frame (skid). | Photo 1- Acoustic box showing silencer on top and air intake grill to right. Photo 2 - Diesel engine with battery for starting with alternator to left hand side. Photo 3 - Diesel Alternator set in a basement- ( not in acoustic box) | 20024 |  | Each | - | 3 - INDUSTRIAL | David Grace | Colin Brook | 12723.4109 | Option 3 | 16663.1957 | 30.96% | 32769.8535 | 27718.2103 | 117.9% | 66.34% | 27718.2103 | 117.9% | Price Book Data | Nimal Rajapakse | VOA_GPN_GOV_UK\7219047 | 2021-08-03 | Medium | Blue | High | - | - | Updated indices following QA. Changed LF. 22/02/2021 - Minor change to ordering of categories for grouping. Wrong Specific Category and Block Number, now corrected. This code is a bigger engine than previous code, but has a smaller output. I've checked and the text is as CG2021 - CG2010 but may be worth checking as it goes against the trend. | NA | SPONS E | 1.561 | (BEAMS Note 1) The ERC for this item should be added to the total of the ERC of the other P&M items on the site and the Buildings ERC (where applicable) to enable the correct contract size adjustment to be made. ERC of P&M Items + ERC of Building Component’s = Total ERC (net figure rateable items only) to which contract size adjustment should be applied The 2021 Generic Contractors Test Spreadsheet has this facility built into the programme - it is recommended you undertake all contractors test valuations using this spreadsheet. (Details on the application of contract size adjustments can be found in the RCG 2021 Guidance notes). Where RV is calculated using the comparative method (rental method) the contract size adjustment should be made as follows: Select - SCAT code box "P and M as an addition” within the 2021 Generic Contractors Test Spreadsheet facility. Or Where the spreadsheet is not used take the: Reciprocal of statutory de-capitalisation rate (i.e. 5% reciprocal = 20) multiply by rateable value of the buildings (before any overall end allowances are made and after making a notional deduction for the land value) and add to the ERC of P&M. Use resultant figure to calculate contract size adjustment. (Guidance Notes - Section 6) | Diesel engine and alternator (SET) Comprising diesel engine, shafting and alternator sitting on a metal support frame (skid). | Photo 1- Acoustic box showing silencer on top and air intake grill to right. Photo 2 - Diesel engine with battery for starting with alternator to left hand side. Photo 3 - Diesel Alternator set in a basement- ( not in acoustic box) | 1 | TRUE
1302 | 207D09 | 8337 | 207D09 | Electrics | Diesel Engine - Alternator - Set 1500rpm | Free standing - 50Hz 11kV alternator | 96kw (M) of engine | 110kva alternator | Diesel Generator (SET) Comprising of several Class 1 rateable items, including within List of Accessories 2 (i) - (viii). These SETS can be found in a variety of hereditaments where the electrical supply may fail or needs to be supplemented. In most cases generation will be at 415V although in industrial complexes where greater demand is required 11kV SETS are employed. Each SET is calibrated upon installation and therefore forms one complete unit. Usually generator works at 50 Hz and 3 phase, normal working speed is 1500rpm,where used periodically, however for continuous use often lower speeds of 1100rpm are adopted AUTOMATIC START-UP with Acoustic box or enclosure. | Considered Not Applicable at time of Publication | (BEAMS Note 1) The ERC for this item should be added to the total of the ERC of the other P&M items on the site and the Buildings ERC (where applicable) to enable the correct contract size adjustment to be made. ERC of P&M Items + ERC of Building Component’s = Total ERC (net figure rateable items only) to which contract size adjustment should be applied The 2023 Generic Contractors Test Spreadsheet has this facility built into the programme - it is recommended you undertake all contractors test valuations using this spreadsheet. (Details on the application of contract size adjustments can be found in the RCG 2023 Guidance notes). Where RV is calculated using the comparative method (rental method) the contract size adjustment should be made as follows: Select - SCAT code box ""P and M as an addition” within the 2023 Generic Contractors Test Spreadsheet facility. Or Where the spreadsheet is not used take the: Reciprocal of statutory de-capitalisation rate (i.e. 5% reciprocal = 20) multiply by rateable value of the buildings (before any overall end allowances are made and after making a notional deduction for the land value) and add to the ERC of P&M. Use resultant figure to calculate contract size adjustment. (Guidance Notes - Section 6) | Costs for freestanding units are some 10% to 17% less than those with mains failure control and contained in acoustic box. Costs of boxes reducing acoustic levels whist ensuring adequate cooling, increases due to size of engine and kVa of alternator. | 1. Output of alternator (kVa) 2. Age 3. Voltage 4. Within acoustic box or in generating room. A record must be made when the rpm = 1000 . The number of cylinders to the diesel engine and the kW (M) of the engine should recorded where available. | Class 1 Table 1(b) internal combustion engines and (l )other motors. Class 1 Table 1 (k) shafting Class1 Table 1 (c) Continuous and alternating current. | - | It is assumed that the item forms part of an "average size industrial, commercial or office complex". Where it would be normal to find more than one item. | Normal batteries included in SET. EXTRA 3 or 4 batteries rated at 12 Volts, which will give a high power boost (as starting a car engine) to start the diesel engine. See 206G - Concrete base or strengthened concrete floor. Fuel storage tank. Foundations, settings, tank (fuel). | Given the specifications of the items used for cost reference purposes, such that "packaged" generator sets tend to include sufficient tankage for several hours running, it is assumed that these "enclosed" sets include fuel tanks. Free standing, (that is sets installed inside buildings and so not needing to be inside a bespoke noise attenuated enclosure) require an addition to be made for fuel storage. All costs include for exhaust extraction. | Diesel engine and alternator (SET) Comprising diesel engine, shafting and alternator sitting on a metal support frame (skid). | Photo 1- Acoustic box showing silencer on top and air intake grill to right. Photo 2 - Diesel engine with battery for starting with alternator to left hand side. Photo 3 - Diesel Alternator set in a basement- ( not in acoustic box) | 20024 |  | Each | - | 3 - INDUSTRIAL | David Grace | Colin Brook | 25182.3601 | Option 3 | 32980.0395 | 30.96% | 46626.0421 | 39438.3954 | 56.61% | 19.58% | 39438.3954 | 56.61% | Price Book Data | Nimal Rajapakse | VOA_GPN_GOV_UK\7219047 | 2021-08-03 | Medium | Blue | High | - | - | Updated indices following QA. Changed LF. 22/02/2021 - Minor change to ordering of categories for grouping. Wrong Specific Category and Block Number, now corrected. | NA | SPONS E | 1.561 | (BEAMS Note 1) The ERC for this item should be added to the total of the ERC of the other P&M items on the site and the Buildings ERC (where applicable) to enable the correct contract size adjustment to be made. ERC of P&M Items + ERC of Building Component’s = Total ERC (net figure rateable items only) to which contract size adjustment should be applied The 2021 Generic Contractors Test Spreadsheet has this facility built into the programme - it is recommended you undertake all contractors test valuations using this spreadsheet. (Details on the application of contract size adjustments can be found in the RCG 2021 Guidance notes). Where RV is calculated using the comparative method (rental method) the contract size adjustment should be made as follows: Select - SCAT code box "P and M as an addition” within the 2021 Generic Contractors Test Spreadsheet facility. Or Where the spreadsheet is not used take the: Reciprocal of statutory de-capitalisation rate (i.e. 5% reciprocal = 20) multiply by rateable value of the buildings (before any overall end allowances are made and after making a notional deduction for the land value) and add to the ERC of P&M. Use resultant figure to calculate contract size adjustment. (Guidance Notes - Section 6) | Diesel engine and alternator (SET) Comprising diesel engine, shafting and alternator sitting on a metal support frame (skid). | Photo 1- Acoustic box showing silencer on top and air intake grill to right. Photo 2 - Diesel engine with battery for starting with alternator to left hand side. Photo 3 - Diesel Alternator set in a basement- ( not in acoustic box) | 1 | TRUE
1306 | 207D10 | 8338 | 207D10 | Electrics | Diesel Engine - Alternator - Set 1500rpm | Free standing - 50Hz 11kV alternator | No engine details | 150kva alternator | Diesel Generator (SET) Comprising of several Class 1 rateable items, including within List of Accessories 2 (i) - (viii). These SETS can be found in a variety of hereditaments where the electrical supply may fail or needs to be supplemented. In most cases generation will be at 415V although in industrial complexes where greater demand is required 11kV SETS are employed. Each SET is calibrated upon installation and therefore forms one complete unit. Usually generator works at 50 Hz and 3 phase, normal working speed is 1500rpm,where used periodically, however for continuous use often lower speeds of 1100rpm are adopted AUTOMATIC START-UP with Acoustic box or enclosure. | Considered Not Applicable at time of Publication | (BEAMS Note 1) The ERC for this item should be added to the total of the ERC of the other P&M items on the site and the Buildings ERC (where applicable) to enable the correct contract size adjustment to be made. ERC of P&M Items + ERC of Building Component’s = Total ERC (net figure rateable items only) to which contract size adjustment should be applied The 2023 Generic Contractors Test Spreadsheet has this facility built into the programme - it is recommended you undertake all contractors test valuations using this spreadsheet. (Details on the application of contract size adjustments can be found in the RCG 2023 Guidance notes). Where RV is calculated using the comparative method (rental method) the contract size adjustment should be made as follows: Select - SCAT code box ""P and M as an addition” within the 2023 Generic Contractors Test Spreadsheet facility. Or Where the spreadsheet is not used take the: Reciprocal of statutory de-capitalisation rate (i.e. 5% reciprocal = 20) multiply by rateable value of the buildings (before any overall end allowances are made and after making a notional deduction for the land value) and add to the ERC of P&M. Use resultant figure to calculate contract size adjustment. (Guidance Notes - Section 6) | Costs for freestanding units are some 10% to 17% less than those with mains failure control and contained in acoustic box. Costs of boxes reducing acoustic levels whist ensuring adequate cooling, increases due to size of engine and kVa of alternator. | 1. Output of alternator (kVa) 2. Age 3. Voltage 4. Within acoustic box or in generating room. A record must be made when the rpm = 1000 . The number of cylinders to the diesel engine and the kW (M) of the engine should recorded where available. | Class 1 Table 1(b) internal combustion engines and (l )other motors. Class 1 Table 1 (k) shafting Class1 Table 1 (c) Continuous and alternating current. | - | It is assumed that the item forms part of an "average size industrial, commercial or office complex". Where it would be normal to find more than one item. | Normal batteries included in SET. EXTRA 3 or 4 batteries rated at 12 Volts, which will give a high power boost (as starting a car engine) to start the diesel engine. See 206G - Concrete base or strengthened concrete floor. Fuel storage tank. Foundations, settings, tank (fuel). | Given the specifications of the items used for cost reference purposes, such that "packaged" generator sets tend to include sufficient tankage for several hours running, it is assumed that these "enclosed" sets include fuel tanks. Free standing, (that is sets installed inside buildings and so not needing to be inside a bespoke noise attenuated enclosure) require an addition to be made for fuel storage. All costs include for exhaust extraction. | Diesel engine and alternator (SET) Comprising diesel engine, shafting and alternator sitting on a metal support frame (skid). | Photo 1- Acoustic box showing silencer on top and air intake grill to right. Photo 2 - Diesel engine with battery for starting with alternator to left hand side. Photo 3 - Diesel Alternator set in a basement- ( not in acoustic box) | 20024 |  | Each | - | 3 - INDUSTRIAL | David Grace | Colin Brook | 25446.8218 | Option 3 | 33326.3913 | 30.96% | 49435.2108 | 41814.5162 | 64.32% | 25.47% | 41814.5162 | 64.32% | Price Book Data | Nimal Rajapakse | VOA_GPN_GOV_UK\7219047 | 2021-08-03 | Medium | Blue | High | - | - | Updated indices following QA. Changed LF. 22/02/2021 - Minor change to ordering of categories for grouping. Wrong Specific Category and Block Number, now corrected. | NA | SPONS E | 1.561 | (BEAMS Note 1) The ERC for this item should be added to the total of the ERC of the other P&M items on the site and the Buildings ERC (where applicable) to enable the correct contract size adjustment to be made. ERC of P&M Items + ERC of Building Component’s = Total ERC (net figure rateable items only) to which contract size adjustment should be applied The 2021 Generic Contractors Test Spreadsheet has this facility built into the programme - it is recommended you undertake all contractors test valuations using this spreadsheet. (Details on the application of contract size adjustments can be found in the RCG 2021 Guidance notes). Where RV is calculated using the comparative method (rental method) the contract size adjustment should be made as follows: Select - SCAT code box "P and M as an addition” within the 2021 Generic Contractors Test Spreadsheet facility. Or Where the spreadsheet is not used take the: Reciprocal of statutory de-capitalisation rate (i.e. 5% reciprocal = 20) multiply by rateable value of the buildings (before any overall end allowances are made and after making a notional deduction for the land value) and add to the ERC of P&M. Use resultant figure to calculate contract size adjustment. (Guidance Notes - Section 6) | Diesel engine and alternator (SET) Comprising diesel engine, shafting and alternator sitting on a metal support frame (skid). | Photo 1- Acoustic box showing silencer on top and air intake grill to right. Photo 2 - Diesel engine with battery for starting with alternator to left hand side. Photo 3 - Diesel Alternator set in a basement- ( not in acoustic box) | 1 | TRUE
1260 | 207D11 | 8342 | 207D11 | Electrics | Diesel Engine - Alternator - Set 1500rpm | Free standing - 50Hz 11kV alternator | 190kw (M) of engine | 200kva alternator | Diesel Generator (SET) Comprising of several Class 1 rateable items, including within List of Accessories 2 (i) - (viii). These SETS can be found in a variety of hereditaments where the electrical supply may fail or needs to be supplemented. In most cases generation will be at 415V although in industrial complexes where greater demand is required 11kV SETS are employed. Each SET is calibrated upon installation and therefore forms one complete unit. Usually generator works at 50 Hz and 3 phase, normal working speed is 1500rpm,where used periodically, however for continuous use often lower speeds of 1100rpm are adopted AUTOMATIC START-UP with Acoustic box or enclosure. | Considered Not Applicable at time of Publication | (BEAMS Note 1) The ERC for this item should be added to the total of the ERC of the other P&M items on the site and the Buildings ERC (where applicable) to enable the correct contract size adjustment to be made. ERC of P&M Items + ERC of Building Component’s = Total ERC (net figure rateable items only) to which contract size adjustment should be applied The 2023 Generic Contractors Test Spreadsheet has this facility built into the programme - it is recommended you undertake all contractors test valuations using this spreadsheet. (Details on the application of contract size adjustments can be found in the RCG 2023 Guidance notes). Where RV is calculated using the comparative method (rental method) the contract size adjustment should be made as follows: Select - SCAT code box ""P and M as an addition” within the 2023 Generic Contractors Test Spreadsheet facility. Or Where the spreadsheet is not used take the: Reciprocal of statutory de-capitalisation rate (i.e. 5% reciprocal = 20) multiply by rateable value of the buildings (before any overall end allowances are made and after making a notional deduction for the land value) and add to the ERC of P&M. Use resultant figure to calculate contract size adjustment. (Guidance Notes - Section 6) | Costs for freestanding units are some 10% to 17% less than those with mains failure control and contained in acoustic box. Costs of boxes reducing acoustic levels whist ensuring adequate cooling, increases due to size of engine and kVa of alternator. | 1. Output of alternator (kVa) 2. Age 3. Voltage 4. Within acoustic box or in generating room. A record must be made when the rpm = 1000 . The number of cylinders to the diesel engine and the kW (M) of the engine should recorded where available. | Class 1 Table 1(b) internal combustion engines and (l )other motors. Class 1 Table 1 (k) shafting Class1 Table 1 (c) Continuous and alternating current. | - | It is assumed that the item forms part of an "average size industrial, commercial or office complex". Where it would be normal to find more than one item. | Normal batteries included in SET. EXTRA 3 or 4 batteries rated at 12 Volts, which will give a high power boost (as starting a car engine) to start the diesel engine. See 206G - Concrete base or strengthened concrete floor. Fuel storage tank. Foundations, settings, tank (fuel). | Given the specifications of the items used for cost reference purposes, such that "packaged" generator sets tend to include sufficient tankage for several hours running, it is assumed that these "enclosed" sets include fuel tanks. Free standing, (that is sets installed inside buildings and so not needing to be inside a bespoke noise attenuated enclosure) require an addition to be made for fuel storage. All costs include for exhaust extraction. | Diesel engine and alternator (SET) Comprising diesel engine, shafting and alternator sitting on a metal support frame (skid). | Photo 1- Acoustic box showing silencer on top and air intake grill to right. Photo 2 - Diesel engine with battery for starting with alternator to left hand side. Photo 3 - Diesel Alternator set in a basement- ( not in acoustic box) | 20024 |  | Each | - | 3 - INDUSTRIAL | David Grace | Colin Brook | 37109.9485 | Option 3 | 48600.9874 | 30.96% | 64447.9751 | 54512.9849 | 46.9% | 12.16% | 54512.9849 | 46.9% | Price Book Data | Nimal Rajapakse | VOA_GPN_GOV_UK\7219047 | 2021-08-05 | Medium | Blue | High | - | - | Updated indices following QA, Changed LF. 22/02/2021 - Minor change to ordering of categories for grouping. Wrong Specific Category and Block Number, now corrected. | NA | SPONS E | 1.561 | (BEAMS Note 1) The ERC for this item should be added to the total of the ERC of the other P&M items on the site and the Buildings ERC (where applicable) to enable the correct contract size adjustment to be made. ERC of P&M Items + ERC of Building Component’s = Total ERC (net figure rateable items only) to which contract size adjustment should be applied The 2021 Generic Contractors Test Spreadsheet has this facility built into the programme - it is recommended you undertake all contractors test valuations using this spreadsheet. (Details on the application of contract size adjustments can be found in the RCG 2021 Guidance notes). Where RV is calculated using the comparative method (rental method) the contract size adjustment should be made as follows: Select - SCAT code box "P and M as an addition” within the 2021 Generic Contractors Test Spreadsheet facility. Or Where the spreadsheet is not used take the: Reciprocal of statutory de-capitalisation rate (i.e. 5% reciprocal = 20) multiply by rateable value of the buildings (before any overall end allowances are made and after making a notional deduction for the land value) and add to the ERC of P&M. Use resultant figure to calculate contract size adjustment. (Guidance Notes - Section 6) | Diesel engine and alternator (SET) Comprising diesel engine, shafting and alternator sitting on a metal support frame (skid). | Photo 1- Acoustic box showing silencer on top and air intake grill to right. Photo 2 - Diesel engine with battery for starting with alternator to left hand side. Photo 3 - Diesel Alternator set in a basement- ( not in acoustic box) | 1 | TRUE
1268 | 207D12 | 8346 | 207D12 | Electrics | Diesel Engine - Alternator - Set 1500rpm | Free standing - 50Hz 11kV alternator | 328kw (M) of engine | 350kva alternator | Diesel Generator (SET) Comprising of several Class 1 rateable items, including within List of Accessories 2 (i) - (viii). These SETS can be found in a variety of hereditaments where the electrical supply may fail or needs to be supplemented. In most cases generation will be at 415V although in industrial complexes where greater demand is required 11kV SETS are employed. Each SET is calibrated upon installation and therefore forms one complete unit. Usually generator works at 50 Hz and 3 phase, normal working speed is 1500rpm,where used periodically, however for continuous use often lower speeds of 1100rpm are adopted AUTOMATIC START-UP with Acoustic box or enclosure. | Considered Not Applicable at time of Publication | (BEAMS Note 1) The ERC for this item should be added to the total of the ERC of the other P&M items on the site and the Buildings ERC (where applicable) to enable the correct contract size adjustment to be made. ERC of P&M Items + ERC of Building Component’s = Total ERC (net figure rateable items only) to which contract size adjustment should be applied The 2023 Generic Contractors Test Spreadsheet has this facility built into the programme - it is recommended you undertake all contractors test valuations using this spreadsheet. (Details on the application of contract size adjustments can be found in the RCG 2023 Guidance notes). Where RV is calculated using the comparative method (rental method) the contract size adjustment should be made as follows: Select - SCAT code box ""P and M as an addition” within the 2023 Generic Contractors Test Spreadsheet facility. Or Where the spreadsheet is not used take the: Reciprocal of statutory de-capitalisation rate (i.e. 5% reciprocal = 20) multiply by rateable value of the buildings (before any overall end allowances are made and after making a notional deduction for the land value) and add to the ERC of P&M. Use resultant figure to calculate contract size adjustment. (Guidance Notes - Section 6) | Costs for freestanding units are some 10% to 17% less than those with mains failure control and contained in acoustic box. Costs of boxes reducing acoustic levels whist ensuring adequate cooling, increases due to size of engine and kVa of alternator. | 1. Output of alternator (kVa) 2. Age 3. Voltage 4. Within acoustic box or in generating room. A record must be made when the rpm = 1000 . The number of cylinders to the diesel engine and the kW (M) of the engine should recorded where available. | Class 1 Table 1(b) internal combustion engines and (l )other motors. Class 1 Table 1 (k) shafting Class1 Table 1 (c) Continuous and alternating current. | - | It is assumed that the item forms part of an "average size industrial, commercial or office complex". Where it would be normal to find more than one item. | Normal batteries included in SET. EXTRA 3 or 4 batteries rated at 12 Volts, which will give a high power boost (as starting a car engine) to start the diesel engine. See 206G - Concrete base or strengthened concrete floor. Fuel storage tank. Foundations, settings, tank (fuel). | Given the specifications of the items used for cost reference purposes, such that "packaged" generator sets tend to include sufficient tankage for several hours running, it is assumed that these "enclosed" sets include fuel tanks. Free standing, (that is sets installed inside buildings and so not needing to be inside a bespoke noise attenuated enclosure) require an addition to be made for fuel storage. All costs include for exhaust extraction. | Diesel engine and alternator (SET) Comprising diesel engine, shafting and alternator sitting on a metal support frame (skid). | Photo 1- Acoustic box showing silencer on top and air intake grill to right. Photo 2 - Diesel engine with battery for starting with alternator to left hand side. Photo 3 - Diesel Alternator set in a basement- ( not in acoustic box) | 20024 |  | Each | - | 3 - INDUSTRIAL | David Grace | Colin Brook | 63617.0545 | Option 3 | 83315.9783 | 30.96% | 108380.847 | 91673.3763 | 44.1% | 10.03% | 91673.3763 | 44.1% | Price Book Data | Nimal Rajapakse | VOA_GPN_GOV_UK\7219047 | 2021-08-05 | Medium | Blue | High | - | - | Updated indices following QA, Changed LF. 22/02/2021 - Minor change to ordering of categories for grouping. Wrong Specific Category and Block Number, now corrected. | NA | SPONS E | 1.561 | (BEAMS Note 1) The ERC for this item should be added to the total of the ERC of the other P&M items on the site and the Buildings ERC (where applicable) to enable the correct contract size adjustment to be made. ERC of P&M Items + ERC of Building Component’s = Total ERC (net figure rateable items only) to which contract size adjustment should be applied The 2021 Generic Contractors Test Spreadsheet has this facility built into the programme - it is recommended you undertake all contractors test valuations using this spreadsheet. (Details on the application of contract size adjustments can be found in the RCG 2021 Guidance notes). Where RV is calculated using the comparative method (rental method) the contract size adjustment should be made as follows: Select - SCAT code box "P and M as an addition” within the 2021 Generic Contractors Test Spreadsheet facility. Or Where the spreadsheet is not used take the: Reciprocal of statutory de-capitalisation rate (i.e. 5% reciprocal = 20) multiply by rateable value of the buildings (before any overall end allowances are made and after making a notional deduction for the land value) and add to the ERC of P&M. Use resultant figure to calculate contract size adjustment. (Guidance Notes - Section 6) | Diesel engine and alternator (SET) Comprising diesel engine, shafting and alternator sitting on a metal support frame (skid). | Photo 1- Acoustic box showing silencer on top and air intake grill to right. Photo 2 - Diesel engine with battery for starting with alternator to left hand side. Photo 3 - Diesel Alternator set in a basement- ( not in acoustic box) | 1 | TRUE
1272 | 207D13 | 8347 | 207D13 | Electrics | Diesel Engine - Alternator - Set 1500rpm | Free standing - 50Hz 11kV alternator | 400kw (M) of engine | 440kva alternator | Diesel Generator (SET) Comprising of several Class 1 rateable items, including within List of Accessories 2 (i) - (viii). These SETS can be found in a variety of hereditaments where the electrical supply may fail or needs to be supplemented. In most cases generation will be at 415V although in industrial complexes where greater demand is required 11kV SETS are employed. Each SET is calibrated upon installation and therefore forms one complete unit. Usually generator works at 50 Hz and 3 phase, normal working speed is 1500rpm,where used periodically, however for continuous use often lower speeds of 1100rpm are adopted AUTOMATIC START-UP with Acoustic box or enclosure. | Considered Not Applicable at time of Publication | (BEAMS Note 1) The ERC for this item should be added to the total of the ERC of the other P&M items on the site and the Buildings ERC (where applicable) to enable the correct contract size adjustment to be made. ERC of P&M Items + ERC of Building Component’s = Total ERC (net figure rateable items only) to which contract size adjustment should be applied The 2023 Generic Contractors Test Spreadsheet has this facility built into the programme - it is recommended you undertake all contractors test valuations using this spreadsheet. (Details on the application of contract size adjustments can be found in the RCG 2023 Guidance notes). Where RV is calculated using the comparative method (rental method) the contract size adjustment should be made as follows: Select - SCAT code box ""P and M as an addition” within the 2023 Generic Contractors Test Spreadsheet facility. Or Where the spreadsheet is not used take the: Reciprocal of statutory de-capitalisation rate (i.e. 5% reciprocal = 20) multiply by rateable value of the buildings (before any overall end allowances are made and after making a notional deduction for the land value) and add to the ERC of P&M. Use resultant figure to calculate contract size adjustment. (Guidance Notes - Section 6) | Costs for freestanding units are some 10% to 17% less than those with mains failure control and contained in acoustic box. Costs of boxes reducing acoustic levels whist ensuring adequate cooling, increases due to size of engine and kVa of alternator. | 1. Output of alternator (kVa) 2. Age 3. Voltage 4. Within acoustic box or in generating room. A record must be made when the rpm = 1000 . The number of cylinders to the diesel engine and the kW (M) of the engine should recorded where available. | Class 1 Table 1(b) internal combustion engines and (l )other motors. Class 1 Table 1 (k) shafting Class1 Table 1 (c) Continuous and alternating current. | - | It is assumed that the item forms part of an "average size industrial, commercial or office complex". Where it would be normal to find more than one item. | Normal batteries included in SET. EXTRA 3 or 4 batteries rated at 12 Volts, which will give a high power boost (as starting a car engine) to start the diesel engine. See 206G - Concrete base or strengthened concrete floor. Fuel storage tank. Foundations, settings, tank (fuel). | Given the specifications of the items used for cost reference purposes, such that "packaged" generator sets tend to include sufficient tankage for several hours running, it is assumed that these "enclosed" sets include fuel tanks. Free standing, (that is sets installed inside buildings and so not needing to be inside a bespoke noise attenuated enclosure) require an addition to be made for fuel storage. All costs include for exhaust extraction. | Diesel engine and alternator (SET) Comprising diesel engine, shafting and alternator sitting on a metal support frame (skid). | Photo 1- Acoustic box showing silencer on top and air intake grill to right. Photo 2 - Diesel engine with battery for starting with alternator to left hand side. Photo 3 - Diesel Alternator set in a basement- ( not in acoustic box) | 20024 |  | Each | - | 3 - INDUSTRIAL | David Grace | Colin Brook | 95425.5818 | Option 3 | 124973.9675 | 30.96% | 119273.3076 | 100886.7075 | 5.723% | -19.27% | 100886.7075 | 5.723% | Price Book Data | Nimal Rajapakse | VOA_GPN_GOV_UK\7219047 | 2021-08-05 | Medium | Blue | High | - | - | Updated indices following QA, Changed LF. 22/02/2021 - Minor change to ordering of categories for grouping. Wrong Specific Category and Block Number, now corrected. | NA | SPONS E | 1.561 | (BEAMS Note 1) The ERC for this item should be added to the total of the ERC of the other P&M items on the site and the Buildings ERC (where applicable) to enable the correct contract size adjustment to be made. ERC of P&M Items + ERC of Building Component’s = Total ERC (net figure rateable items only) to which contract size adjustment should be applied The 2021 Generic Contractors Test Spreadsheet has this facility built into the programme - it is recommended you undertake all contractors test valuations using this spreadsheet. (Details on the application of contract size adjustments can be found in the RCG 2021 Guidance notes). Where RV is calculated using the comparative method (rental method) the contract size adjustment should be made as follows: Select - SCAT code box "P and M as an addition” within the 2021 Generic Contractors Test Spreadsheet facility. Or Where the spreadsheet is not used take the: Reciprocal of statutory de-capitalisation rate (i.e. 5% reciprocal = 20) multiply by rateable value of the buildings (before any overall end allowances are made and after making a notional deduction for the land value) and add to the ERC of P&M. Use resultant figure to calculate contract size adjustment. (Guidance Notes - Section 6) | Diesel engine and alternator (SET) Comprising diesel engine, shafting and alternator sitting on a metal support frame (skid). | Photo 1- Acoustic box showing silencer on top and air intake grill to right. Photo 2 - Diesel engine with battery for starting with alternator to left hand side. Photo 3 - Diesel Alternator set in a basement- ( not in acoustic box) | 1 | TRUE
1307 | 207D14 | 8348 | 207D14 | Electrics | Diesel Engine - Alternator - Set 1500rpm | Free standing - 50Hz 11kV alternator | No engine details | 500kva alternator | Diesel Generator (SET) Comprising of several Class 1 rateable items, including within List of Accessories 2 (i) - (viii). These SETS can be found in a variety of hereditaments where the electrical supply may fail or needs to be supplemented. In most cases generation will be at 415V although in industrial complexes where greater demand is required 11kV SETS are employed. Each SET is calibrated upon installation and therefore forms one complete unit. Usually generator works at 50 Hz and 3 phase, normal working speed is 1500rpm,where used periodically, however for continuous use often lower speeds of 1100rpm are adopted AUTOMATIC START-UP with Acoustic box or enclosure. | Considered Not Applicable at time of Publication | (BEAMS Note 1) The ERC for this item should be added to the total of the ERC of the other P&M items on the site and the Buildings ERC (where applicable) to enable the correct contract size adjustment to be made. ERC of P&M Items + ERC of Building Component’s = Total ERC (net figure rateable items only) to which contract size adjustment should be applied The 2023 Generic Contractors Test Spreadsheet has this facility built into the programme - it is recommended you undertake all contractors test valuations using this spreadsheet. (Details on the application of contract size adjustments can be found in the RCG 2023 Guidance notes). Where RV is calculated using the comparative method (rental method) the contract size adjustment should be made as follows: Select - SCAT code box ""P and M as an addition” within the 2023 Generic Contractors Test Spreadsheet facility. Or Where the spreadsheet is not used take the: Reciprocal of statutory de-capitalisation rate (i.e. 5% reciprocal = 20) multiply by rateable value of the buildings (before any overall end allowances are made and after making a notional deduction for the land value) and add to the ERC of P&M. Use resultant figure to calculate contract size adjustment. (Guidance Notes - Section 6) | Costs for freestanding units are some 10% to 17% less than those with mains failure control and contained in acoustic box. Costs of boxes reducing acoustic levels whist ensuring adequate cooling, increases due to size of engine and kVa of alternator. | 1. Output of alternator (kVa) 2. Age 3. Voltage 4. Within acoustic box or in generating room. A record must be made when the rpm = 1000 . The number of cylinders to the diesel engine and the kW (M) of the engine should recorded where available. | Class 1 Table 1(b) internal combustion engines and (l )other motors. Class 1 Table 1 (k) shafting Class1 Table 1 (c) Continuous and alternating current. | - | It is assumed that the item forms part of an "average size industrial, commercial or office complex". Where it would be normal to find more than one item. | Normal batteries included in SET. EXTRA 3 or 4 batteries rated at 12 Volts, which will give a high power boost (as starting a car engine) to start the diesel engine. See 206G - Concrete base or strengthened concrete floor. Fuel storage tank. Foundations, settings, tank (fuel). | Given the specifications of the items used for cost reference purposes, such that "packaged" generator sets tend to include sufficient tankage for several hours running, it is assumed that these "enclosed" sets include fuel tanks. Free standing, (that is sets installed inside buildings and so not needing to be inside a bespoke noise attenuated enclosure) require an addition to be made for fuel storage. All costs include for exhaust extraction. | Diesel engine and alternator (SET) Comprising diesel engine, shafting and alternator sitting on a metal support frame (skid). | Photo 1- Acoustic box showing silencer on top and air intake grill to right. Photo 2 - Diesel engine with battery for starting with alternator to left hand side. Photo 3 - Diesel Alternator set in a basement- ( not in acoustic box) | 20024 |  | Each | - | 3 - INDUSTRIAL | David Grace | Colin Brook | 100727.003 | Option 3 | 131916.9657 | 30.96% | 132798.1259 | 112326.6048 | 11.52% | -14.85% | 112326.6048 | 11.52% | Price Book Data | Nimal Rajapakse | VOA_GPN_GOV_UK\7219047 | 2021-08-05 | Medium | Blue | High | - | - | Updated indices following QA, Changed LF. 22/02/2021 - Minor change to ordering of categories for grouping. Wrong Specific Category and Block Number, now corrected. | NA | SPONS E | 1.561 | (BEAMS Note 1) The ERC for this item should be added to the total of the ERC of the other P&M items on the site and the Buildings ERC (where applicable) to enable the correct contract size adjustment to be made. ERC of P&M Items + ERC of Building Component’s = Total ERC (net figure rateable items only) to which contract size adjustment should be applied The 2021 Generic Contractors Test Spreadsheet has this facility built into the programme - it is recommended you undertake all contractors test valuations using this spreadsheet. (Details on the application of contract size adjustments can be found in the RCG 2021 Guidance notes). Where RV is calculated using the comparative method (rental method) the contract size adjustment should be made as follows: Select - SCAT code box "P and M as an addition” within the 2021 Generic Contractors Test Spreadsheet facility. Or Where the spreadsheet is not used take the: Reciprocal of statutory de-capitalisation rate (i.e. 5% reciprocal = 20) multiply by rateable value of the buildings (before any overall end allowances are made and after making a notional deduction for the land value) and add to the ERC of P&M. Use resultant figure to calculate contract size adjustment. (Guidance Notes - Section 6) | Diesel engine and alternator (SET) Comprising diesel engine, shafting and alternator sitting on a metal support frame (skid). | Photo 1- Acoustic box showing silencer on top and air intake grill to right. Photo 2 - Diesel engine with battery for starting with alternator to left hand side. Photo 3 - Diesel Alternator set in a basement- ( not in acoustic box) | 1 | TRUE
1308 | 207D15 | 8349 | 207D15 | Electrics | Diesel Engine - Alternator - Set 1500rpm | Free standing - 50Hz 11kV alternator | No engine details | 650kva alternator | Diesel Generator (SET) Comprising of several Class 1 rateable items, including within List of Accessories 2 (i) - (viii). These SETS can be found in a variety of hereditaments where the electrical supply may fail or needs to be supplemented. In most cases generation will be at 415V although in industrial complexes where greater demand is required 11kV SETS are employed. Each SET is calibrated upon installation and therefore forms one complete unit. Usually generator works at 50 Hz and 3 phase, normal working speed is 1500rpm,where used periodically, however for continuous use often lower speeds of 1100rpm are adopted AUTOMATIC START-UP with Acoustic box or enclosure. | Considered Not Applicable at time of Publication | (BEAMS Note 1) The ERC for this item should be added to the total of the ERC of the other P&M items on the site and the Buildings ERC (where applicable) to enable the correct contract size adjustment to be made. ERC of P&M Items + ERC of Building Component’s = Total ERC (net figure rateable items only) to which contract size adjustment should be applied The 2023 Generic Contractors Test Spreadsheet has this facility built into the programme - it is recommended you undertake all contractors test valuations using this spreadsheet. (Details on the application of contract size adjustments can be found in the RCG 2023 Guidance notes). Where RV is calculated using the comparative method (rental method) the contract size adjustment should be made as follows: Select - SCAT code box ""P and M as an addition” within the 2023 Generic Contractors Test Spreadsheet facility. Or Where the spreadsheet is not used take the: Reciprocal of statutory de-capitalisation rate (i.e. 5% reciprocal = 20) multiply by rateable value of the buildings (before any overall end allowances are made and after making a notional deduction for the land value) and add to the ERC of P&M. Use resultant figure to calculate contract size adjustment. (Guidance Notes - Section 6) | Costs for freestanding units are some 10% to 17% less than those with mains failure control and contained in acoustic box. Costs of boxes reducing acoustic levels whist ensuring adequate cooling, increases due to size of engine and kVa of alternator. | 1. Output of alternator (kVa) 2. Age 3. Voltage 4. Within acoustic box or in generating room. A record must be made when the rpm = 1000 . The number of cylinders to the diesel engine and the kW (M) of the engine should recorded where available. | Class 1 Table 1(b) internal combustion engines and (l )other motors. Class 1 Table 1 (k) shafting Class1 Table 1 (c) Continuous and alternating current. | - | It is assumed that the item forms part of an "average size industrial, commercial or office complex". Where it would be normal to find more than one item. | Normal batteries included in SET. EXTRA 3 or 4 batteries rated at 12 Volts, which will give a high power boost (as starting a car engine) to start the diesel engine. See 206G - Concrete base or strengthened concrete floor. Fuel storage tank. Foundations, settings, tank (fuel). | Given the specifications of the items used for cost reference purposes, such that "packaged" generator sets tend to include sufficient tankage for several hours running, it is assumed that these "enclosed" sets include fuel tanks. Free standing, (that is sets installed inside buildings and so not needing to be inside a bespoke noise attenuated enclosure) require an addition to be made for fuel storage. All costs include for exhaust extraction. | Diesel engine and alternator (SET) Comprising diesel engine, shafting and alternator sitting on a metal support frame (skid). | Photo 1- Acoustic box showing silencer on top and air intake grill to right. Photo 2 - Diesel engine with battery for starting with alternator to left hand side. Photo 3 - Diesel Alternator set in a basement- ( not in acoustic box) | 20024 |  | Each | - | 3 - INDUSTRIAL | David Grace | Colin Brook | 119281.9772 | Option 3 | 156217.4594 | 30.96% | 183358.253 | 155092.6256 | 30.02% | -0.72% | 155092.6256 | 30.02% | Price Book Data | Nimal Rajapakse | VOA_GPN_GOV_UK\7219047 | 2021-08-05 | Medium | Blue | High | - | - | Updated indices following QA, Changed LF. 22/02/2021 - Minor change to ordering of categories for grouping. Wrong Specific Category and Block Number, now corrected. | NA | SPONS E | 1.561 | (BEAMS Note 1) The ERC for this item should be added to the total of the ERC of the other P&M items on the site and the Buildings ERC (where applicable) to enable the correct contract size adjustment to be made. ERC of P&M Items + ERC of Building Component’s = Total ERC (net figure rateable items only) to which contract size adjustment should be applied The 2021 Generic Contractors Test Spreadsheet has this facility built into the programme - it is recommended you undertake all contractors test valuations using this spreadsheet. (Details on the application of contract size adjustments can be found in the RCG 2021 Guidance notes). Where RV is calculated using the comparative method (rental method) the contract size adjustment should be made as follows: Select - SCAT code box "P and M as an addition” within the 2021 Generic Contractors Test Spreadsheet facility. Or Where the spreadsheet is not used take the: Reciprocal of statutory de-capitalisation rate (i.e. 5% reciprocal = 20) multiply by rateable value of the buildings (before any overall end allowances are made and after making a notional deduction for the land value) and add to the ERC of P&M. Use resultant figure to calculate contract size adjustment. (Guidance Notes - Section 6) | Diesel engine and alternator (SET) Comprising diesel engine, shafting and alternator sitting on a metal support frame (skid). | Photo 1- Acoustic box showing silencer on top and air intake grill to right. Photo 2 - Diesel engine with battery for starting with alternator to left hand side. Photo 3 - Diesel Alternator set in a basement- ( not in acoustic box) | 1 | TRUE
1298 | 207D16 | 8350 | 207D16 | Electrics | Diesel Engine - Alternator - Set 1500rpm | Free standing - 50Hz 11kV alternator | 860kw (M) of engine | 750kva alternator | Diesel Generator (SET) Comprising of several Class 1 rateable items, including within List of Accessories 2 (i) - (viii). These SETS can be found in a variety of hereditaments where the electrical supply may fail or needs to be supplemented. In most cases generation will be at 415V although in industrial complexes where greater demand is required 11kV SETS are employed. Each SET is calibrated upon installation and therefore forms one complete unit. Usually generator works at 50 Hz and 3 phase, normal working speed is 1500rpm,where used periodically, however for continuous use often lower speeds of 1100rpm are adopted AUTOMATIC START-UP with Acoustic box or enclosure. | Considered Not Applicable at time of Publication | (BEAMS Note 1) The ERC for this item should be added to the total of the ERC of the other P&M items on the site and the Buildings ERC (where applicable) to enable the correct contract size adjustment to be made. ERC of P&M Items + ERC of Building Component’s = Total ERC (net figure rateable items only) to which contract size adjustment should be applied The 2023 Generic Contractors Test Spreadsheet has this facility built into the programme - it is recommended you undertake all contractors test valuations using this spreadsheet. (Details on the application of contract size adjustments can be found in the RCG 2023 Guidance notes). Where RV is calculated using the comparative method (rental method) the contract size adjustment should be made as follows: Select - SCAT code box ""P and M as an addition” within the 2023 Generic Contractors Test Spreadsheet facility. Or Where the spreadsheet is not used take the: Reciprocal of statutory de-capitalisation rate (i.e. 5% reciprocal = 20) multiply by rateable value of the buildings (before any overall end allowances are made and after making a notional deduction for the land value) and add to the ERC of P&M. Use resultant figure to calculate contract size adjustment. (Guidance Notes - Section 6) | Costs for freestanding units are some 10% to 17% less than those with mains failure control and contained in acoustic box. Costs of boxes reducing acoustic levels whist ensuring adequate cooling, increases due to size of engine and kVa of alternator. | 1. Output of alternator (kVa) 2. Age 3. Voltage 4. Within acoustic box or in generating room. A record must be made when the rpm = 1000 . The number of cylinders to the diesel engine and the kW (M) of the engine should recorded where available. | Class 1 Table 1(b) internal combustion engines and (l )other motors. Class 1 Table 1 (k) shafting Class1 Table 1 (c) Continuous and alternating current. | - | It is assumed that the item forms part of an "average size industrial, commercial or office complex". Where it would be normal to find more than one item. | Normal batteries included in SET. EXTRA 3 or 4 batteries rated at 12 Volts, which will give a high power boost (as starting a car engine) to start the diesel engine. See 206G - Concrete base or strengthened concrete floor. Fuel storage tank. Foundations, settings, tank (fuel). | Given the specifications of the items used for cost reference purposes, such that "packaged" generator sets tend to include sufficient tankage for several hours running, it is assumed that these "enclosed" sets include fuel tanks. Free standing, (that is sets installed inside buildings and so not needing to be inside a bespoke noise attenuated enclosure) require an addition to be made for fuel storage. All costs include for exhaust extraction. | Diesel engine and alternator (SET) Comprising diesel engine, shafting and alternator sitting on a metal support frame (skid). | Photo 1- Acoustic box showing silencer on top and air intake grill to right. Photo 2 - Diesel engine with battery for starting with alternator to left hand side. Photo 3 - Diesel Alternator set in a basement- ( not in acoustic box) | 20024 |  | Each | - | 3 - INDUSTRIAL | David Grace | Colin Brook | 150633.4854 | Option 3 | 197276.9143 | 30.96% | 232373.5398 | 196551.9512 | 30.48% | -0.3675% | 196551.9512 | 30.48% | Price Book Data | Nimal Rajapakse | VOA_GPN_GOV_UK\7219047 | 2021-08-05 | Medium | Blue | High | - | - | Updated indices following QA. Changed LF. 22/0221 - Minor change to ordering of categories for grouping. Wrong Specific Category and Block Number, now corrected. | NA | SPONS E | 1.561 | (BEAMS Note 1) The ERC for this item should be added to the total of the ERC of the other P&M items on the site and the Buildings ERC (where applicable) to enable the correct contract size adjustment to be made. ERC of P&M Items + ERC of Building Component’s = Total ERC (net figure rateable items only) to which contract size adjustment should be applied The 2021 Generic Contractors Test Spreadsheet has this facility built into the programme - it is recommended you undertake all contractors test valuations using this spreadsheet. (Details on the application of contract size adjustments can be found in the RCG 2021 Guidance notes). Where RV is calculated using the comparative method (rental method) the contract size adjustment should be made as follows: Select - SCAT code box "P and M as an addition” within the 2021 Generic Contractors Test Spreadsheet facility. Or Where the spreadsheet is not used take the: Reciprocal of statutory de-capitalisation rate (i.e. 5% reciprocal = 20) multiply by rateable value of the buildings (before any overall end allowances are made and after making a notional deduction for the land value) and add to the ERC of P&M. Use resultant figure to calculate contract size adjustment. (Guidance Notes - Section 6) | Diesel engine and alternator (SET) Comprising diesel engine, shafting and alternator sitting on a metal support frame (skid). | Photo 1- Acoustic box showing silencer on top and air intake grill to right. Photo 2 - Diesel engine with battery for starting with alternator to left hand side. Photo 3 - Diesel Alternator set in a basement- ( not in acoustic box) | 1 | TRUE
1309 | 207D17 | 8351 | 207D17 | Electrics | Diesel Engine - Alternator - Set 1500rpm | Free standing - 50Hz 11kV alternator | No engine details | 1000kva alternator | Diesel Generator (SET) Comprising of several Class 1 rateable items, including within List of Accessories 2 (i) - (viii). These SETS can be found in a variety of hereditaments where the electrical supply may fail or needs to be supplemented. In most cases generation will be at 415V although in industrial complexes where greater demand is required 11kV SETS are employed. Each SET is calibrated upon installation and therefore forms one complete unit. Usually generator works at 50 Hz and 3 phase, normal working speed is 1500rpm,where used periodically, however for continuous use often lower speeds of 1100rpm are adopted AUTOMATIC START-UP with Acoustic box or enclosure. | Considered Not Applicable at time of Publication | (BEAMS Note 1) The ERC for this item should be added to the total of the ERC of the other P&M items on the site and the Buildings ERC (where applicable) to enable the correct contract size adjustment to be made. ERC of P&M Items + ERC of Building Component’s = Total ERC (net figure rateable items only) to which contract size adjustment should be applied The 2023 Generic Contractors Test Spreadsheet has this facility built into the programme - it is recommended you undertake all contractors test valuations using this spreadsheet. (Details on the application of contract size adjustments can be found in the RCG 2023 Guidance notes). Where RV is calculated using the comparative method (rental method) the contract size adjustment should be made as follows: Select - SCAT code box ""P and M as an addition” within the 2023 Generic Contractors Test Spreadsheet facility. Or Where the spreadsheet is not used take the: Reciprocal of statutory de-capitalisation rate (i.e. 5% reciprocal = 20) multiply by rateable value of the buildings (before any overall end allowances are made and after making a notional deduction for the land value) and add to the ERC of P&M. Use resultant figure to calculate contract size adjustment. (Guidance Notes - Section 6) | Costs for freestanding units are some 10% to 17% less than those with mains failure control and contained in acoustic box. Costs of boxes reducing acoustic levels whist ensuring adequate cooling, increases due to size of engine and kVa of alternator. | 1. Output of alternator (kVa) 2. Age 3. Voltage 4. Within acoustic box or in generating room. A record must be made when the rpm = 1000 . The number of cylinders to the diesel engine and the kW (M) of the engine should recorded where available. | Class 1 Table 1(b) internal combustion engines and (l )other motors. Class 1 Table 1 (k) shafting Class1 Table 1 (c) Continuous and alternating current. | - | It is assumed that the item forms part of an "average size industrial, commercial or office complex". Where it would be normal to find more than one item. | Normal batteries included in SET. EXTRA 3 or 4 batteries rated at 12 Volts, which will give a high power boost (as starting a car engine) to start the diesel engine. See 206G - Concrete base or strengthened concrete floor. Fuel storage tank. Foundations, settings, tank (fuel). | Given the specifications of the items used for cost reference purposes, such that "packaged" generator sets tend to include sufficient tankage for several hours running, it is assumed that these "enclosed" sets include fuel tanks. Free standing, (that is sets installed inside buildings and so not needing to be inside a bespoke noise attenuated enclosure) require an addition to be made for fuel storage. All costs include for exhaust extraction. | Diesel engine and alternator (SET) Comprising diesel engine, shafting and alternator sitting on a metal support frame (skid). | Photo 1- Acoustic box showing silencer on top and air intake grill to right. Photo 2 - Diesel engine with battery for starting with alternator to left hand side. Photo 3 - Diesel Alternator set in a basement- ( not in acoustic box) | 20024 |  | Each | - | 3 - INDUSTRIAL | David Grace | Colin Brook | 231556.3287 | Option 3 | 303257.3925 | 30.96% | 288652.5624 | 244155.2701 | 5.441% | -19.49% | 244155.2701 | 5.441% | Price Book Data | Nimal Rajapakse | VOA_GPN_GOV_UK\7219047 | 2021-08-05 | Medium | Blue | High | - | - | Updated indices following QA. Changed LF. 22/0221 - Minor change to ordering of categories for grouping. Wrong Specific Category and Block Number, now corrected. | NA | SPONS E | 1.561 | (BEAMS Note 1) The ERC for this item should be added to the total of the ERC of the other P&M items on the site and the Buildings ERC (where applicable) to enable the correct contract size adjustment to be made. ERC of P&M Items + ERC of Building Component’s = Total ERC (net figure rateable items only) to which contract size adjustment should be applied The 2021 Generic Contractors Test Spreadsheet has this facility built into the programme - it is recommended you undertake all contractors test valuations using this spreadsheet. (Details on the application of contract size adjustments can be found in the RCG 2021 Guidance notes). Where RV is calculated using the comparative method (rental method) the contract size adjustment should be made as follows: Select - SCAT code box "P and M as an addition” within the 2021 Generic Contractors Test Spreadsheet facility. Or Where the spreadsheet is not used take the: Reciprocal of statutory de-capitalisation rate (i.e. 5% reciprocal = 20) multiply by rateable value of the buildings (before any overall end allowances are made and after making a notional deduction for the land value) and add to the ERC of P&M. Use resultant figure to calculate contract size adjustment. (Guidance Notes - Section 6) | Diesel engine and alternator (SET) Comprising diesel engine, shafting and alternator sitting on a metal support frame (skid). | Photo 1- Acoustic box showing silencer on top and air intake grill to right. Photo 2 - Diesel engine with battery for starting with alternator to left hand side. Photo 3 - Diesel Alternator set in a basement- ( not in acoustic box) | 1 | TRUE
1310 | 207D18 | 8352 | 207D18 | Electrics | Diesel Engine - Alternator - Set 1500rpm | Free standing - 50Hz 11kV alternator | No engine details | 1250kva alternator | Diesel Generator (SET) Comprising of several Class 1 rateable items, including within List of Accessories 2 (i) - (viii). These SETS can be found in a variety of hereditaments where the electrical supply may fail or needs to be supplemented. In most cases generation will be at 415V although in industrial complexes where greater demand is required 11kV SETS are employed. Each SET is calibrated upon installation and therefore forms one complete unit. Usually generator works at 50 Hz and 3 phase, normal working speed is 1500rpm,where used periodically, however for continuous use often lower speeds of 1100rpm are adopted AUTOMATIC START-UP with Acoustic box or enclosure. | Considered Not Applicable at time of Publication | (BEAMS Note 1) The ERC for this item should be added to the total of the ERC of the other P&M items on the site and the Buildings ERC (where applicable) to enable the correct contract size adjustment to be made. ERC of P&M Items + ERC of Building Component’s = Total ERC (net figure rateable items only) to which contract size adjustment should be applied The 2023 Generic Contractors Test Spreadsheet has this facility built into the programme - it is recommended you undertake all contractors test valuations using this spreadsheet. (Details on the application of contract size adjustments can be found in the RCG 2023 Guidance notes). Where RV is calculated using the comparative method (rental method) the contract size adjustment should be made as follows: Select - SCAT code box ""P and M as an addition” within the 2023 Generic Contractors Test Spreadsheet facility. Or Where the spreadsheet is not used take the: Reciprocal of statutory de-capitalisation rate (i.e. 5% reciprocal = 20) multiply by rateable value of the buildings (before any overall end allowances are made and after making a notional deduction for the land value) and add to the ERC of P&M. Use resultant figure to calculate contract size adjustment. (Guidance Notes - Section 6) | Costs for freestanding units are some 10% to 17% less than those with mains failure control and contained in acoustic box. Costs of boxes reducing acoustic levels whist ensuring adequate cooling, increases due to size of engine and kVa of alternator. | 1. Output of alternator (kVa) 2. Age 3. Voltage 4. Within acoustic box or in generating room. A record must be made when the rpm = 1000 . The number of cylinders to the diesel engine and the kW (M) of the engine should recorded where available. | Class 1 Table 1(b) internal combustion engines and (l )other motors. Class 1 Table 1 (k) shafting Class1 Table 1 (c) Continuous and alternating current. | - | It is assumed that the item forms part of an "average size industrial, commercial or office complex". Where it would be normal to find more than one item. | Normal batteries included in SET. EXTRA 3 or 4 batteries rated at 12 Volts, which will give a high power boost (as starting a car engine) to start the diesel engine. See 206G - Concrete base or strengthened concrete floor. Fuel storage tank. Foundations, settings, tank (fuel). | Given the specifications of the items used for cost reference purposes, such that "packaged" generator sets tend to include sufficient tankage for several hours running, it is assumed that these "enclosed" sets include fuel tanks. Free standing, (that is sets installed inside buildings and so not needing to be inside a bespoke noise attenuated enclosure) require an addition to be made for fuel storage. All costs include for exhaust extraction. | Diesel engine and alternator (SET) Comprising diesel engine, shafting and alternator sitting on a metal support frame (skid). | Photo 1- Acoustic box showing silencer on top and air intake grill to right. Photo 2 - Diesel engine with battery for starting with alternator to left hand side. Photo 3 - Diesel Alternator set in a basement- ( not in acoustic box) | 20024 |  | Each | - | 3 - INDUSTRIAL | David Grace | Colin Brook | 268117.8543 | Option 3 | 351140.1386 | 30.96% | 383598.1698 | 324464.5188 | 21.02% | -7.597% | 324464.5188 | 21.02% | Price Book Data | Nimal Rajapakse | VOA_GPN_GOV_UK\7219047 | 2021-08-05 | Medium | Blue | High | - | - | Updated indices following QA. Changed LF. 22/0221 - Minor change to ordering of categories for grouping. Wrong Specific Category and Block Number, now corrected. | NA | SPONS E | 1.561 | (BEAMS Note 1) The ERC for this item should be added to the total of the ERC of the other P&M items on the site and the Buildings ERC (where applicable) to enable the correct contract size adjustment to be made. ERC of P&M Items + ERC of Building Component’s = Total ERC (net figure rateable items only) to which contract size adjustment should be applied The 2021 Generic Contractors Test Spreadsheet has this facility built into the programme - it is recommended you undertake all contractors test valuations using this spreadsheet. (Details on the application of contract size adjustments can be found in the RCG 2021 Guidance notes). Where RV is calculated using the comparative method (rental method) the contract size adjustment should be made as follows: Select - SCAT code box "P and M as an addition” within the 2021 Generic Contractors Test Spreadsheet facility. Or Where the spreadsheet is not used take the: Reciprocal of statutory de-capitalisation rate (i.e. 5% reciprocal = 20) multiply by rateable value of the buildings (before any overall end allowances are made and after making a notional deduction for the land value) and add to the ERC of P&M. Use resultant figure to calculate contract size adjustment. (Guidance Notes - Section 6) | Diesel engine and alternator (SET) Comprising diesel engine, shafting and alternator sitting on a metal support frame (skid). | Photo 1- Acoustic box showing silencer on top and air intake grill to right. Photo 2 - Diesel engine with battery for starting with alternator to left hand side. Photo 3 - Diesel Alternator set in a basement- ( not in acoustic box) | 1 | TRUE
1311 | 207D19 | 8353 | 207D19 | Electrics | Diesel Engine - Alternator - Set 1500rpm | Free standing - 50Hz 11kV alternator | No engine details | 2000kva alternator | Diesel Generator (SET) Comprising of several Class 1 rateable items, including within List of Accessories 2 (i) - (viii). These SETS can be found in a variety of hereditaments where the electrical supply may fail or needs to be supplemented. In most cases generation will be at 415V although in industrial complexes where greater demand is required 11kV SETS are employed. Each SET is calibrated upon installation and therefore forms one complete unit. Usually generator works at 50 Hz and 3 phase, normal working speed is 1500rpm,where used periodically, however for continuous use often lower speeds of 1100rpm are adopted AUTOMATIC START-UP with Acoustic box or enclosure. | Considered Not Applicable at time of Publication | (BEAMS Note 1) The ERC for this item should be added to the total of the ERC of the other P&M items on the site and the Buildings ERC (where applicable) to enable the correct contract size adjustment to be made. ERC of P&M Items + ERC of Building Component’s = Total ERC (net figure rateable items only) to which contract size adjustment should be applied The 2023 Generic Contractors Test Spreadsheet has this facility built into the programme - it is recommended you undertake all contractors test valuations using this spreadsheet. (Details on the application of contract size adjustments can be found in the RCG 2023 Guidance notes). Where RV is calculated using the comparative method (rental method) the contract size adjustment should be made as follows: Select - SCAT code box ""P and M as an addition” within the 2023 Generic Contractors Test Spreadsheet facility. Or Where the spreadsheet is not used take the: Reciprocal of statutory de-capitalisation rate (i.e. 5% reciprocal = 20) multiply by rateable value of the buildings (before any overall end allowances are made and after making a notional deduction for the land value) and add to the ERC of P&M. Use resultant figure to calculate contract size adjustment. (Guidance Notes - Section 6) | Costs for freestanding units are some 10% to 17% less than those with mains failure control and contained in acoustic box. Costs of boxes reducing acoustic levels whist ensuring adequate cooling, increases due to size of engine and kVa of alternator. | 1. Output of alternator (kVa) 2. Age 3. Voltage 4. Within acoustic box or in generating room. A record must be made when the rpm = 1000 . The number of cylinders to the diesel engine and the kW (M) of the engine should recorded where available. | Class 1 Table 1(b) internal combustion engines and (l )other motors. Class 1 Table 1 (k) shafting Class1 Table 1 (c) Continuous and alternating current. | - | It is assumed that the item forms part of an "average size industrial, commercial or office complex". Where it would be normal to find more than one item. | Normal batteries included in SET. EXTRA 3 or 4 batteries rated at 12 Volts, which will give a high power boost (as starting a car engine) to start the diesel engine. See 206G - Concrete base or strengthened concrete floor. Fuel storage tank. Foundations, settings, tank (fuel). | Given the specifications of the items used for cost reference purposes, such that "packaged" generator sets tend to include sufficient tankage for several hours running, it is assumed that these "enclosed" sets include fuel tanks. Free standing, (that is sets installed inside buildings and so not needing to be inside a bespoke noise attenuated enclosure) require an addition to be made for fuel storage. All costs include for exhaust extraction. | Diesel engine and alternator (SET) Comprising diesel engine, shafting and alternator sitting on a metal support frame (skid). | Photo 1- Acoustic box showing silencer on top and air intake grill to right. Photo 2 - Diesel engine with battery for starting with alternator to left hand side. Photo 3 - Diesel Alternator set in a basement- ( not in acoustic box) | 20024 |  | Each | - | 3 - INDUSTRIAL | David Grace | Colin Brook | 365615.2559 | Option 3 | 478827.4618 | 30.96% | 410911.1777 | 347567.0846 | -4.936% | -27.41% | 347567.0846 | -4.936% | Price Book Data | Nimal Rajapakse | VOA_GPN_GOV_UK\7219047 | 2021-08-05 | Medium | Blue | High | - | - | Updated indices following QA. Changed LF. 22/0221 - Minor change to ordering of categories for grouping. Wrong Specific Category and Block Number, now corrected. | NA | SPONS E | 1.561 | (BEAMS Note 1) The ERC for this item should be added to the total of the ERC of the other P&M items on the site and the Buildings ERC (where applicable) to enable the correct contract size adjustment to be made. ERC of P&M Items + ERC of Building Component’s = Total ERC (net figure rateable items only) to which contract size adjustment should be applied The 2021 Generic Contractors Test Spreadsheet has this facility built into the programme - it is recommended you undertake all contractors test valuations using this spreadsheet. (Details on the application of contract size adjustments can be found in the RCG 2021 Guidance notes). Where RV is calculated using the comparative method (rental method) the contract size adjustment should be made as follows: Select - SCAT code box "P and M as an addition” within the 2021 Generic Contractors Test Spreadsheet facility. Or Where the spreadsheet is not used take the: Reciprocal of statutory de-capitalisation rate (i.e. 5% reciprocal = 20) multiply by rateable value of the buildings (before any overall end allowances are made and after making a notional deduction for the land value) and add to the ERC of P&M. Use resultant figure to calculate contract size adjustment. (Guidance Notes - Section 6) | Diesel engine and alternator (SET) Comprising diesel engine, shafting and alternator sitting on a metal support frame (skid). | Photo 1- Acoustic box showing silencer on top and air intake grill to right. Photo 2 - Diesel engine with battery for starting with alternator to left hand side. Photo 3 - Diesel Alternator set in a basement- ( not in acoustic box) | 1 | TRUE
1303 | 207D04 | 8332 | 207D04 | Electrics | Diesel Engine - Alternator - Set 1500rpm | Free standing - 50Hz 415V alternator | No engine details | 11kva alternator | Diesel Generator (SET) Comprising of several Class 1 rateable items, including within List of Accessories 2 (i) - (viii). These SETS can be found in a variety of hereditaments where the electrical supply may fail or needs to be supplemented. In most cases generation will be at 415V although in industrial complexes where greater demand is required 11kV SETS are employed. Each SET is calibrated upon installation and therefore forms one complete unit. Usually generator works at 50 Hz and 3 phase, normal working speed is 1500rpm,where used periodically, however for continuous use often lower speeds of 1100rpm are adopted AUTOMATIC START-UP with Acoustic box or enclosure. | Considered Not Applicable at time of Publication | (BEAMS Note 1) The ERC for this item should be added to the total of the ERC of the other P&M items on the site and the Buildings ERC (where applicable) to enable the correct contract size adjustment to be made. ERC of P&M Items + ERC of Building Component’s = Total ERC (net figure rateable items only) to which contract size adjustment should be applied The 2023 Generic Contractors Test Spreadsheet has this facility built into the programme - it is recommended you undertake all contractors test valuations using this spreadsheet. (Details on the application of contract size adjustments can be found in the RCG 2023 Guidance notes). Where RV is calculated using the comparative method (rental method) the contract size adjustment should be made as follows: Select - SCAT code box ""P and M as an addition” within the 2023 Generic Contractors Test Spreadsheet facility. Or Where the spreadsheet is not used take the: Reciprocal of statutory de-capitalisation rate (i.e. 5% reciprocal = 20) multiply by rateable value of the buildings (before any overall end allowances are made and after making a notional deduction for the land value) and add to the ERC of P&M. Use resultant figure to calculate contract size adjustment. (Guidance Notes - Section 6) | Costs for freestanding units are some 10% to 17% less than those with mains failure control and contained in acoustic box. Costs of boxes reducing acoustic levels whist ensuring adequate cooling, increases due to size of engine and kVa of alternator. | 1. Output of alternator (kVa) 2. Age 3. Voltage 4. Within acoustic box or in generating room. A record must be made when the rpm = 1000 . The number of cylinders to the diesel engine and the kW (M) of the engine should recorded where available. | Class 1 Table 1(b) internal combustion engines and (l )other motors. Class 1 Table 1 (k) shafting Class1 Table 1 (c) Continuous and alternating current. | - | It is assumed that the item forms part of an "average size industrial, commercial or office complex". Where it would be normal to find more than one item. | Normal batteries included in SET. EXTRA 3 or 4 batteries rated at 12 Volts, which will give a high power boost (as starting a car engine) to start the diesel engine. See 206G - Concrete base or strengthened concrete floor. Fuel storage tank. Foundations, settings, tank (fuel). | Given the specifications of the items used for cost reference purposes, such that "packaged" generator sets tend to include sufficient tankage for several hours running, it is assumed that these "enclosed" sets include fuel tanks. Free standing, (that is sets installed inside buildings and so not needing to be inside a bespoke noise attenuated enclosure) require an addition to be made for fuel storage. All costs include for exhaust extraction. | Diesel engine and alternator (SET) Comprising diesel engine, shafting and alternator sitting on a metal support frame (skid). | Photo 1- Acoustic box showing silencer on top and air intake grill to right. Photo 2 - Diesel engine with battery for starting with alternator to left hand side. Photo 3 - Diesel Alternator set in a basement- ( not in acoustic box) | 20024 |  | Each | - | 3 - INDUSTRIAL | David Grace | Colin Brook | 7289.1495 | Option 3 | 9546.2235 | 30.96% | 23313.021 | 19719.1977 | 170.5% | 106.6% | 19719.1977 | 170.5% | Price Book Data | Nimal Rajapakse | VOA_GPN_GOV_UK\7219047 | 2021-08-03 | Medium | Blue | High | - | - | Updated indices following QA. Changed LF. 22/02/2021 - Minor change to ordering of categories for grouping. Wrong Specific Category and Block Number, now corrected. | NA | SPONS E | 1.561 | (BEAMS Note 1) The ERC for this item should be added to the total of the ERC of the other P&M items on the site and the Buildings ERC (where applicable) to enable the correct contract size adjustment to be made. ERC of P&M Items + ERC of Building Component’s = Total ERC (net figure rateable items only) to which contract size adjustment should be applied The 2021 Generic Contractors Test Spreadsheet has this facility built into the programme - it is recommended you undertake all contractors test valuations using this spreadsheet. (Details on the application of contract size adjustments can be found in the RCG 2021 Guidance notes). Where RV is calculated using the comparative method (rental method) the contract size adjustment should be made as follows: Select - SCAT code box "P and M as an addition” within the 2021 Generic Contractors Test Spreadsheet facility. Or Where the spreadsheet is not used take the: Reciprocal of statutory de-capitalisation rate (i.e. 5% reciprocal = 20) multiply by rateable value of the buildings (before any overall end allowances are made and after making a notional deduction for the land value) and add to the ERC of P&M. Use resultant figure to calculate contract size adjustment. (Guidance Notes - Section 6) | Diesel engine and alternator (SET) Comprising diesel engine, shafting and alternator sitting on a metal support frame (skid). | Photo 1- Acoustic box showing silencer on top and air intake grill to right. Photo 2 - Diesel engine with battery for starting with alternator to left hand side. Photo 3 - Diesel Alternator set in a basement- ( not in acoustic box) | 1 | TRUE
1304 | 207D05 | 8333 | 207D05 | Electrics | Diesel Engine - Alternator - Set 1500rpm | Free standing - 50Hz 415V alternator | No engine details | 25kva alternator | Diesel Generator (SET) Comprising of several Class 1 rateable items, including within List of Accessories 2 (i) - (viii). These SETS can be found in a variety of hereditaments where the electrical supply may fail or needs to be supplemented. In most cases generation will be at 415V although in industrial complexes where greater demand is required 11kV SETS are employed. Each SET is calibrated upon installation and therefore forms one complete unit. Usually generator works at 50 Hz and 3 phase, normal working speed is 1500rpm,where used periodically, however for continuous use often lower speeds of 1100rpm are adopted AUTOMATIC START-UP with Acoustic box or enclosure. | Considered Not Applicable at time of Publication | (BEAMS Note 1) The ERC for this item should be added to the total of the ERC of the other P&M items on the site and the Buildings ERC (where applicable) to enable the correct contract size adjustment to be made. ERC of P&M Items + ERC of Building Component’s = Total ERC (net figure rateable items only) to which contract size adjustment should be applied The 2023 Generic Contractors Test Spreadsheet has this facility built into the programme - it is recommended you undertake all contractors test valuations using this spreadsheet. (Details on the application of contract size adjustments can be found in the RCG 2023 Guidance notes). Where RV is calculated using the comparative method (rental method) the contract size adjustment should be made as follows: Select - SCAT code box ""P and M as an addition” within the 2023 Generic Contractors Test Spreadsheet facility. Or Where the spreadsheet is not used take the: Reciprocal of statutory de-capitalisation rate (i.e. 5% reciprocal = 20) multiply by rateable value of the buildings (before any overall end allowances are made and after making a notional deduction for the land value) and add to the ERC of P&M. Use resultant figure to calculate contract size adjustment. (Guidance Notes - Section 6) | Costs for freestanding units are some 10% to 17% less than those with mains failure control and contained in acoustic box. Costs of boxes reducing acoustic levels whist ensuring adequate cooling, increases due to size of engine and kVa of alternator. | 1. Output of alternator (kVa) 2. Age 3. Voltage 4. Within acoustic box or in generating room. A record must be made when the rpm = 1000 . The number of cylinders to the diesel engine and the kW (M) of the engine should recorded where available. | Class 1 Table 1(b) internal combustion engines and (l )other motors. Class 1 Table 1 (k) shafting Class1 Table 1 (c) Continuous and alternating current. | - | It is assumed that the item forms part of an "average size industrial, commercial or office complex". Where it would be normal to find more than one item. | Normal batteries included in SET. EXTRA 3 or 4 batteries rated at 12 Volts, which will give a high power boost (as starting a car engine) to start the diesel engine. See 206G - Concrete base or strengthened concrete floor. Fuel storage tank. Foundations, settings, tank (fuel). | Given the specifications of the items used for cost reference purposes, such that "packaged" generator sets tend to include sufficient tankage for several hours running, it is assumed that these "enclosed" sets include fuel tanks. Free standing, (that is sets installed inside buildings and so not needing to be inside a bespoke noise attenuated enclosure) require an addition to be made for fuel storage. All costs include for exhaust extraction. | Diesel engine and alternator (SET) Comprising diesel engine, shafting and alternator sitting on a metal support frame (skid). | Photo 1- Acoustic box showing silencer on top and air intake grill to right. Photo 2 - Diesel engine with battery for starting with alternator to left hand side. Photo 3 - Diesel Alternator set in a basement- ( not in acoustic box) | 20024 |  | Each | - | 3 - INDUSTRIAL | David Grace | Colin Brook | 10602.8424 | Option 3 | 13885.9964 | 30.96% | 27151.5159 | 22965.9687 | 116.6% | 65.39% | 22965.9687 | 116.6% | Price Book Data | Nimal Rajapakse | VOA_GPN_GOV_UK\7219047 | 2021-08-03 | Medium | Blue | High | - | - | Updated indices following QA. Changed LF. 22/02/2021 - Minor change to ordering of categories for grouping. Wrong Specific Category and Block Number, now corrected. | NA | SPONS E | 1.561 | (BEAMS Note 1) The ERC for this item should be added to the total of the ERC of the other P&M items on the site and the Buildings ERC (where applicable) to enable the correct contract size adjustment to be made. ERC of P&M Items + ERC of Building Component’s = Total ERC (net figure rateable items only) to which contract size adjustment should be applied The 2021 Generic Contractors Test Spreadsheet has this facility built into the programme - it is recommended you undertake all contractors test valuations using this spreadsheet. (Details on the application of contract size adjustments can be found in the RCG 2021 Guidance notes). Where RV is calculated using the comparative method (rental method) the contract size adjustment should be made as follows: Select - SCAT code box "P and M as an addition” within the 2021 Generic Contractors Test Spreadsheet facility. Or Where the spreadsheet is not used take the: Reciprocal of statutory de-capitalisation rate (i.e. 5% reciprocal = 20) multiply by rateable value of the buildings (before any overall end allowances are made and after making a notional deduction for the land value) and add to the ERC of P&M. Use resultant figure to calculate contract size adjustment. (Guidance Notes - Section 6) | Diesel engine and alternator (SET) Comprising diesel engine, shafting and alternator sitting on a metal support frame (skid). | Photo 1- Acoustic box showing silencer on top and air intake grill to right. Photo 2 - Diesel engine with battery for starting with alternator to left hand side. Photo 3 - Diesel Alternator set in a basement- ( not in acoustic box) | 1 | TRUE
1305 | 207D08 | 8336 | 207D08 | Electrics | Diesel Engine - Alternator - Set 1500rpm | Free standing - 50Hz 11kV alternator | No engine cetails | 100kva alternator | Diesel Generator (SET) Comprising of several Class 1 rateable items, including within List of Accessories 2 (i) - (viii). These SETS can be found in a variety of hereditaments where the electrical supply may fail or needs to be supplemented. In most cases generation will be at 415V although in industrial complexes where greater demand is required 11kV SETS are employed. Each SET is calibrated upon installation and therefore forms one complete unit. Usually generator works at 50 Hz and 3 phase, normal working speed is 1500rpm,where used periodically, however for continuous use often lower speeds of 1100rpm are adopted AUTOMATIC START-UP with Acoustic box or enclosure. | Considered Not Applicable at time of Publication | (BEAMS Note 1) The ERC for this item should be added to the total of the ERC of the other P&M items on the site and the Buildings ERC (where applicable) to enable the correct contract size adjustment to be made. ERC of P&M Items + ERC of Building Component’s = Total ERC (net figure rateable items only) to which contract size adjustment should be applied The 2023 Generic Contractors Test Spreadsheet has this facility built into the programme - it is recommended you undertake all contractors test valuations using this spreadsheet. (Details on the application of contract size adjustments can be found in the RCG 2023 Guidance notes). Where RV is calculated using the comparative method (rental method) the contract size adjustment should be made as follows: Select - SCAT code box ""P and M as an addition” within the 2023 Generic Contractors Test Spreadsheet facility. Or Where the spreadsheet is not used take the: Reciprocal of statutory de-capitalisation rate (i.e. 5% reciprocal = 20) multiply by rateable value of the buildings (before any overall end allowances are made and after making a notional deduction for the land value) and add to the ERC of P&M. Use resultant figure to calculate contract size adjustment. (Guidance Notes - Section 6) | Costs for freestanding units are some 10% to 17% less than those with mains failure control and contained in acoustic box. Costs of boxes reducing acoustic levels whist ensuring adequate cooling, increases due to size of engine and kVa of alternator. | 1. Output of alternator (kVa) 2. Age 3. Voltage 4. Within acoustic box or in generating room. A record must be made when the rpm = 1000 . The number of cylinders to the diesel engine and the kW (M) of the engine should recorded where available. | Class 1 Table 1(b) internal combustion engines and (l )other motors. Class 1 Table 1 (k) shafting Class1 Table 1 (c) Continuous and alternating current. | - | It is assumed that the item forms part of an "average size industrial, commercial or office complex". Where it would be normal to find more than one item. | Normal batteries included in SET. EXTRA 3 or 4 batteries rated at 12 Volts, which will give a high power boost (as starting a car engine) to start the diesel engine. See 206G - Concrete base or strengthened concrete floor. Fuel storage tank. Foundations, settings, tank (fuel). | Given the specifications of the items used for cost reference purposes, such that "packaged" generator sets tend to include sufficient tankage for several hours running, it is assumed that these "enclosed" sets include fuel tanks. Free standing, (that is sets installed inside buildings and so not needing to be inside a bespoke noise attenuated enclosure) require an addition to be made for fuel storage. All costs include for exhaust extraction. | Diesel engine and alternator (SET) Comprising diesel engine, shafting and alternator sitting on a metal support frame (skid). | Photo 1- Acoustic box showing silencer on top and air intake grill to right. Photo 2 - Diesel engine with battery for starting with alternator to left hand side. Photo 3 - Diesel Alternator set in a basement- ( not in acoustic box) | 20024 |  | Each | - | 3 - INDUSTRIAL | David Grace | Colin Brook | 18554.9742 | Option 3 | 24300.4937 | 30.96% | 43389.1132 | 36700.456 | 97.79% | 51.03% | 36700.456 | 97.79% | Price Book Data | Nimal Rajapakse | VOA_GPN_GOV_UK\7219047 | 2021-08-05 | Medium | Blue | High | - | - | Updated indices following QA, Changed LF. 22/02/2021 - Minor change to ordering of categories for grouping. Wrong Specific Category and Block Number, now corrected. | NA | SPONS E | 1.561 | (BEAMS Note 1) The ERC for this item should be added to the total of the ERC of the other P&M items on the site and the Buildings ERC (where applicable) to enable the correct contract size adjustment to be made. ERC of P&M Items + ERC of Building Component’s = Total ERC (net figure rateable items only) to which contract size adjustment should be applied The 2021 Generic Contractors Test Spreadsheet has this facility built into the programme - it is recommended you undertake all contractors test valuations using this spreadsheet. (Details on the application of contract size adjustments can be found in the RCG 2021 Guidance notes). Where RV is calculated using the comparative method (rental method) the contract size adjustment should be made as follows: Select - SCAT code box "P and M as an addition” within the 2021 Generic Contractors Test Spreadsheet facility. Or Where the spreadsheet is not used take the: Reciprocal of statutory de-capitalisation rate (i.e. 5% reciprocal = 20) multiply by rateable value of the buildings (before any overall end allowances are made and after making a notional deduction for the land value) and add to the ERC of P&M. Use resultant figure to calculate contract size adjustment. (Guidance Notes - Section 6) | Diesel engine and alternator (SET) Comprising diesel engine, shafting and alternator sitting on a metal support frame (skid). | Photo 1- Acoustic box showing silencer on top and air intake grill to right. Photo 2 - Diesel engine with battery for starting with alternator to left hand side. Photo 3 - Diesel Alternator set in a basement- ( not in acoustic box) | 1 | TRUE
1257 | 207D71 | 8388 | 207D71 | Electrics | Diesel Engine - Alternator - Set 1500rpm | Free standing - 50Hz 415V alternator | 18.5kw (M) of engine | 20kva alternator | Diesel Generator (SET) Comprising of several Class 1 rateable items, including within List of Accessories 2 (i) - (viii). These SETS can be found in a variety of hereditaments where the electrical supply may fail or needs to be supplemented. In most cases generation will be at 415V although in industrial complexes where greater demand is required 11kV SETS are employed. Each SET is calibrated upon installation and therefore forms one complete unit. Usually generator works at 50 Hz and 3 phase, normal working speed is 1500rpm,where used periodically, however for continuous use often lower speeds of 1100rpm are adopted AUTOMATIC START-UP with Acoustic box or enclosure. | Considered Not Applicable at time of Publication | (BEAMS Note 1) The ERC for this item should be added to the total of the ERC of the other P&M items on the site and the Buildings ERC (where applicable) to enable the correct contract size adjustment to be made. ERC of P&M Items + ERC of Building Component’s = Total ERC (net figure rateable items only) to which contract size adjustment should be applied The 2023 Generic Contractors Test Spreadsheet has this facility built into the programme - it is recommended you undertake all contractors test valuations using this spreadsheet. (Details on the application of contract size adjustments can be found in the RCG 2023 Guidance notes). Where RV is calculated using the comparative method (rental method) the contract size adjustment should be made as follows: Select - SCAT code box ""P and M as an addition” within the 2023 Generic Contractors Test Spreadsheet facility. Or Where the spreadsheet is not used take the: Reciprocal of statutory de-capitalisation rate (i.e. 5% reciprocal = 20) multiply by rateable value of the buildings (before any overall end allowances are made and after making a notional deduction for the land value) and add to the ERC of P&M. Use resultant figure to calculate contract size adjustment. (Guidance Notes - Section 6) | Costs for freestanding units are some 10% to 17% less than those with mains failure control and contained in acoustic box. Costs of boxes reducing acoustic levels whist ensuring adequate cooling, increases due to size of engine and kVa of alternator. | 1. Output of alternator (kVa) 2. Age 3. Voltage 4. Within acoustic box or in generating room. A record must be made when the rpm = 1000 . The number of cylinders to the diesel engine and the kW (M) of the engine should recorded where available. | Class 1 Table 1(b) internal combustion engines and (l )other motors. Class 1 Table 1 (k) shafting Class1 Table 1 (c) Continuous and alternating current. | - | It is assumed that the item forms part of an "average size industrial, commercial or office complex". Where it would be normal to find more than one item. | Normal batteries included in SET. EXTRA 3 or 4 batteries rated at 12 Volts, which will give a high power boost (as starting a car engine) to start the diesel engine. See 206G - Concrete base or strengthened concrete floor. Fuel storage tank. Foundations, settings, tank (fuel). | Given the specifications of the items used for cost reference purposes, such that "packaged" generator sets tend to include sufficient tankage for several hours running, it is assumed that these "enclosed" sets include fuel tanks. Free standing, (that is sets installed inside buildings and so not needing to be inside a bespoke noise attenuated enclosure) require an addition to be made for fuel storage. All costs include for exhaust extraction. | Diesel engine and alternator (SET) Comprising diesel engine, shafting and alternator sitting on a metal support frame (skid). | Photo 1- Acoustic box showing silencer on top and air intake grill to right. Photo 2 - Diesel engine with battery for starting with alternator to left hand side. Photo 3 - Diesel Alternator set in a basement- ( not in acoustic box) | 20024 |  | Each | - | 3 - INDUSTRIAL | David Grace | Colin Brook | 6215.4593 | Option 3 | 8140.0669 | 30.96% | 18154.6248 | 15355.9951 | 147.1% | 88.65% | 15355.9951 | 147.1% | Price Book Data | Nimal Rajapakse | VOA_GPN_GOV_UK\7219047 | 2021-08-05 | Medium | Blue | High | - | - | Updated indices following QA. Changed LF. 22/0221 - Minor change to ordering of categories for grouping. Wrong Block Number and LF, now corrected. | NA | SPONS E | 1.561 | (BEAMS Note 1) The ERC for this item should be added to the total of the ERC of the other P&M items on the site and the Buildings ERC (where applicable) to enable the correct contract size adjustment to be made. ERC of P&M Items + ERC of Building Component’s = Total ERC (net figure rateable items only) to which contract size adjustment should be applied The 2021 Generic Contractors Test Spreadsheet has this facility built into the programme - it is recommended you undertake all contractors test valuations using this spreadsheet. (Details on the application of contract size adjustments can be found in the RCG 2021 Guidance notes). Where RV is calculated using the comparative method (rental method) the contract size adjustment should be made as follows: Select - SCAT code box "P and M as an addition” within the 2021 Generic Contractors Test Spreadsheet facility. Or Where the spreadsheet is not used take the: Reciprocal of statutory de-capitalisation rate (i.e. 5% reciprocal = 20) multiply by rateable value of the buildings (before any overall end allowances are made and after making a notional deduction for the land value) and add to the ERC of P&M. Use resultant figure to calculate contract size adjustment. (Guidance Notes - Section 6) | Diesel engine and alternator (SET) Comprising diesel engine, shafting and alternator sitting on a metal support frame (skid). | Photo 1- Acoustic box showing silencer on top and air intake grill to right. Photo 2 - Diesel engine with battery for starting with alternator to left hand side. Photo 3 - Diesel Alternator set in a basement- ( not in acoustic box) | 1 | TRUE
1265 | 207D72 | 8389 | 207D72 | Electrics | Diesel Engine - Alternator - Set 1500rpm | Free standing - 50Hz 415V alternator | 25kw (M) of engine | 25kva alternator | Diesel Generator (SET) Comprising of several Class 1 rateable items, including within List of Accessories 2 (i) - (viii). These SETS can be found in a variety of hereditaments where the electrical supply may fail or needs to be supplemented. In most cases generation will be at 415V although in industrial complexes where greater demand is required 11kV SETS are employed. Each SET is calibrated upon installation and therefore forms one complete unit. Usually generator works at 50 Hz and 3 phase, normal working speed is 1500rpm,where used periodically, however for continuous use often lower speeds of 1100rpm are adopted AUTOMATIC START-UP with Acoustic box or enclosure. | Considered Not Applicable at time of Publication | (BEAMS Note 1) The ERC for this item should be added to the total of the ERC of the other P&M items on the site and the Buildings ERC (where applicable) to enable the correct contract size adjustment to be made. ERC of P&M Items + ERC of Building Component’s = Total ERC (net figure rateable items only) to which contract size adjustment should be applied The 2023 Generic Contractors Test Spreadsheet has this facility built into the programme - it is recommended you undertake all contractors test valuations using this spreadsheet. (Details on the application of contract size adjustments can be found in the RCG 2023 Guidance notes). Where RV is calculated using the comparative method (rental method) the contract size adjustment should be made as follows: Select - SCAT code box ""P and M as an addition” within the 2023 Generic Contractors Test Spreadsheet facility. Or Where the spreadsheet is not used take the: Reciprocal of statutory de-capitalisation rate (i.e. 5% reciprocal = 20) multiply by rateable value of the buildings (before any overall end allowances are made and after making a notional deduction for the land value) and add to the ERC of P&M. Use resultant figure to calculate contract size adjustment. (Guidance Notes - Section 6) | Costs for freestanding units are some 10% to 17% less than those with mains failure control and contained in acoustic box. Costs of boxes reducing acoustic levels whist ensuring adequate cooling, increases due to size of engine and kVa of alternator. | 1. Output of alternator (kVa) 2. Age 3. Voltage 4. Within acoustic box or in generating room. A record must be made when the rpm = 1000 . The number of cylinders to the diesel engine and the kW (M) of the engine should recorded where available. | Class 1 Table 1(b) internal combustion engines and (l )other motors. Class 1 Table 1 (k) shafting Class1 Table 1 (c) Continuous and alternating current. | - | It is assumed that the item forms part of an "average size industrial, commercial or office complex". Where it would be normal to find more than one item. | Normal batteries included in SET. EXTRA 3 or 4 batteries rated at 12 Volts, which will give a high power boost (as starting a car engine) to start the diesel engine. See 206G - Concrete base or strengthened concrete floor. Fuel storage tank. Foundations, settings, tank (fuel). | Given the specifications of the items used for cost reference purposes, such that "packaged" generator sets tend to include sufficient tankage for several hours running, it is assumed that these "enclosed" sets include fuel tanks. Free standing, (that is sets installed inside buildings and so not needing to be inside a bespoke noise attenuated enclosure) require an addition to be made for fuel storage. All costs include for exhaust extraction. | Diesel engine and alternator (SET) Comprising diesel engine, shafting and alternator sitting on a metal support frame (skid). | Photo 1- Acoustic box showing silencer on top and air intake grill to right. Photo 2 - Diesel engine with battery for starting with alternator to left hand side. Photo 3 - Diesel Alternator set in a basement- ( not in acoustic box) | 20024 |  | Each | - | 3 - INDUSTRIAL | David Grace | Colin Brook | 7921.6639 | Option 3 | 10374.595 | 30.96% | 18698.3835 | 15815.9305 | 99.65% | 52.45% | 15815.9305 | 99.65% | Price Book Data | Nimal Rajapakse | VOA_GPN_GOV_UK\7219047 | 2021-08-05 | Medium | Blue | High | - | - | Updated indices following QA. Changed LF. 22/0221 - Minor change to ordering of categories for grouping. Wrong Tech 1 and Block Number, now corrected. This appears to be a duplicate of 207D05 but costs are very different. | NA | SPONS E | 1.561 | (BEAMS Note 1) The ERC for this item should be added to the total of the ERC of the other P&M items on the site and the Buildings ERC (where applicable) to enable the correct contract size adjustment to be made. ERC of P&M Items + ERC of Building Component’s = Total ERC (net figure rateable items only) to which contract size adjustment should be applied The 2021 Generic Contractors Test Spreadsheet has this facility built into the programme - it is recommended you undertake all contractors test valuations using this spreadsheet. (Details on the application of contract size adjustments can be found in the RCG 2021 Guidance notes). Where RV is calculated using the comparative method (rental method) the contract size adjustment should be made as follows: Select - SCAT code box "P and M as an addition” within the 2021 Generic Contractors Test Spreadsheet facility. Or Where the spreadsheet is not used take the: Reciprocal of statutory de-capitalisation rate (i.e. 5% reciprocal = 20) multiply by rateable value of the buildings (before any overall end allowances are made and after making a notional deduction for the land value) and add to the ERC of P&M. Use resultant figure to calculate contract size adjustment. (Guidance Notes - Section 6) | Diesel engine and alternator (SET) Comprising diesel engine, shafting and alternator sitting on a metal support frame (skid). | Photo 1- Acoustic box showing silencer on top and air intake grill to right. Photo 2 - Diesel engine with battery for starting with alternator to left hand side. Photo 3 - Diesel Alternator set in a basement- ( not in acoustic box) | 1 | TRUE
1274 | 207D73 | 8390 | 207D73 | Electrics | Diesel Engine - Alternator - Set 1500rpm | Free standing - 50Hz 415V alternator | 40kw (M) of engine | 35kva alternator | Diesel Generator (SET) Comprising of several Class 1 rateable items, including within List of Accessories 2 (i) - (viii). These SETS can be found in a variety of hereditaments where the electrical supply may fail or needs to be supplemented. In most cases generation will be at 415V although in industrial complexes where greater demand is required 11kV SETS are employed. Each SET is calibrated upon installation and therefore forms one complete unit. Usually generator works at 50 Hz and 3 phase, normal working speed is 1500rpm,where used periodically, however for continuous use often lower speeds of 1100rpm are adopted AUTOMATIC START-UP with Acoustic box or enclosure. | Considered Not Applicable at time of Publication | (BEAMS Note 1) The ERC for this item should be added to the total of the ERC of the other P&M items on the site and the Buildings ERC (where applicable) to enable the correct contract size adjustment to be made. ERC of P&M Items + ERC of Building Component’s = Total ERC (net figure rateable items only) to which contract size adjustment should be applied The 2023 Generic Contractors Test Spreadsheet has this facility built into the programme - it is recommended you undertake all contractors test valuations using this spreadsheet. (Details on the application of contract size adjustments can be found in the RCG 2023 Guidance notes). Where RV is calculated using the comparative method (rental method) the contract size adjustment should be made as follows: Select - SCAT code box ""P and M as an addition” within the 2023 Generic Contractors Test Spreadsheet facility. Or Where the spreadsheet is not used take the: Reciprocal of statutory de-capitalisation rate (i.e. 5% reciprocal = 20) multiply by rateable value of the buildings (before any overall end allowances are made and after making a notional deduction for the land value) and add to the ERC of P&M. Use resultant figure to calculate contract size adjustment. (Guidance Notes - Section 6) | Costs for freestanding units are some 10% to 17% less than those with mains failure control and contained in acoustic box. Costs of boxes reducing acoustic levels whist ensuring adequate cooling, increases due to size of engine and kVa of alternator. | 1. Output of alternator (kVa) 2. Age 3. Voltage 4. Within acoustic box or in generating room. A record must be made when the rpm = 1000 . The number of cylinders to the diesel engine and the kW (M) of the engine should recorded where available. | Class 1 Table 1(b) internal combustion engines and (l )other motors. Class 1 Table 1 (k) shafting Class1 Table 1 (c) Continuous and alternating current. | - | It is assumed that the item forms part of an "average size industrial, commercial or office complex". Where it would be normal to find more than one item. | Normal batteries included in SET. EXTRA 3 or 4 batteries rated at 12 Volts, which will give a high power boost (as starting a car engine) to start the diesel engine. See 206G - Concrete base or strengthened concrete floor. Fuel storage tank. Foundations, settings, tank (fuel). | Given the specifications of the items used for cost reference purposes, such that "packaged" generator sets tend to include sufficient tankage for several hours running, it is assumed that these "enclosed" sets include fuel tanks. Free standing, (that is sets installed inside buildings and so not needing to be inside a bespoke noise attenuated enclosure) require an addition to be made for fuel storage. All costs include for exhaust extraction. | Diesel engine and alternator (SET) Comprising diesel engine, shafting and alternator sitting on a metal support frame (skid). | Photo 1- Acoustic box showing silencer on top and air intake grill to right. Photo 2 - Diesel engine with battery for starting with alternator to left hand side. Photo 3 - Diesel Alternator set in a basement- ( not in acoustic box) | 20024 |  | Each | - | 3 - INDUSTRIAL | David Grace | Colin Brook | 7921.6639 | Option 3 | 10374.595 | 30.96% | 19787.4724 | 16737.1307 | 111.3% | 61.33% | 16737.1307 | 111.3% | Price Book Data | Nimal Rajapakse | VOA_GPN_GOV_UK\7219047 | 2021-08-05 | Medium | Blue | High | - | - | Updated indices following QA. Changed LF. 22/0221 - Minor change to ordering of categories for grouping. Wrong Block Number, now corrected. | NA | SPONS E | 1.561 | (BEAMS Note 1) The ERC for this item should be added to the total of the ERC of the other P&M items on the site and the Buildings ERC (where applicable) to enable the correct contract size adjustment to be made. ERC of P&M Items + ERC of Building Component’s = Total ERC (net figure rateable items only) to which contract size adjustment should be applied The 2021 Generic Contractors Test Spreadsheet has this facility built into the programme - it is recommended you undertake all contractors test valuations using this spreadsheet. (Details on the application of contract size adjustments can be found in the RCG 2021 Guidance notes). Where RV is calculated using the comparative method (rental method) the contract size adjustment should be made as follows: Select - SCAT code box "P and M as an addition” within the 2021 Generic Contractors Test Spreadsheet facility. Or Where the spreadsheet is not used take the: Reciprocal of statutory de-capitalisation rate (i.e. 5% reciprocal = 20) multiply by rateable value of the buildings (before any overall end allowances are made and after making a notional deduction for the land value) and add to the ERC of P&M. Use resultant figure to calculate contract size adjustment. (Guidance Notes - Section 6) | Diesel engine and alternator (SET) Comprising diesel engine, shafting and alternator sitting on a metal support frame (skid). | Photo 1- Acoustic box showing silencer on top and air intake grill to right. Photo 2 - Diesel engine with battery for starting with alternator to left hand side. Photo 3 - Diesel Alternator set in a basement- ( not in acoustic box) | 1 | TRUE
1281 | 207D74 | 8391 | 207D74 | Electrics | Diesel Engine - Alternator - Set 1500rpm | Free standing - 50Hz 415V alternator | 58kw(M) of engine | 50kva alternator | Diesel Generator (SET) Comprising of several Class 1 rateable items, including within List of Accessories 2 (i) - (viii). These SETS can be found in a variety of hereditaments where the electrical supply may fail or needs to be supplemented. In most cases generation will be at 415V although in industrial complexes where greater demand is required 11kV SETS are employed. Each SET is calibrated upon installation and therefore forms one complete unit. Usually generator works at 50 Hz and 3 phase, normal working speed is 1500rpm,where used periodically, however for continuous use often lower speeds of 1100rpm are adopted AUTOMATIC START-UP with Acoustic box or enclosure. | Considered Not Applicable at time of Publication | (BEAMS Note 1) The ERC for this item should be added to the total of the ERC of the other P&M items on the site and the Buildings ERC (where applicable) to enable the correct contract size adjustment to be made. ERC of P&M Items + ERC of Building Component’s = Total ERC (net figure rateable items only) to which contract size adjustment should be applied The 2023 Generic Contractors Test Spreadsheet has this facility built into the programme - it is recommended you undertake all contractors test valuations using this spreadsheet. (Details on the application of contract size adjustments can be found in the RCG 2023 Guidance notes). Where RV is calculated using the comparative method (rental method) the contract size adjustment should be made as follows: Select - SCAT code box ""P and M as an addition” within the 2023 Generic Contractors Test Spreadsheet facility. Or Where the spreadsheet is not used take the: Reciprocal of statutory de-capitalisation rate (i.e. 5% reciprocal = 20) multiply by rateable value of the buildings (before any overall end allowances are made and after making a notional deduction for the land value) and add to the ERC of P&M. Use resultant figure to calculate contract size adjustment. (Guidance Notes - Section 6) | Costs for freestanding units are some 10% to 17% less than those with mains failure control and contained in acoustic box. Costs of boxes reducing acoustic levels whist ensuring adequate cooling, increases due to size of engine and kVa of alternator. | 1. Output of alternator (kVa) 2. Age 3. Voltage 4. Within acoustic box or in generating room. A record must be made when the rpm = 1000 . The number of cylinders to the diesel engine and the kW (M) of the engine should recorded where available. | Class 1 Table 1(b) internal combustion engines and (l )other motors. Class 1 Table 1 (k) shafting Class1 Table 1 (c) Continuous and alternating current. | - | It is assumed that the item forms part of an "average size industrial, commercial or office complex". Where it would be normal to find more than one item. | Normal batteries included in SET. EXTRA 3 or 4 batteries rated at 12 Volts, which will give a high power boost (as starting a car engine) to start the diesel engine. See 206G - Concrete base or strengthened concrete floor. Fuel storage tank. Foundations, settings, tank (fuel). | Given the specifications of the items used for cost reference purposes, such that "packaged" generator sets tend to include sufficient tankage for several hours running, it is assumed that these "enclosed" sets include fuel tanks. Free standing, (that is sets installed inside buildings and so not needing to be inside a bespoke noise attenuated enclosure) require an addition to be made for fuel storage. All costs include for exhaust extraction. | Diesel engine and alternator (SET) Comprising diesel engine, shafting and alternator sitting on a metal support frame (skid). | Photo 1- Acoustic box showing silencer on top and air intake grill to right. Photo 2 - Diesel engine with battery for starting with alternator to left hand side. Photo 3 - Diesel Alternator set in a basement- ( not in acoustic box) | 20024 |  | Each | - | 3 - INDUSTRIAL | David Grace | Colin Brook | 7921.6639 | Option 3 | 10374.595 | 30.96% | 25470.0594 | 21543.7174 | 172% | 107.7% | 21543.7174 | 172% | Price Book Data | Nimal Rajapakse | VOA_GPN_GOV_UK\7219047 | 2021-08-05 | Medium | Blue | High | - | - | Updated indices following QA. Changed LF. 22/0221 - Minor change to ordering of categories for grouping. Wrong Block Number, Tech 1 and LF now corrected. | NA | SPONS E | 1.561 | (BEAMS Note 1) The ERC for this item should be added to the total of the ERC of the other P&M items on the site and the Buildings ERC (where applicable) to enable the correct contract size adjustment to be made. ERC of P&M Items + ERC of Building Component’s = Total ERC (net figure rateable items only) to which contract size adjustment should be applied The 2021 Generic Contractors Test Spreadsheet has this facility built into the programme - it is recommended you undertake all contractors test valuations using this spreadsheet. (Details on the application of contract size adjustments can be found in the RCG 2021 Guidance notes). Where RV is calculated using the comparative method (rental method) the contract size adjustment should be made as follows: Select - SCAT code box "P and M as an addition” within the 2021 Generic Contractors Test Spreadsheet facility. Or Where the spreadsheet is not used take the: Reciprocal of statutory de-capitalisation rate (i.e. 5% reciprocal = 20) multiply by rateable value of the buildings (before any overall end allowances are made and after making a notional deduction for the land value) and add to the ERC of P&M. Use resultant figure to calculate contract size adjustment. (Guidance Notes - Section 6) | Diesel engine and alternator (SET) Comprising diesel engine, shafting and alternator sitting on a metal support frame (skid). | Photo 1- Acoustic box showing silencer on top and air intake grill to right. Photo 2 - Diesel engine with battery for starting with alternator to left hand side. Photo 3 - Diesel Alternator set in a basement- ( not in acoustic box) | 1 | TRUE
1288 | 207D75 | 8392 | 207D75 | Electrics | Diesel Engine - Alternator - Set 1500rpm | Free standing - 50Hz 415V alternator | 67.5kw(M) of engine | 75kva alternator | Diesel Generator (SET) Comprising of several Class 1 rateable items, including within List of Accessories 2 (i) - (viii). These SETS can be found in a variety of hereditaments where the electrical supply may fail or needs to be supplemented. In most cases generation will be at 415V although in industrial complexes where greater demand is required 11kV SETS are employed. Each SET is calibrated upon installation and therefore forms one complete unit. Usually generator works at 50 Hz and 3 phase, normal working speed is 1500rpm,where used periodically, however for continuous use often lower speeds of 1100rpm are adopted AUTOMATIC START-UP with Acoustic box or enclosure. | Considered Not Applicable at time of Publication | (BEAMS Note 1) The ERC for this item should be added to the total of the ERC of the other P&M items on the site and the Buildings ERC (where applicable) to enable the correct contract size adjustment to be made. ERC of P&M Items + ERC of Building Component’s = Total ERC (net figure rateable items only) to which contract size adjustment should be applied The 2023 Generic Contractors Test Spreadsheet has this facility built into the programme - it is recommended you undertake all contractors test valuations using this spreadsheet. (Details on the application of contract size adjustments can be found in the RCG 2023 Guidance notes). Where RV is calculated using the comparative method (rental method) the contract size adjustment should be made as follows: Select - SCAT code box ""P and M as an addition” within the 2023 Generic Contractors Test Spreadsheet facility. Or Where the spreadsheet is not used take the: Reciprocal of statutory de-capitalisation rate (i.e. 5% reciprocal = 20) multiply by rateable value of the buildings (before any overall end allowances are made and after making a notional deduction for the land value) and add to the ERC of P&M. Use resultant figure to calculate contract size adjustment. (Guidance Notes - Section 6) | Costs for freestanding units are some 10% to 17% less than those with mains failure control and contained in acoustic box. Costs of boxes reducing acoustic levels whist ensuring adequate cooling, increases due to size of engine and kVa of alternator. | 1. Output of alternator (kVa) 2. Age 3. Voltage 4. Within acoustic box or in generating room. A record must be made when the rpm = 1000 . The number of cylinders to the diesel engine and the kW (M) of the engine should recorded where available. | Class 1 Table 1(b) internal combustion engines and (l )other motors. Class 1 Table 1 (k) shafting Class1 Table 1 (c) Continuous and alternating current. | - | It is assumed that the item forms part of an "average size industrial, commercial or office complex". Where it would be normal to find more than one item. | Normal batteries included in SET. EXTRA 3 or 4 batteries rated at 12 Volts, which will give a high power boost (as starting a car engine) to start the diesel engine. See 206G - Concrete base or strengthened concrete floor. Fuel storage tank. Foundations, settings, tank (fuel). | Given the specifications of the items used for cost reference purposes, such that "packaged" generator sets tend to include sufficient tankage for several hours running, it is assumed that these "enclosed" sets include fuel tanks. Free standing, (that is sets installed inside buildings and so not needing to be inside a bespoke noise attenuated enclosure) require an addition to be made for fuel storage. All costs include for exhaust extraction. | Diesel engine and alternator (SET) Comprising diesel engine, shafting and alternator sitting on a metal support frame (skid). | Photo 1- Acoustic box showing silencer on top and air intake grill to right. Photo 2 - Diesel engine with battery for starting with alternator to left hand side. Photo 3 - Diesel Alternator set in a basement- ( not in acoustic box) | 20024 |  | Each | - | 3 - INDUSTRIAL | David Grace | Colin Brook | 9140.3814 | Option 3 | 11970.6865 | 30.96% | 32582.709 | 27559.9151 | 201.5% | 130.2% | 27559.9151 | 201.5% | Price Book Data | Nimal Rajapakse | VOA_GPN_GOV_UK\7219047 | 2021-08-05 | Medium | Blue | High | - | - | Updated indices following QA. Changed LF. 22/0221 - Minor change to ordering of categories for grouping. Wrong Block Number and LF now corrected. | NA | SPONS E | 1.561 | (BEAMS Note 1) The ERC for this item should be added to the total of the ERC of the other P&M items on the site and the Buildings ERC (where applicable) to enable the correct contract size adjustment to be made. ERC of P&M Items + ERC of Building Component’s = Total ERC (net figure rateable items only) to which contract size adjustment should be applied The 2021 Generic Contractors Test Spreadsheet has this facility built into the programme - it is recommended you undertake all contractors test valuations using this spreadsheet. (Details on the application of contract size adjustments can be found in the RCG 2021 Guidance notes). Where RV is calculated using the comparative method (rental method) the contract size adjustment should be made as follows: Select - SCAT code box "P and M as an addition” within the 2021 Generic Contractors Test Spreadsheet facility. Or Where the spreadsheet is not used take the: Reciprocal of statutory de-capitalisation rate (i.e. 5% reciprocal = 20) multiply by rateable value of the buildings (before any overall end allowances are made and after making a notional deduction for the land value) and add to the ERC of P&M. Use resultant figure to calculate contract size adjustment. (Guidance Notes - Section 6) | Diesel engine and alternator (SET) Comprising diesel engine, shafting and alternator sitting on a metal support frame (skid). | Photo 1- Acoustic box showing silencer on top and air intake grill to right. Photo 2 - Diesel engine with battery for starting with alternator to left hand side. Photo 3 - Diesel Alternator set in a basement- ( not in acoustic box) | 1 | TRUE
1297 | 207D76 | 8393 | 207D76 | Electrics | Diesel Engine - Alternator - Set 1500rpm | Free standing - 50Hz 415V alternator | 83kw(M) of engine | 90kva alternator | Diesel Generator (SET) Comprising of several Class 1 rateable items, including within List of Accessories 2 (i) - (viii). These SETS can be found in a variety of hereditaments where the electrical supply may fail or needs to be supplemented. In most cases generation will be at 415V although in industrial complexes where greater demand is required 11kV SETS are employed. Each SET is calibrated upon installation and therefore forms one complete unit. Usually generator works at 50 Hz and 3 phase, normal working speed is 1500rpm,where used periodically, however for continuous use often lower speeds of 1100rpm are adopted AUTOMATIC START-UP with Acoustic box or enclosure. | Considered Not Applicable at time of Publication | (BEAMS Note 1) The ERC for this item should be added to the total of the ERC of the other P&M items on the site and the Buildings ERC (where applicable) to enable the correct contract size adjustment to be made. ERC of P&M Items + ERC of Building Component’s = Total ERC (net figure rateable items only) to which contract size adjustment should be applied The 2023 Generic Contractors Test Spreadsheet has this facility built into the programme - it is recommended you undertake all contractors test valuations using this spreadsheet. (Details on the application of contract size adjustments can be found in the RCG 2023 Guidance notes). Where RV is calculated using the comparative method (rental method) the contract size adjustment should be made as follows: Select - SCAT code box ""P and M as an addition” within the 2023 Generic Contractors Test Spreadsheet facility. Or Where the spreadsheet is not used take the: Reciprocal of statutory de-capitalisation rate (i.e. 5% reciprocal = 20) multiply by rateable value of the buildings (before any overall end allowances are made and after making a notional deduction for the land value) and add to the ERC of P&M. Use resultant figure to calculate contract size adjustment. (Guidance Notes - Section 6) | Costs for freestanding units are some 10% to 17% less than those with mains failure control and contained in acoustic box. Costs of boxes reducing acoustic levels whist ensuring adequate cooling, increases due to size of engine and kVa of alternator. | 1. Output of alternator (kVa) 2. Age 3. Voltage 4. Within acoustic box or in generating room. A record must be made when the rpm = 1000 . The number of cylinders to the diesel engine and the kW (M) of the engine should recorded where available. | Class 1 Table 1(b) internal combustion engines and (l )other motors. Class 1 Table 1 (k) shafting Class1 Table 1 (c) Continuous and alternating current. | - | It is assumed that the item forms part of an "average size industrial, commercial or office complex". Where it would be normal to find more than one item. | Normal batteries included in SET. EXTRA 3 or 4 batteries rated at 12 Volts, which will give a high power boost (as starting a car engine) to start the diesel engine. See 206G - Concrete base or strengthened concrete floor. Fuel storage tank. Foundations, settings, tank (fuel). | Given the specifications of the items used for cost reference purposes, such that "packaged" generator sets tend to include sufficient tankage for several hours running, it is assumed that these "enclosed" sets include fuel tanks. Free standing, (that is sets installed inside buildings and so not needing to be inside a bespoke noise attenuated enclosure) require an addition to be made for fuel storage. All costs include for exhaust extraction. | Diesel engine and alternator (SET) Comprising diesel engine, shafting and alternator sitting on a metal support frame (skid). | Photo 1- Acoustic box showing silencer on top and air intake grill to right. Photo 2 - Diesel engine with battery for starting with alternator to left hand side. Photo 3 - Diesel Alternator set in a basement- ( not in acoustic box) | 20024 |  | Each | - | 3 - INDUSTRIAL | David Grace | Colin Brook | 11212.2012 | Option 3 | 14684.0422 | 30.96% | 36339.8137 | 30737.8426 | 174.1% | 109.3% | 30737.8426 | 174.1% | Price Book Data | Nimal Rajapakse | VOA_GPN_GOV_UK\7219047 | 2021-08-05 | Medium | Blue | High | - | - | Updated indices following QA. Changed LF. 22/0221 - Minor change to ordering of categories for grouping. Wrong Block Number and LF now corrected. | NA | SPONS E | 1.561 | (BEAMS Note 1) The ERC for this item should be added to the total of the ERC of the other P&M items on the site and the Buildings ERC (where applicable) to enable the correct contract size adjustment to be made. ERC of P&M Items + ERC of Building Component’s = Total ERC (net figure rateable items only) to which contract size adjustment should be applied The 2021 Generic Contractors Test Spreadsheet has this facility built into the programme - it is recommended you undertake all contractors test valuations using this spreadsheet. (Details on the application of contract size adjustments can be found in the RCG 2021 Guidance notes). Where RV is calculated using the comparative method (rental method) the contract size adjustment should be made as follows: Select - SCAT code box "P and M as an addition” within the 2021 Generic Contractors Test Spreadsheet facility. Or Where the spreadsheet is not used take the: Reciprocal of statutory de-capitalisation rate (i.e. 5% reciprocal = 20) multiply by rateable value of the buildings (before any overall end allowances are made and after making a notional deduction for the land value) and add to the ERC of P&M. Use resultant figure to calculate contract size adjustment. (Guidance Notes - Section 6) | Diesel engine and alternator (SET) Comprising diesel engine, shafting and alternator sitting on a metal support frame (skid). | Photo 1- Acoustic box showing silencer on top and air intake grill to right. Photo 2 - Diesel engine with battery for starting with alternator to left hand side. Photo 3 - Diesel Alternator set in a basement- ( not in acoustic box) | 1 | TRUE
1301 | 207D77 | 3755 | 207D77 | Electrics | Diesel Engine - Alternator - Set 1500rpm | Free standing - 50Hz 415V alternator | 91kw(M) of engine | 110kva alternator | Diesel Generator (SET) Comprising of several Class 1 rateable items, including within List of Accessories 2 (i) - (viii). These SETS can be found in a variety of hereditaments where the electrical supply may fail or needs to be supplemented. In most cases generation will be at 415V although in industrial complexes where greater demand is required 11kV SETS are employed. Each SET is calibrated upon installation and therefore forms one complete unit. Usually generator works at 50 Hz and 3 phase, normal working speed is 1500rpm,where used periodically, however for continuous use often lower speeds of 1100rpm are adopted AUTOMATIC START-UP with Acoustic box or enclosure. | Considered Not Applicable at time of Publication | (BEAMS Note 1) The ERC for this item should be added to the total of the ERC of the other P&M items on the site and the Buildings ERC (where applicable) to enable the correct contract size adjustment to be made. ERC of P&M Items + ERC of Building Component’s = Total ERC (net figure rateable items only) to which contract size adjustment should be applied The 2023 Generic Contractors Test Spreadsheet has this facility built into the programme - it is recommended you undertake all contractors test valuations using this spreadsheet. (Details on the application of contract size adjustments can be found in the RCG 2023 Guidance notes). Where RV is calculated using the comparative method (rental method) the contract size adjustment should be made as follows: Select - SCAT code box ""P and M as an addition” within the 2023 Generic Contractors Test Spreadsheet facility. Or Where the spreadsheet is not used take the: Reciprocal of statutory de-capitalisation rate (i.e. 5% reciprocal = 20) multiply by rateable value of the buildings (before any overall end allowances are made and after making a notional deduction for the land value) and add to the ERC of P&M. Use resultant figure to calculate contract size adjustment. (Guidance Notes - Section 6) | Costs for freestanding units are some 10% to 17% less than those with mains failure control and contained in acoustic box. Costs of boxes reducing acoustic levels whist ensuring adequate cooling, increases due to size of engine and kVa of alternator. | 1. Output of alternator (kVa) 2. Age 3. Voltage 4. Within acoustic box or in generating room. A record must be made when the rpm = 1000 . The number of cylinders to the diesel engine and the kW (M) of the engine should recorded where available. | Class 1 Table 1(b) internal combustion engines and (l )other motors. Class 1 Table 1 (k) shafting Class1 Table 1 (c) Continuous and alternating current. | - | It is assumed that the item forms part of an "average size industrial, commercial or office complex". Where it would be normal to find more than one item. | Normal batteries included in SET. EXTRA 3 or 4 batteries rated at 12 Volts, which will give a high power boost (as starting a car engine) to start the diesel engine. See 206G - Concrete base or strengthened concrete floor. Fuel storage tank. Foundations, settings, tank (fuel). | Given the specifications of the items used for cost reference purposes, such that "packaged" generator sets tend to include sufficient tankage for several hours running, it is assumed that these "enclosed" sets include fuel tanks. Free standing, (that is sets installed inside buildings and so not needing to be inside a bespoke noise attenuated enclosure) require an addition to be made for fuel storage. All costs include for exhaust extraction. | Diesel engine and alternator (SET) Comprising diesel engine, shafting and alternator sitting on a metal support frame (skid). | Photo 1- Acoustic box showing silencer on top and air intake grill to right. Photo 2 - Diesel engine with battery for starting with alternator to left hand side. Photo 3 - Diesel Alternator set in a basement- ( not in acoustic box) | 20024 |  | Each | - | 3 - INDUSTRIAL | David Grace | Colin Brook | 13771.508 | Option 3 | 18035.8344 | 30.96% | 39848.6124 | 33705.7417 | 144.7% | 86.88% | 33705.7417 | 144.7% | Price Book Data | Nimal Rajapakse | VOA_GPN_GOV_UK\7219047 | 2021-08-05 | Medium | Blue | High | - | - | Updated indices following QA. Changed LF. 22/0221 - Minor change to ordering of categories for grouping. Wrong Block Number and LF now corrected. | NA | SPONS E | 1.561 | (BEAMS Note 1) The ERC for this item should be added to the total of the ERC of the other P&M items on the site and the Buildings ERC (where applicable) to enable the correct contract size adjustment to be made. ERC of P&M Items + ERC of Building Component’s = Total ERC (net figure rateable items only) to which contract size adjustment should be applied The 2021 Generic Contractors Test Spreadsheet has this facility built into the programme - it is recommended you undertake all contractors test valuations using this spreadsheet. (Details on the application of contract size adjustments can be found in the RCG 2021 Guidance notes). Where RV is calculated using the comparative method (rental method) the contract size adjustment should be made as follows: Select - SCAT code box "P and M as an addition” within the 2021 Generic Contractors Test Spreadsheet facility. Or Where the spreadsheet is not used take the: Reciprocal of statutory de-capitalisation rate (i.e. 5% reciprocal = 20) multiply by rateable value of the buildings (before any overall end allowances are made and after making a notional deduction for the land value) and add to the ERC of P&M. Use resultant figure to calculate contract size adjustment. (Guidance Notes - Section 6) | Diesel engine and alternator (SET) Comprising diesel engine, shafting and alternator sitting on a metal support frame (skid). | Photo 1- Acoustic box showing silencer on top and air intake grill to right. Photo 2 - Diesel engine with battery for starting with alternator to left hand side. Photo 3 - Diesel Alternator set in a basement- ( not in acoustic box) | 1 | TRUE
1256 | 207D78 | 8394 | 207D78 | Electrics | Diesel Engine - Alternator - Set 1500rpm | Free standing - 50Hz 415V alternator | 151kw(M) of engine | 165kva alternator | Diesel Generator (SET) Comprising of several Class 1 rateable items, including within List of Accessories 2 (i) - (viii). These SETS can be found in a variety of hereditaments where the electrical supply may fail or needs to be supplemented. In most cases generation will be at 415V although in industrial complexes where greater demand is required 11kV SETS are employed. Each SET is calibrated upon installation and therefore forms one complete unit. Usually generator works at 50 Hz and 3 phase, normal working speed is 1500rpm,where used periodically, however for continuous use often lower speeds of 1100rpm are adopted AUTOMATIC START-UP with Acoustic box or enclosure. | Considered Not Applicable at time of Publication | (BEAMS Note 1) The ERC for this item should be added to the total of the ERC of the other P&M items on the site and the Buildings ERC (where applicable) to enable the correct contract size adjustment to be made. ERC of P&M Items + ERC of Building Component’s = Total ERC (net figure rateable items only) to which contract size adjustment should be applied The 2023 Generic Contractors Test Spreadsheet has this facility built into the programme - it is recommended you undertake all contractors test valuations using this spreadsheet. (Details on the application of contract size adjustments can be found in the RCG 2023 Guidance notes). Where RV is calculated using the comparative method (rental method) the contract size adjustment should be made as follows: Select - SCAT code box ""P and M as an addition” within the 2023 Generic Contractors Test Spreadsheet facility. Or Where the spreadsheet is not used take the: Reciprocal of statutory de-capitalisation rate (i.e. 5% reciprocal = 20) multiply by rateable value of the buildings (before any overall end allowances are made and after making a notional deduction for the land value) and add to the ERC of P&M. Use resultant figure to calculate contract size adjustment. (Guidance Notes - Section 6) | Costs for freestanding units are some 10% to 17% less than those with mains failure control and contained in acoustic box. Costs of boxes reducing acoustic levels whist ensuring adequate cooling, increases due to size of engine and kVa of alternator. | 1. Output of alternator (kVa) 2. Age 3. Voltage 4. Within acoustic box or in generating room. A record must be made when the rpm = 1000 . The number of cylinders to the diesel engine and the kW (M) of the engine should recorded where available. | Class 1 Table 1(b) internal combustion engines and (l )other motors. Class 1 Table 1 (k) shafting Class1 Table 1 (c) Continuous and alternating current. | - | It is assumed that the item forms part of an "average size industrial, commercial or office complex". Where it would be normal to find more than one item. | Normal batteries included in SET. EXTRA 3 or 4 batteries rated at 12 Volts, which will give a high power boost (as starting a car engine) to start the diesel engine. See 206G - Concrete base or strengthened concrete floor. Fuel storage tank. Foundations, settings, tank (fuel). | Given the specifications of the items used for cost reference purposes, such that "packaged" generator sets tend to include sufficient tankage for several hours running, it is assumed that these "enclosed" sets include fuel tanks. Free standing, (that is sets installed inside buildings and so not needing to be inside a bespoke noise attenuated enclosure) require an addition to be made for fuel storage. All costs include for exhaust extraction. | Diesel engine and alternator (SET) Comprising diesel engine, shafting and alternator sitting on a metal support frame (skid). | Photo 1- Acoustic box showing silencer on top and air intake grill to right. Photo 2 - Diesel engine with battery for starting with alternator to left hand side. Photo 3 - Diesel Alternator set in a basement- ( not in acoustic box) | 20024 |  | Each | - | 3 - INDUSTRIAL | David Grace | Colin Brook | 19621.3521 | Option 3 | 25697.0738 | 30.96% | 50575.0512 | 42778.6443 | 118% | 66.47% | 42778.6443 | 118% | Price Book Data | Nimal Rajapakse | VOA_GPN_GOV_UK\7219047 | 2021-08-05 | Medium | Blue | High | - | - | Updated indices following QA. Changed LF. 22/0221 - Minor change to ordering of categories for grouping. Wrong Block Number and LF now corrected. | NA | SPONS E | 1.561 | (BEAMS Note 1) The ERC for this item should be added to the total of the ERC of the other P&M items on the site and the Buildings ERC (where applicable) to enable the correct contract size adjustment to be made. ERC of P&M Items + ERC of Building Component’s = Total ERC (net figure rateable items only) to which contract size adjustment should be applied The 2021 Generic Contractors Test Spreadsheet has this facility built into the programme - it is recommended you undertake all contractors test valuations using this spreadsheet. (Details on the application of contract size adjustments can be found in the RCG 2021 Guidance notes). Where RV is calculated using the comparative method (rental method) the contract size adjustment should be made as follows: Select - SCAT code box "P and M as an addition” within the 2021 Generic Contractors Test Spreadsheet facility. Or Where the spreadsheet is not used take the: Reciprocal of statutory de-capitalisation rate (i.e. 5% reciprocal = 20) multiply by rateable value of the buildings (before any overall end allowances are made and after making a notional deduction for the land value) and add to the ERC of P&M. Use resultant figure to calculate contract size adjustment. (Guidance Notes - Section 6) | Diesel engine and alternator (SET) Comprising diesel engine, shafting and alternator sitting on a metal support frame (skid). | Photo 1- Acoustic box showing silencer on top and air intake grill to right. Photo 2 - Diesel engine with battery for starting with alternator to left hand side. Photo 3 - Diesel Alternator set in a basement- ( not in acoustic box) | 1 | TRUE
1258 | 207D79 | 8395 | 207D79 | Electrics | Diesel Engine - Alternator - Set 1500rpm | Free standing - 50Hz 415V alternator | 180kw(M) of engine | 200kva alternator | Diesel Generator (SET) Comprising of several Class 1 rateable items, including within List of Accessories 2 (i) - (viii). These SETS can be found in a variety of hereditaments where the electrical supply may fail or needs to be supplemented. In most cases generation will be at 415V although in industrial complexes where greater demand is required 11kV SETS are employed. Each SET is calibrated upon installation and therefore forms one complete unit. Usually generator works at 50 Hz and 3 phase, normal working speed is 1500rpm,where used periodically, however for continuous use often lower speeds of 1100rpm are adopted AUTOMATIC START-UP with Acoustic box or enclosure. | Considered Not Applicable at time of Publication | (BEAMS Note 1) The ERC for this item should be added to the total of the ERC of the other P&M items on the site and the Buildings ERC (where applicable) to enable the correct contract size adjustment to be made. ERC of P&M Items + ERC of Building Component’s = Total ERC (net figure rateable items only) to which contract size adjustment should be applied The 2023 Generic Contractors Test Spreadsheet has this facility built into the programme - it is recommended you undertake all contractors test valuations using this spreadsheet. (Details on the application of contract size adjustments can be found in the RCG 2023 Guidance notes). Where RV is calculated using the comparative method (rental method) the contract size adjustment should be made as follows: Select - SCAT code box ""P and M as an addition” within the 2023 Generic Contractors Test Spreadsheet facility. Or Where the spreadsheet is not used take the: Reciprocal of statutory de-capitalisation rate (i.e. 5% reciprocal = 20) multiply by rateable value of the buildings (before any overall end allowances are made and after making a notional deduction for the land value) and add to the ERC of P&M. Use resultant figure to calculate contract size adjustment. (Guidance Notes - Section 6) | Costs for freestanding units are some 10% to 17% less than those with mains failure control and contained in acoustic box. Costs of boxes reducing acoustic levels whist ensuring adequate cooling, increases due to size of engine and kVa of alternator. | 1. Output of alternator (kVa) 2. Age 3. Voltage 4. Within acoustic box or in generating room. A record must be made when the rpm = 1000 . The number of cylinders to the diesel engine and the kW (M) of the engine should recorded where available. | Class 1 Table 1(b) internal combustion engines and (l )other motors. Class 1 Table 1 (k) shafting Class1 Table 1 (c) Continuous and alternating current. | - | It is assumed that the item forms part of an "average size industrial, commercial or office complex". Where it would be normal to find more than one item. | Normal batteries included in SET. EXTRA 3 or 4 batteries rated at 12 Volts, which will give a high power boost (as starting a car engine) to start the diesel engine. See 206G - Concrete base or strengthened concrete floor. Fuel storage tank. Foundations, settings, tank (fuel). | Given the specifications of the items used for cost reference purposes, such that "packaged" generator sets tend to include sufficient tankage for several hours running, it is assumed that these "enclosed" sets include fuel tanks. Free standing, (that is sets installed inside buildings and so not needing to be inside a bespoke noise attenuated enclosure) require an addition to be made for fuel storage. All costs include for exhaust extraction. | Diesel engine and alternator (SET) Comprising diesel engine, shafting and alternator sitting on a metal support frame (skid). | Photo 1- Acoustic box showing silencer on top and air intake grill to right. Photo 2 - Diesel engine with battery for starting with alternator to left hand side. Photo 3 - Diesel Alternator set in a basement- ( not in acoustic box) | 20024 |  | Each | - | 3 - INDUSTRIAL | David Grace | Colin Brook | 21327.5566 | Option 3 | 27931.6019 | 30.96% | 57547.8043 | 48676.5112 | 128.2% | 74.27% | 48676.5112 | 128.2% | Price Book Data | Nimal Rajapakse | VOA_GPN_GOV_UK\7219047 | 2021-08-05 | Medium | Blue | High | - | - | Updated indices following QA. Changed LF. 22/0221 - Minor change to ordering of categories for grouping. Wrong Block Number and LF now corrected. | NA | SPONS E | 1.561 | (BEAMS Note 1) The ERC for this item should be added to the total of the ERC of the other P&M items on the site and the Buildings ERC (where applicable) to enable the correct contract size adjustment to be made. ERC of P&M Items + ERC of Building Component’s = Total ERC (net figure rateable items only) to which contract size adjustment should be applied The 2021 Generic Contractors Test Spreadsheet has this facility built into the programme - it is recommended you undertake all contractors test valuations using this spreadsheet. (Details on the application of contract size adjustments can be found in the RCG 2021 Guidance notes). Where RV is calculated using the comparative method (rental method) the contract size adjustment should be made as follows: Select - SCAT code box "P and M as an addition” within the 2021 Generic Contractors Test Spreadsheet facility. Or Where the spreadsheet is not used take the: Reciprocal of statutory de-capitalisation rate (i.e. 5% reciprocal = 20) multiply by rateable value of the buildings (before any overall end allowances are made and after making a notional deduction for the land value) and add to the ERC of P&M. Use resultant figure to calculate contract size adjustment. (Guidance Notes - Section 6) | Diesel engine and alternator (SET) Comprising diesel engine, shafting and alternator sitting on a metal support frame (skid). | Photo 1- Acoustic box showing silencer on top and air intake grill to right. Photo 2 - Diesel engine with battery for starting with alternator to left hand side. Photo 3 - Diesel Alternator set in a basement- ( not in acoustic box) | 1 | TRUE
1261 | 207D80 | 8396 | 207D80 | Electrics | Diesel Engine - Alternator - Set 1500rpm | Free standing - 50Hz 415V alternator | 198kw(M) of engine | 225kva alternator | Diesel Generator (SET) Comprising of several Class 1 rateable items, including within List of Accessories 2 (i) - (viii). These SETS can be found in a variety of hereditaments where the electrical supply may fail or needs to be supplemented. In most cases generation will be at 415V although in industrial complexes where greater demand is required 11kV SETS are employed. Each SET is calibrated upon installation and therefore forms one complete unit. Usually generator works at 50 Hz and 3 phase, normal working speed is 1500rpm,where used periodically, however for continuous use often lower speeds of 1100rpm are adopted AUTOMATIC START-UP with Acoustic box or enclosure. | Considered Not Applicable at time of Publication | (BEAMS Note 1) The ERC for this item should be added to the total of the ERC of the other P&M items on the site and the Buildings ERC (where applicable) to enable the correct contract size adjustment to be made. ERC of P&M Items + ERC of Building Component’s = Total ERC (net figure rateable items only) to which contract size adjustment should be applied The 2023 Generic Contractors Test Spreadsheet has this facility built into the programme - it is recommended you undertake all contractors test valuations using this spreadsheet. (Details on the application of contract size adjustments can be found in the RCG 2023 Guidance notes). Where RV is calculated using the comparative method (rental method) the contract size adjustment should be made as follows: Select - SCAT code box ""P and M as an addition” within the 2023 Generic Contractors Test Spreadsheet facility. Or Where the spreadsheet is not used take the: Reciprocal of statutory de-capitalisation rate (i.e. 5% reciprocal = 20) multiply by rateable value of the buildings (before any overall end allowances are made and after making a notional deduction for the land value) and add to the ERC of P&M. Use resultant figure to calculate contract size adjustment. (Guidance Notes - Section 6) | Costs for freestanding units are some 10% to 17% less than those with mains failure control and contained in acoustic box. Costs of boxes reducing acoustic levels whist ensuring adequate cooling, increases due to size of engine and kVa of alternator. | 1. Output of alternator (kVa) 2. Age 3. Voltage 4. Within acoustic box or in generating room. A record must be made when the rpm = 1000 . The number of cylinders to the diesel engine and the kW (M) of the engine should recorded where available. | Class 1 Table 1(b) internal combustion engines and (l )other motors. Class 1 Table 1 (k) shafting Class1 Table 1 (c) Continuous and alternating current. | - | It is assumed that the item forms part of an "average size industrial, commercial or office complex". Where it would be normal to find more than one item. | Normal batteries included in SET. EXTRA 3 or 4 batteries rated at 12 Volts, which will give a high power boost (as starting a car engine) to start the diesel engine. See 206G - Concrete base or strengthened concrete floor. Fuel storage tank. Foundations, settings, tank (fuel). | Given the specifications of the items used for cost reference purposes, such that "packaged" generator sets tend to include sufficient tankage for several hours running, it is assumed that these "enclosed" sets include fuel tanks. Free standing, (that is sets installed inside buildings and so not needing to be inside a bespoke noise attenuated enclosure) require an addition to be made for fuel storage. All costs include for exhaust extraction. | Diesel engine and alternator (SET) Comprising diesel engine, shafting and alternator sitting on a metal support frame (skid). | Photo 1- Acoustic box showing silencer on top and air intake grill to right. Photo 2 - Diesel engine with battery for starting with alternator to left hand side. Photo 3 - Diesel Alternator set in a basement- ( not in acoustic box) | 20024 |  | Each | - | 3 - INDUSTRIAL | David Grace | Colin Brook | 23155.6329 | Option 3 | 30325.7392 | 30.96% | 62528.3422 | 52889.2734 | 128.4% | 74.4% | 52889.2734 | 128.4% | Price Book Data | Nimal Rajapakse | VOA_GPN_GOV_UK\7219047 | 2021-08-05 | Medium | Blue | High | - | - | Updated indices following QA. Changed LF. 22/0221 - Minor change to ordering of categories for grouping. Wrong Block Number and LF now corrected. | NA | SPONS E | 1.561 | (BEAMS Note 1) The ERC for this item should be added to the total of the ERC of the other P&M items on the site and the Buildings ERC (where applicable) to enable the correct contract size adjustment to be made. ERC of P&M Items + ERC of Building Component’s = Total ERC (net figure rateable items only) to which contract size adjustment should be applied The 2021 Generic Contractors Test Spreadsheet has this facility built into the programme - it is recommended you undertake all contractors test valuations using this spreadsheet. (Details on the application of contract size adjustments can be found in the RCG 2021 Guidance notes). Where RV is calculated using the comparative method (rental method) the contract size adjustment should be made as follows: Select - SCAT code box "P and M as an addition” within the 2021 Generic Contractors Test Spreadsheet facility. Or Where the spreadsheet is not used take the: Reciprocal of statutory de-capitalisation rate (i.e. 5% reciprocal = 20) multiply by rateable value of the buildings (before any overall end allowances are made and after making a notional deduction for the land value) and add to the ERC of P&M. Use resultant figure to calculate contract size adjustment. (Guidance Notes - Section 6) | Diesel engine and alternator (SET) Comprising diesel engine, shafting and alternator sitting on a metal support frame (skid). | Photo 1- Acoustic box showing silencer on top and air intake grill to right. Photo 2 - Diesel engine with battery for starting with alternator to left hand side. Photo 3 - Diesel Alternator set in a basement- ( not in acoustic box) | 1 | TRUE
1264 | 207D81 | 8397 | 207D81 | Electrics | Diesel Engine - Alternator - Set 1500rpm | Free standing - 50Hz 415V alternator | 218kw(M) of engine | 275kva alternator | Diesel Generator (SET) Comprising of several Class 1 rateable items, including within List of Accessories 2 (i) - (viii). These SETS can be found in a variety of hereditaments where the electrical supply may fail or needs to be supplemented. In most cases generation will be at 415V although in industrial complexes where greater demand is required 11kV SETS are employed. Each SET is calibrated upon installation and therefore forms one complete unit. Usually generator works at 50 Hz and 3 phase, normal working speed is 1500rpm,where used periodically, however for continuous use often lower speeds of 1100rpm are adopted AUTOMATIC START-UP with Acoustic box or enclosure. | Considered Not Applicable at time of Publication | (BEAMS Note 1) The ERC for this item should be added to the total of the ERC of the other P&M items on the site and the Buildings ERC (where applicable) to enable the correct contract size adjustment to be made. ERC of P&M Items + ERC of Building Component’s = Total ERC (net figure rateable items only) to which contract size adjustment should be applied The 2023 Generic Contractors Test Spreadsheet has this facility built into the programme - it is recommended you undertake all contractors test valuations using this spreadsheet. (Details on the application of contract size adjustments can be found in the RCG 2023 Guidance notes). Where RV is calculated using the comparative method (rental method) the contract size adjustment should be made as follows: Select - SCAT code box ""P and M as an addition” within the 2023 Generic Contractors Test Spreadsheet facility. Or Where the spreadsheet is not used take the: Reciprocal of statutory de-capitalisation rate (i.e. 5% reciprocal = 20) multiply by rateable value of the buildings (before any overall end allowances are made and after making a notional deduction for the land value) and add to the ERC of P&M. Use resultant figure to calculate contract size adjustment. (Guidance Notes - Section 6) | Costs for freestanding units are some 10% to 17% less than those with mains failure control and contained in acoustic box. Costs of boxes reducing acoustic levels whist ensuring adequate cooling, increases due to size of engine and kVa of alternator. | 1. Output of alternator (kVa) 2. Age 3. Voltage 4. Within acoustic box or in generating room. A record must be made when the rpm = 1000 . The number of cylinders to the diesel engine and the kW (M) of the engine should recorded where available. | Class 1 Table 1(b) internal combustion engines and (l )other motors. Class 1 Table 1 (k) shafting Class1 Table 1 (c) Continuous and alternating current. | - | It is assumed that the item forms part of an "average size industrial, commercial or office complex". Where it would be normal to find more than one item. | Normal batteries included in SET. EXTRA 3 or 4 batteries rated at 12 Volts, which will give a high power boost (as starting a car engine) to start the diesel engine. See 206G - Concrete base or strengthened concrete floor. Fuel storage tank. Foundations, settings, tank (fuel). | Given the specifications of the items used for cost reference purposes, such that "packaged" generator sets tend to include sufficient tankage for several hours running, it is assumed that these "enclosed" sets include fuel tanks. Free standing, (that is sets installed inside buildings and so not needing to be inside a bespoke noise attenuated enclosure) require an addition to be made for fuel storage. All costs include for exhaust extraction. | Diesel engine and alternator (SET) Comprising diesel engine, shafting and alternator sitting on a metal support frame (skid). | Photo 1- Acoustic box showing silencer on top and air intake grill to right. Photo 2 - Diesel engine with battery for starting with alternator to left hand side. Photo 3 - Diesel Alternator set in a basement- ( not in acoustic box) | 20024 |  | Each | - | 3 - INDUSTRIAL | David Grace | Colin Brook | 26324.2984 | Option 3 | 34475.5772 | 30.96% | 72489.4181 | 61314.7976 | 132.9% | 77.85% | 61314.7976 | 132.9% | Price Book Data | Nimal Rajapakse | VOA_GPN_GOV_UK\7219047 | 2021-08-05 | Medium | Blue | High | - | - | Updated indices following QA. Changed LF. 22/0221 - Minor change to ordering of categories for grouping. Wrong Block Number and LF now corrected. | NA | SPONS E | 1.561 | (BEAMS Note 1) The ERC for this item should be added to the total of the ERC of the other P&M items on the site and the Buildings ERC (where applicable) to enable the correct contract size adjustment to be made. ERC of P&M Items + ERC of Building Component’s = Total ERC (net figure rateable items only) to which contract size adjustment should be applied The 2021 Generic Contractors Test Spreadsheet has this facility built into the programme - it is recommended you undertake all contractors test valuations using this spreadsheet. (Details on the application of contract size adjustments can be found in the RCG 2021 Guidance notes). Where RV is calculated using the comparative method (rental method) the contract size adjustment should be made as follows: Select - SCAT code box "P and M as an addition” within the 2021 Generic Contractors Test Spreadsheet facility. Or Where the spreadsheet is not used take the: Reciprocal of statutory de-capitalisation rate (i.e. 5% reciprocal = 20) multiply by rateable value of the buildings (before any overall end allowances are made and after making a notional deduction for the land value) and add to the ERC of P&M. Use resultant figure to calculate contract size adjustment. (Guidance Notes - Section 6) | Diesel engine and alternator (SET) Comprising diesel engine, shafting and alternator sitting on a metal support frame (skid). | Photo 1- Acoustic box showing silencer on top and air intake grill to right. Photo 2 - Diesel engine with battery for starting with alternator to left hand side. Photo 3 - Diesel Alternator set in a basement- ( not in acoustic box) | 1 | TRUE
1269 | 207D82 | 8398 | 207D82 | Electrics | Diesel Engine - Alternator - Set 1500rpm | Free standing - 50Hz 415V alternator | 344kw(M) of engine | 400kva alternator | Diesel Generator (SET) Comprising of several Class 1 rateable items, including within List of Accessories 2 (i) - (viii). These SETS can be found in a variety of hereditaments where the electrical supply may fail or needs to be supplemented. In most cases generation will be at 415V although in industrial complexes where greater demand is required 11kV SETS are employed. Each SET is calibrated upon installation and therefore forms one complete unit. Usually generator works at 50 Hz and 3 phase, normal working speed is 1500rpm,where used periodically, however for continuous use often lower speeds of 1100rpm are adopted AUTOMATIC START-UP with Acoustic box or enclosure. | Considered Not Applicable at time of Publication | (BEAMS Note 1) The ERC for this item should be added to the total of the ERC of the other P&M items on the site and the Buildings ERC (where applicable) to enable the correct contract size adjustment to be made. ERC of P&M Items + ERC of Building Component’s = Total ERC (net figure rateable items only) to which contract size adjustment should be applied The 2023 Generic Contractors Test Spreadsheet has this facility built into the programme - it is recommended you undertake all contractors test valuations using this spreadsheet. (Details on the application of contract size adjustments can be found in the RCG 2023 Guidance notes). Where RV is calculated using the comparative method (rental method) the contract size adjustment should be made as follows: Select - SCAT code box ""P and M as an addition” within the 2023 Generic Contractors Test Spreadsheet facility. Or Where the spreadsheet is not used take the: Reciprocal of statutory de-capitalisation rate (i.e. 5% reciprocal = 20) multiply by rateable value of the buildings (before any overall end allowances are made and after making a notional deduction for the land value) and add to the ERC of P&M. Use resultant figure to calculate contract size adjustment. (Guidance Notes - Section 6) | Costs for freestanding units are some 10% to 17% less than those with mains failure control and contained in acoustic box. Costs of boxes reducing acoustic levels whist ensuring adequate cooling, increases due to size of engine and kVa of alternator. | 1. Output of alternator (kVa) 2. Age 3. Voltage 4. Within acoustic box or in generating room. A record must be made when the rpm = 1000 . The number of cylinders to the diesel engine and the kW (M) of the engine should recorded where available. | Class 1 Table 1(b) internal combustion engines and (l )other motors. Class 1 Table 1 (k) shafting Class1 Table 1 (c) Continuous and alternating current. | - | It is assumed that the item forms part of an "average size industrial, commercial or office complex". Where it would be normal to find more than one item. | Normal batteries included in SET. EXTRA 3 or 4 batteries rated at 12 Volts, which will give a high power boost (as starting a car engine) to start the diesel engine. See 206G - Concrete base or strengthened concrete floor. Fuel storage tank. Foundations, settings, tank (fuel). | Given the specifications of the items used for cost reference purposes, such that "packaged" generator sets tend to include sufficient tankage for several hours running, it is assumed that these "enclosed" sets include fuel tanks. Free standing, (that is sets installed inside buildings and so not needing to be inside a bespoke noise attenuated enclosure) require an addition to be made for fuel storage. All costs include for exhaust extraction. | Diesel engine and alternator (SET) Comprising diesel engine, shafting and alternator sitting on a metal support frame (skid). | Photo 1- Acoustic box showing silencer on top and air intake grill to right. Photo 2 - Diesel engine with battery for starting with alternator to left hand side. Photo 3 - Diesel Alternator set in a basement- ( not in acoustic box) | 20024 |  | Each | - | 3 - INDUSTRIAL | David Grace | Colin Brook | 32661.6295 | Option 3 | 42775.2533 | 30.96% | 82652.8765 | 69911.5062 | 114% | 63.44% | 69911.5062 | 114% | Price Book Data | Nimal Rajapakse | VOA_GPN_GOV_UK\7219047 | 2021-08-05 | Medium | Blue | High | - | - | Updated indices following QA. Changed LF. 22/0221 - Minor change to ordering of categories for grouping. Wrong Block Number and LF now corrected. | NA | SPONS E | 1.561 | (BEAMS Note 1) The ERC for this item should be added to the total of the ERC of the other P&M items on the site and the Buildings ERC (where applicable) to enable the correct contract size adjustment to be made. ERC of P&M Items + ERC of Building Component’s = Total ERC (net figure rateable items only) to which contract size adjustment should be applied The 2021 Generic Contractors Test Spreadsheet has this facility built into the programme - it is recommended you undertake all contractors test valuations using this spreadsheet. (Details on the application of contract size adjustments can be found in the RCG 2021 Guidance notes). Where RV is calculated using the comparative method (rental method) the contract size adjustment should be made as follows: Select - SCAT code box "P and M as an addition” within the 2021 Generic Contractors Test Spreadsheet facility. Or Where the spreadsheet is not used take the: Reciprocal of statutory de-capitalisation rate (i.e. 5% reciprocal = 20) multiply by rateable value of the buildings (before any overall end allowances are made and after making a notional deduction for the land value) and add to the ERC of P&M. Use resultant figure to calculate contract size adjustment. (Guidance Notes - Section 6) | Diesel engine and alternator (SET) Comprising diesel engine, shafting and alternator sitting on a metal support frame (skid). | Photo 1- Acoustic box showing silencer on top and air intake grill to right. Photo 2 - Diesel engine with battery for starting with alternator to left hand side. Photo 3 - Diesel Alternator set in a basement- ( not in acoustic box) | 1 | TRUE
1275 | 207D83 | 8399 | 207D83 | Electrics | Diesel Engine - Alternator - Set 1500rpm | Free standing - 50Hz 415V alternator | 433kw(M) of engine | 500kva alternator | Diesel Generator (SET) Comprising of several Class 1 rateable items, including within List of Accessories 2 (i) - (viii). These SETS can be found in a variety of hereditaments where the electrical supply may fail or needs to be supplemented. In most cases generation will be at 415V although in industrial complexes where greater demand is required 11kV SETS are employed. Each SET is calibrated upon installation and therefore forms one complete unit. Usually generator works at 50 Hz and 3 phase, normal working speed is 1500rpm,where used periodically, however for continuous use often lower speeds of 1100rpm are adopted AUTOMATIC START-UP with Acoustic box or enclosure. | Considered Not Applicable at time of Publication | (BEAMS Note 1) The ERC for this item should be added to the total of the ERC of the other P&M items on the site and the Buildings ERC (where applicable) to enable the correct contract size adjustment to be made. ERC of P&M Items + ERC of Building Component’s = Total ERC (net figure rateable items only) to which contract size adjustment should be applied The 2023 Generic Contractors Test Spreadsheet has this facility built into the programme - it is recommended you undertake all contractors test valuations using this spreadsheet. (Details on the application of contract size adjustments can be found in the RCG 2023 Guidance notes). Where RV is calculated using the comparative method (rental method) the contract size adjustment should be made as follows: Select - SCAT code box ""P and M as an addition” within the 2023 Generic Contractors Test Spreadsheet facility. Or Where the spreadsheet is not used take the: Reciprocal of statutory de-capitalisation rate (i.e. 5% reciprocal = 20) multiply by rateable value of the buildings (before any overall end allowances are made and after making a notional deduction for the land value) and add to the ERC of P&M. Use resultant figure to calculate contract size adjustment. (Guidance Notes - Section 6) | Costs for freestanding units are some 10% to 17% less than those with mains failure control and contained in acoustic box. Costs of boxes reducing acoustic levels whist ensuring adequate cooling, increases due to size of engine and kVa of alternator. | 1. Output of alternator (kVa) 2. Age 3. Voltage 4. Within acoustic box or in generating room. A record must be made when the rpm = 1000 . The number of cylinders to the diesel engine and the kW (M) of the engine should recorded where available. | Class 1 Table 1(b) internal combustion engines and (l )other motors. Class 1 Table 1 (k) shafting Class1 Table 1 (c) Continuous and alternating current. | - | It is assumed that the item forms part of an "average size industrial, commercial or office complex". Where it would be normal to find more than one item. | Normal batteries included in SET. EXTRA 3 or 4 batteries rated at 12 Volts, which will give a high power boost (as starting a car engine) to start the diesel engine. See 206G - Concrete base or strengthened concrete floor. Fuel storage tank. Foundations, settings, tank (fuel). | Given the specifications of the items used for cost reference purposes, such that "packaged" generator sets tend to include sufficient tankage for several hours running, it is assumed that these "enclosed" sets include fuel tanks. Free standing, (that is sets installed inside buildings and so not needing to be inside a bespoke noise attenuated enclosure) require an addition to be made for fuel storage. All costs include for exhaust extraction. | Diesel engine and alternator (SET) Comprising diesel engine, shafting and alternator sitting on a metal support frame (skid). | Photo 1- Acoustic box showing silencer on top and air intake grill to right. Photo 2 - Diesel engine with battery for starting with alternator to left hand side. Photo 3 - Diesel Alternator set in a basement- ( not in acoustic box) | 20024 |  | Each | - | 3 - INDUSTRIAL | David Grace | Colin Brook | 42655.1132 | Option 3 | 55863.2039 | 30.96% | 89613.4234 | 75799.0486 | 77.7% | 35.69% | 75799.0486 | 77.7% | Price Book Data | Nimal Rajapakse | VOA_GPN_GOV_UK\7219047 | 2021-08-05 | Medium | Blue | High | - | - | Updated indices following QA. Changed LF. 22/0221 - Minor change to ordering of categories for grouping. Wrong Block Number and LF now corrected. | NA | SPONS E | 1.561 | (BEAMS Note 1) The ERC for this item should be added to the total of the ERC of the other P&M items on the site and the Buildings ERC (where applicable) to enable the correct contract size adjustment to be made. ERC of P&M Items + ERC of Building Component’s = Total ERC (net figure rateable items only) to which contract size adjustment should be applied The 2021 Generic Contractors Test Spreadsheet has this facility built into the programme - it is recommended you undertake all contractors test valuations using this spreadsheet. (Details on the application of contract size adjustments can be found in the RCG 2021 Guidance notes). Where RV is calculated using the comparative method (rental method) the contract size adjustment should be made as follows: Select - SCAT code box "P and M as an addition” within the 2021 Generic Contractors Test Spreadsheet facility. Or Where the spreadsheet is not used take the: Reciprocal of statutory de-capitalisation rate (i.e. 5% reciprocal = 20) multiply by rateable value of the buildings (before any overall end allowances are made and after making a notional deduction for the land value) and add to the ERC of P&M. Use resultant figure to calculate contract size adjustment. (Guidance Notes - Section 6) | Diesel engine and alternator (SET) Comprising diesel engine, shafting and alternator sitting on a metal support frame (skid). | Photo 1- Acoustic box showing silencer on top and air intake grill to right. Photo 2 - Diesel engine with battery for starting with alternator to left hand side. Photo 3 - Diesel Alternator set in a basement- ( not in acoustic box) | 1 | TRUE
1278 | 207D84 | 8101 | 207D84 | Electrics | Diesel Engine - Alternator - Set 1500rpm | Free standing - 50Hz 415V alternator | 436kw(M) of engine | 550kva alternator | Diesel Generator (SET) Comprising of several Class 1 rateable items, including within List of Accessories 2 (i) - (viii). These SETS can be found in a variety of hereditaments where the electrical supply may fail or needs to be supplemented. In most cases generation will be at 415V although in industrial complexes where greater demand is required 11kV SETS are employed. Each SET is calibrated upon installation and therefore forms one complete unit. Usually generator works at 50 Hz and 3 phase, normal working speed is 1500rpm,where used periodically, however for continuous use often lower speeds of 1100rpm are adopted AUTOMATIC START-UP with Acoustic box or enclosure. | Considered Not Applicable at time of Publication | (BEAMS Note 1) The ERC for this item should be added to the total of the ERC of the other P&M items on the site and the Buildings ERC (where applicable) to enable the correct contract size adjustment to be made. ERC of P&M Items + ERC of Building Component’s = Total ERC (net figure rateable items only) to which contract size adjustment should be applied The 2023 Generic Contractors Test Spreadsheet has this facility built into the programme - it is recommended you undertake all contractors test valuations using this spreadsheet. (Details on the application of contract size adjustments can be found in the RCG 2023 Guidance notes). Where RV is calculated using the comparative method (rental method) the contract size adjustment should be made as follows: Select - SCAT code box ""P and M as an addition” within the 2023 Generic Contractors Test Spreadsheet facility. Or Where the spreadsheet is not used take the: Reciprocal of statutory de-capitalisation rate (i.e. 5% reciprocal = 20) multiply by rateable value of the buildings (before any overall end allowances are made and after making a notional deduction for the land value) and add to the ERC of P&M. Use resultant figure to calculate contract size adjustment. (Guidance Notes - Section 6) | Costs for freestanding units are some 10% to 17% less than those with mains failure control and contained in acoustic box. Costs of boxes reducing acoustic levels whist ensuring adequate cooling, increases due to size of engine and kVa of alternator. | 1. Output of alternator (kVa) 2. Age 3. Voltage 4. Within acoustic box or in generating room. A record must be made when the rpm = 1000 . The number of cylinders to the diesel engine and the kW (M) of the engine should recorded where available. | Class 1 Table 1(b) internal combustion engines and (l )other motors. Class 1 Table 1 (k) shafting Class1 Table 1 (c) Continuous and alternating current. | - | It is assumed that the item forms part of an "average size industrial, commercial or office complex". Where it would be normal to find more than one item. | Normal batteries included in SET. EXTRA 3 or 4 batteries rated at 12 Volts, which will give a high power boost (as starting a car engine) to start the diesel engine. See 206G - Concrete base or strengthened concrete floor. Fuel storage tank. Foundations, settings, tank (fuel). | Given the specifications of the items used for cost reference purposes, such that "packaged" generator sets tend to include sufficient tankage for several hours running, it is assumed that these "enclosed" sets include fuel tanks. Free standing, (that is sets installed inside buildings and so not needing to be inside a bespoke noise attenuated enclosure) require an addition to be made for fuel storage. All costs include for exhaust extraction. | Diesel engine and alternator (SET) Comprising diesel engine, shafting and alternator sitting on a metal support frame (skid). | Photo 1- Acoustic box showing silencer on top and air intake grill to right. Photo 2 - Diesel engine with battery for starting with alternator to left hand side. Photo 3 - Diesel Alternator set in a basement- ( not in acoustic box) | 20024 |  | Each | - | 3 - INDUSTRIAL | David Grace | Colin Brook | 54842.2884 | Option 3 | 71824.1193 | 30.96% | 101690.1334 | 86014.0709 | 56.84% | 19.76% | 86014.0709 | 56.84% | Price Book Data | Nimal Rajapakse | VOA_GPN_GOV_UK\7219047 | 2021-08-05 | Medium | Blue | High | - | - | Updated indices following QA. Changed LF. 22/0221 - Minor change to ordering of categories for grouping. Wrong Block Number and LF now corrected. | NA | SPONS E | 1.561 | (BEAMS Note 1) The ERC for this item should be added to the total of the ERC of the other P&M items on the site and the Buildings ERC (where applicable) to enable the correct contract size adjustment to be made. ERC of P&M Items + ERC of Building Component’s = Total ERC (net figure rateable items only) to which contract size adjustment should be applied The 2021 Generic Contractors Test Spreadsheet has this facility built into the programme - it is recommended you undertake all contractors test valuations using this spreadsheet. (Details on the application of contract size adjustments can be found in the RCG 2021 Guidance notes). Where RV is calculated using the comparative method (rental method) the contract size adjustment should be made as follows: Select - SCAT code box "P and M as an addition” within the 2021 Generic Contractors Test Spreadsheet facility. Or Where the spreadsheet is not used take the: Reciprocal of statutory de-capitalisation rate (i.e. 5% reciprocal = 20) multiply by rateable value of the buildings (before any overall end allowances are made and after making a notional deduction for the land value) and add to the ERC of P&M. Use resultant figure to calculate contract size adjustment. (Guidance Notes - Section 6) | Diesel engine and alternator (SET) Comprising diesel engine, shafting and alternator sitting on a metal support frame (skid). | Photo 1- Acoustic box showing silencer on top and air intake grill to right. Photo 2 - Diesel engine with battery for starting with alternator to left hand side. Photo 3 - Diesel Alternator set in a basement- ( not in acoustic box) | 1 | TRUE
1279 | 207D85 | 8102 | 207D85 | Electrics | Diesel Engine - Alternator - Set 1500rpm | Free standing - 50Hz 415V alternator | 436kw(M) of engine | 600kva alternator | Diesel Generator (SET) Comprising of several Class 1 rateable items, including within List of Accessories 2 (i) - (viii). These SETS can be found in a variety of hereditaments where the electrical supply may fail or needs to be supplemented. In most cases generation will be at 415V although in industrial complexes where greater demand is required 11kV SETS are employed. Each SET is calibrated upon installation and therefore forms one complete unit. Usually generator works at 50 Hz and 3 phase, normal working speed is 1500rpm,where used periodically, however for continuous use often lower speeds of 1100rpm are adopted AUTOMATIC START-UP with Acoustic box or enclosure. | Considered Not Applicable at time of Publication | (BEAMS Note 1) The ERC for this item should be added to the total of the ERC of the other P&M items on the site and the Buildings ERC (where applicable) to enable the correct contract size adjustment to be made. ERC of P&M Items + ERC of Building Component’s = Total ERC (net figure rateable items only) to which contract size adjustment should be applied The 2023 Generic Contractors Test Spreadsheet has this facility built into the programme - it is recommended you undertake all contractors test valuations using this spreadsheet. (Details on the application of contract size adjustments can be found in the RCG 2023 Guidance notes). Where RV is calculated using the comparative method (rental method) the contract size adjustment should be made as follows: Select - SCAT code box ""P and M as an addition” within the 2023 Generic Contractors Test Spreadsheet facility. Or Where the spreadsheet is not used take the: Reciprocal of statutory de-capitalisation rate (i.e. 5% reciprocal = 20) multiply by rateable value of the buildings (before any overall end allowances are made and after making a notional deduction for the land value) and add to the ERC of P&M. Use resultant figure to calculate contract size adjustment. (Guidance Notes - Section 6) | Costs for freestanding units are some 10% to 17% less than those with mains failure control and contained in acoustic box. Costs of boxes reducing acoustic levels whist ensuring adequate cooling, increases due to size of engine and kVa of alternator. | 1. Output of alternator (kVa) 2. Age 3. Voltage 4. Within acoustic box or in generating room. A record must be made when the rpm = 1000 . The number of cylinders to the diesel engine and the kW (M) of the engine should recorded where available. | Class 1 Table 1(b) internal combustion engines and (l )other motors. Class 1 Table 1 (k) shafting Class1 Table 1 (c) Continuous and alternating current. | - | It is assumed that the item forms part of an "average size industrial, commercial or office complex". Where it would be normal to find more than one item. | Normal batteries included in SET. EXTRA 3 or 4 batteries rated at 12 Volts, which will give a high power boost (as starting a car engine) to start the diesel engine. See 206G - Concrete base or strengthened concrete floor. Fuel storage tank. Foundations, settings, tank (fuel). | Given the specifications of the items used for cost reference purposes, such that "packaged" generator sets tend to include sufficient tankage for several hours running, it is assumed that these "enclosed" sets include fuel tanks. Free standing, (that is sets installed inside buildings and so not needing to be inside a bespoke noise attenuated enclosure) require an addition to be made for fuel storage. All costs include for exhaust extraction. | Diesel engine and alternator (SET) Comprising diesel engine, shafting and alternator sitting on a metal support frame (skid). | Photo 1- Acoustic box showing silencer on top and air intake grill to right. Photo 2 - Diesel engine with battery for starting with alternator to left hand side. Photo 3 - Diesel Alternator set in a basement- ( not in acoustic box) | 20024 |  | Each | - | 3 - INDUSTRIAL | David Grace | Colin Brook | 63373.311 | Option 3 | 82996.76 | 30.96% | 113766.8433 | 96229.0933 | 51.84% | 15.94% | 96229.0933 | 51.84% | Price Book Data | Nimal Rajapakse | VOA_GPN_GOV_UK\7219047 | 2021-08-05 | Medium | Blue | High | - | - | Updated indices following QA. Changed LF. 22/0221 - Minor change to ordering of categories for grouping. Wrong Block Number and LF now corrected. | NA | SPONS E | 1.561 | (BEAMS Note 1) The ERC for this item should be added to the total of the ERC of the other P&M items on the site and the Buildings ERC (where applicable) to enable the correct contract size adjustment to be made. ERC of P&M Items + ERC of Building Component’s = Total ERC (net figure rateable items only) to which contract size adjustment should be applied The 2021 Generic Contractors Test Spreadsheet has this facility built into the programme - it is recommended you undertake all contractors test valuations using this spreadsheet. (Details on the application of contract size adjustments can be found in the RCG 2021 Guidance notes). Where RV is calculated using the comparative method (rental method) the contract size adjustment should be made as follows: Select - SCAT code box "P and M as an addition” within the 2021 Generic Contractors Test Spreadsheet facility. Or Where the spreadsheet is not used take the: Reciprocal of statutory de-capitalisation rate (i.e. 5% reciprocal = 20) multiply by rateable value of the buildings (before any overall end allowances are made and after making a notional deduction for the land value) and add to the ERC of P&M. Use resultant figure to calculate contract size adjustment. (Guidance Notes - Section 6) | Diesel engine and alternator (SET) Comprising diesel engine, shafting and alternator sitting on a metal support frame (skid). | Photo 1- Acoustic box showing silencer on top and air intake grill to right. Photo 2 - Diesel engine with battery for starting with alternator to left hand side. Photo 3 - Diesel Alternator set in a basement- ( not in acoustic box) | 1 | TRUE
1280 | 207D86 | 8103 | 207D86 | Electrics | Diesel Engine - Alternator - Set 1500rpm | Free standing - 50Hz 415V alternator | 555kw(M) of engine | 650kva alternator | Diesel Generator (SET) Comprising of several Class 1 rateable items, including within List of Accessories 2 (i) - (viii). These SETS can be found in a variety of hereditaments where the electrical supply may fail or needs to be supplemented. In most cases generation will be at 415V although in industrial complexes where greater demand is required 11kV SETS are employed. Each SET is calibrated upon installation and therefore forms one complete unit. Usually generator works at 50 Hz and 3 phase, normal working speed is 1500rpm,where used periodically, however for continuous use often lower speeds of 1100rpm are adopted AUTOMATIC START-UP with Acoustic box or enclosure. | Considered Not Applicable at time of Publication | (BEAMS Note 1) The ERC for this item should be added to the total of the ERC of the other P&M items on the site and the Buildings ERC (where applicable) to enable the correct contract size adjustment to be made. ERC of P&M Items + ERC of Building Component’s = Total ERC (net figure rateable items only) to which contract size adjustment should be applied The 2023 Generic Contractors Test Spreadsheet has this facility built into the programme - it is recommended you undertake all contractors test valuations using this spreadsheet. (Details on the application of contract size adjustments can be found in the RCG 2023 Guidance notes). Where RV is calculated using the comparative method (rental method) the contract size adjustment should be made as follows: Select - SCAT code box ""P and M as an addition” within the 2023 Generic Contractors Test Spreadsheet facility. Or Where the spreadsheet is not used take the: Reciprocal of statutory de-capitalisation rate (i.e. 5% reciprocal = 20) multiply by rateable value of the buildings (before any overall end allowances are made and after making a notional deduction for the land value) and add to the ERC of P&M. Use resultant figure to calculate contract size adjustment. (Guidance Notes - Section 6) | Costs for freestanding units are some 10% to 17% less than those with mains failure control and contained in acoustic box. Costs of boxes reducing acoustic levels whist ensuring adequate cooling, increases due to size of engine and kVa of alternator. | 1. Output of alternator (kVa) 2. Age 3. Voltage 4. Within acoustic box or in generating room. A record must be made when the rpm = 1000 . The number of cylinders to the diesel engine and the kW (M) of the engine should recorded where available. | Class 1 Table 1(b) internal combustion engines and (l )other motors. Class 1 Table 1 (k) shafting Class1 Table 1 (c) Continuous and alternating current. | - | It is assumed that the item forms part of an "average size industrial, commercial or office complex". Where it would be normal to find more than one item. | Normal batteries included in SET. EXTRA 3 or 4 batteries rated at 12 Volts, which will give a high power boost (as starting a car engine) to start the diesel engine. See 206G - Concrete base or strengthened concrete floor. Fuel storage tank. Foundations, settings, tank (fuel). | Given the specifications of the items used for cost reference purposes, such that "packaged" generator sets tend to include sufficient tankage for several hours running, it is assumed that these "enclosed" sets include fuel tanks. Free standing, (that is sets installed inside buildings and so not needing to be inside a bespoke noise attenuated enclosure) require an addition to be made for fuel storage. All costs include for exhaust extraction. | Diesel engine and alternator (SET) Comprising diesel engine, shafting and alternator sitting on a metal support frame (skid). | Photo 1- Acoustic box showing silencer on top and air intake grill to right. Photo 2 - Diesel engine with battery for starting with alternator to left hand side. Photo 3 - Diesel Alternator set in a basement- ( not in acoustic box) | 20024 |  | Each | - | 3 - INDUSTRIAL | David Grace | Colin Brook | 64592.0285 | Option 3 | 84592.8516 | 30.96% | 125843.5533 | 106444.1156 | 64.79% | 25.83% | 106444.1156 | 64.79% | Price Book Data | Nimal Rajapakse | VOA_GPN_GOV_UK\7219047 | 2021-02-22 | Medium | Blue | High | - | - | Minor change to ordering of categories for grouping. Wrong Block Number and LF now corrected. | NA | SPONS E | 1.561 | (BEAMS Note 1) The ERC for this item should be added to the total of the ERC of the other P&M items on the site and the Buildings ERC (where applicable) to enable the correct contract size adjustment to be made. ERC of P&M Items + ERC of Building Component’s = Total ERC (net figure rateable items only) to which contract size adjustment should be applied The 2021 Generic Contractors Test Spreadsheet has this facility built into the programme - it is recommended you undertake all contractors test valuations using this spreadsheet. (Details on the application of contract size adjustments can be found in the RCG 2021 Guidance notes). Where RV is calculated using the comparative method (rental method) the contract size adjustment should be made as follows: Select - SCAT code box "P and M as an addition” within the 2021 Generic Contractors Test Spreadsheet facility. Or Where the spreadsheet is not used take the: Reciprocal of statutory de-capitalisation rate (i.e. 5% reciprocal = 20) multiply by rateable value of the buildings (before any overall end allowances are made and after making a notional deduction for the land value) and add to the ERC of P&M. Use resultant figure to calculate contract size adjustment. (Guidance Notes - Section 6) | Diesel engine and alternator (SET) Comprising diesel engine, shafting and alternator sitting on a metal support frame (skid). | Photo 1- Acoustic box showing silencer on top and air intake grill to right. Photo 2 - Diesel engine with battery for starting with alternator to left hand side. Photo 3 - Diesel Alternator set in a basement- ( not in acoustic box) | 1 | TRUE
1285 | 207D87 | 8104 | 207D87 | Electrics | Diesel Engine - Alternator - Set 1500rpm | Free standing - 50Hz 415V alternator | 621kw(M) of engine | 700kva alternator | Diesel Generator (SET) Comprising of several Class 1 rateable items, including within List of Accessories 2 (i) - (viii). These SETS can be found in a variety of hereditaments where the electrical supply may fail or needs to be supplemented. In most cases generation will be at 415V although in industrial complexes where greater demand is required 11kV SETS are employed. Each SET is calibrated upon installation and therefore forms one complete unit. Usually generator works at 50 Hz and 3 phase, normal working speed is 1500rpm,where used periodically, however for continuous use often lower speeds of 1100rpm are adopted AUTOMATIC START-UP with Acoustic box or enclosure. | Considered Not Applicable at time of Publication | (BEAMS Note 1) The ERC for this item should be added to the total of the ERC of the other P&M items on the site and the Buildings ERC (where applicable) to enable the correct contract size adjustment to be made. ERC of P&M Items + ERC of Building Component’s = Total ERC (net figure rateable items only) to which contract size adjustment should be applied The 2023 Generic Contractors Test Spreadsheet has this facility built into the programme - it is recommended you undertake all contractors test valuations using this spreadsheet. (Details on the application of contract size adjustments can be found in the RCG 2023 Guidance notes). Where RV is calculated using the comparative method (rental method) the contract size adjustment should be made as follows: Select - SCAT code box ""P and M as an addition” within the 2023 Generic Contractors Test Spreadsheet facility. Or Where the spreadsheet is not used take the: Reciprocal of statutory de-capitalisation rate (i.e. 5% reciprocal = 20) multiply by rateable value of the buildings (before any overall end allowances are made and after making a notional deduction for the land value) and add to the ERC of P&M. Use resultant figure to calculate contract size adjustment. (Guidance Notes - Section 6) | Costs for freestanding units are some 10% to 17% less than those with mains failure control and contained in acoustic box. Costs of boxes reducing acoustic levels whist ensuring adequate cooling, increases due to size of engine and kVa of alternator. | 1. Output of alternator (kVa) 2. Age 3. Voltage 4. Within acoustic box or in generating room. A record must be made when the rpm = 1000 . The number of cylinders to the diesel engine and the kW (M) of the engine should recorded where available. | Class 1 Table 1(b) internal combustion engines and (l )other motors. Class 1 Table 1 (k) shafting Class1 Table 1 (c) Continuous and alternating current. | - | It is assumed that the item forms part of an "average size industrial, commercial or office complex". Where it would be normal to find more than one item. | Normal batteries included in SET. EXTRA 3 or 4 batteries rated at 12 Volts, which will give a high power boost (as starting a car engine) to start the diesel engine. See 206G - Concrete base or strengthened concrete floor. Fuel storage tank. Foundations, settings, tank (fuel). | Given the specifications of the items used for cost reference purposes, such that "packaged" generator sets tend to include sufficient tankage for several hours running, it is assumed that these "enclosed" sets include fuel tanks. Free standing, (that is sets installed inside buildings and so not needing to be inside a bespoke noise attenuated enclosure) require an addition to be made for fuel storage. All costs include for exhaust extraction. | Diesel engine and alternator (SET) Comprising diesel engine, shafting and alternator sitting on a metal support frame (skid). | Photo 1- Acoustic box showing silencer on top and air intake grill to right. Photo 2 - Diesel engine with battery for starting with alternator to left hand side. Photo 3 - Diesel Alternator set in a basement- ( not in acoustic box) | 20024 |  | Each | - | 3 - INDUSTRIAL | David Grace | Colin Brook | 67029.4636 | Option 3 | 87785.0347 | 30.96% | 137920.2632 | 116659.138 | 74.04% | 32.89% | 116659.138 | 74.04% | Price Book Data | Nimal Rajapakse | VOA_GPN_GOV_UK\7219047 | 2021-08-05 | Medium | Blue | High | - | - | Updated indices following QA. Changed LF. 22/0221 - Minor change to ordering of categories for grouping. Wrong Block Number and LF now corrected. | NA | SPONS E | 1.561 | (BEAMS Note 1) The ERC for this item should be added to the total of the ERC of the other P&M items on the site and the Buildings ERC (where applicable) to enable the correct contract size adjustment to be made. ERC of P&M Items + ERC of Building Component’s = Total ERC (net figure rateable items only) to which contract size adjustment should be applied The 2021 Generic Contractors Test Spreadsheet has this facility built into the programme - it is recommended you undertake all contractors test valuations using this spreadsheet. (Details on the application of contract size adjustments can be found in the RCG 2021 Guidance notes). Where RV is calculated using the comparative method (rental method) the contract size adjustment should be made as follows: Select - SCAT code box "P and M as an addition” within the 2021 Generic Contractors Test Spreadsheet facility. Or Where the spreadsheet is not used take the: Reciprocal of statutory de-capitalisation rate (i.e. 5% reciprocal = 20) multiply by rateable value of the buildings (before any overall end allowances are made and after making a notional deduction for the land value) and add to the ERC of P&M. Use resultant figure to calculate contract size adjustment. (Guidance Notes - Section 6) | Diesel engine and alternator (SET) Comprising diesel engine, shafting and alternator sitting on a metal support frame (skid). | Photo 1- Acoustic box showing silencer on top and air intake grill to right. Photo 2 - Diesel engine with battery for starting with alternator to left hand side. Photo 3 - Diesel Alternator set in a basement- ( not in acoustic box) | 1 | TRUE
1286 | 207D88 | 8105 | 207D88 | Electrics | Diesel Engine - Alternator - Set 1500rpm | Free standing - 50Hz 415V alternator | 621kw(M) of engine | 750kva alternator | Diesel Generator (SET) Comprising of several Class 1 rateable items, including within List of Accessories 2 (i) - (viii). These SETS can be found in a variety of hereditaments where the electrical supply may fail or needs to be supplemented. In most cases generation will be at 415V although in industrial complexes where greater demand is required 11kV SETS are employed. Each SET is calibrated upon installation and therefore forms one complete unit. Usually generator works at 50 Hz and 3 phase, normal working speed is 1500rpm,where used periodically, however for continuous use often lower speeds of 1100rpm are adopted AUTOMATIC START-UP with Acoustic box or enclosure. | Considered Not Applicable at time of Publication | (BEAMS Note 1) The ERC for this item should be added to the total of the ERC of the other P&M items on the site and the Buildings ERC (where applicable) to enable the correct contract size adjustment to be made. ERC of P&M Items + ERC of Building Component’s = Total ERC (net figure rateable items only) to which contract size adjustment should be applied The 2023 Generic Contractors Test Spreadsheet has this facility built into the programme - it is recommended you undertake all contractors test valuations using this spreadsheet. (Details on the application of contract size adjustments can be found in the RCG 2023 Guidance notes). Where RV is calculated using the comparative method (rental method) the contract size adjustment should be made as follows: Select - SCAT code box ""P and M as an addition” within the 2023 Generic Contractors Test Spreadsheet facility. Or Where the spreadsheet is not used take the: Reciprocal of statutory de-capitalisation rate (i.e. 5% reciprocal = 20) multiply by rateable value of the buildings (before any overall end allowances are made and after making a notional deduction for the land value) and add to the ERC of P&M. Use resultant figure to calculate contract size adjustment. (Guidance Notes - Section 6) | Costs for freestanding units are some 10% to 17% less than those with mains failure control and contained in acoustic box. Costs of boxes reducing acoustic levels whist ensuring adequate cooling, increases due to size of engine and kVa of alternator. | 1. Output of alternator (kVa) 2. Age 3. Voltage 4. Within acoustic box or in generating room. A record must be made when the rpm = 1000 . The number of cylinders to the diesel engine and the kW (M) of the engine should recorded where available. | Class 1 Table 1(b) internal combustion engines and (l )other motors. Class 1 Table 1 (k) shafting Class1 Table 1 (c) Continuous and alternating current. | - | It is assumed that the item forms part of an "average size industrial, commercial or office complex". Where it would be normal to find more than one item. | Normal batteries included in SET. EXTRA 3 or 4 batteries rated at 12 Volts, which will give a high power boost (as starting a car engine) to start the diesel engine. See 206G - Concrete base or strengthened concrete floor. Fuel storage tank. Foundations, settings, tank (fuel). | Given the specifications of the items used for cost reference purposes, such that "packaged" generator sets tend to include sufficient tankage for several hours running, it is assumed that these "enclosed" sets include fuel tanks. Free standing, (that is sets installed inside buildings and so not needing to be inside a bespoke noise attenuated enclosure) require an addition to be made for fuel storage. All costs include for exhaust extraction. | Diesel engine and alternator (SET) Comprising diesel engine, shafting and alternator sitting on a metal support frame (skid). | Photo 1- Acoustic box showing silencer on top and air intake grill to right. Photo 2 - Diesel engine with battery for starting with alternator to left hand side. Photo 3 - Diesel Alternator set in a basement- ( not in acoustic box) | 20024 |  | Each | - | 3 - INDUSTRIAL | David Grace | Colin Brook | 68613.7963 | Option 3 | 89859.9537 | 30.96% | 149996.9732 | 126874.1604 | 84.91% | 41.19% | 126874.1604 | 84.91% | Price Book Data | Nimal Rajapakse | VOA_GPN_GOV_UK\7219047 | 2021-08-05 | Medium | Blue | High | - | - | Updated indices following QA. Changed LF. 22/0221 - Minor change to ordering of categories for grouping. Wrong Block Number and LF now corrected. | NA | SPONS E | 1.561 | (BEAMS Note 1) The ERC for this item should be added to the total of the ERC of the other P&M items on the site and the Buildings ERC (where applicable) to enable the correct contract size adjustment to be made. ERC of P&M Items + ERC of Building Component’s = Total ERC (net figure rateable items only) to which contract size adjustment should be applied The 2021 Generic Contractors Test Spreadsheet has this facility built into the programme - it is recommended you undertake all contractors test valuations using this spreadsheet. (Details on the application of contract size adjustments can be found in the RCG 2021 Guidance notes). Where RV is calculated using the comparative method (rental method) the contract size adjustment should be made as follows: Select - SCAT code box "P and M as an addition” within the 2021 Generic Contractors Test Spreadsheet facility. Or Where the spreadsheet is not used take the: Reciprocal of statutory de-capitalisation rate (i.e. 5% reciprocal = 20) multiply by rateable value of the buildings (before any overall end allowances are made and after making a notional deduction for the land value) and add to the ERC of P&M. Use resultant figure to calculate contract size adjustment. (Guidance Notes - Section 6) | Diesel engine and alternator (SET) Comprising diesel engine, shafting and alternator sitting on a metal support frame (skid). | Photo 1- Acoustic box showing silencer on top and air intake grill to right. Photo 2 - Diesel engine with battery for starting with alternator to left hand side. Photo 3 - Diesel Alternator set in a basement- ( not in acoustic box) | 1 | TRUE
1289 | 207D90 | 8106 | 207D90 | Electrics | Diesel Engine - Alternator - Set 1500rpm | Free standing - 50Hz 415V alternator | 674kw(M) of engine | 800kva alternator | Diesel Generator (SET) Comprising of several Class 1 rateable items, including within List of Accessories 2 (i) - (viii). These SETS can be found in a variety of hereditaments where the electrical supply may fail or needs to be supplemented. In most cases generation will be at 415V although in industrial complexes where greater demand is required 11kV SETS are employed. Each SET is calibrated upon installation and therefore forms one complete unit. Usually generator works at 50 Hz and 3 phase, normal working speed is 1500rpm,where used periodically, however for continuous use often lower speeds of 1100rpm are adopted AUTOMATIC START-UP with Acoustic box or enclosure. | Considered Not Applicable at time of Publication | (BEAMS Note 1) The ERC for this item should be added to the total of the ERC of the other P&M items on the site and the Buildings ERC (where applicable) to enable the correct contract size adjustment to be made. ERC of P&M Items + ERC of Building Component’s = Total ERC (net figure rateable items only) to which contract size adjustment should be applied The 2023 Generic Contractors Test Spreadsheet has this facility built into the programme - it is recommended you undertake all contractors test valuations using this spreadsheet. (Details on the application of contract size adjustments can be found in the RCG 2023 Guidance notes). Where RV is calculated using the comparative method (rental method) the contract size adjustment should be made as follows: Select - SCAT code box ""P and M as an addition” within the 2023 Generic Contractors Test Spreadsheet facility. Or Where the spreadsheet is not used take the: Reciprocal of statutory de-capitalisation rate (i.e. 5% reciprocal = 20) multiply by rateable value of the buildings (before any overall end allowances are made and after making a notional deduction for the land value) and add to the ERC of P&M. Use resultant figure to calculate contract size adjustment. (Guidance Notes - Section 6) | Costs for freestanding units are some 10% to 17% less than those with mains failure control and contained in acoustic box. Costs of boxes reducing acoustic levels whist ensuring adequate cooling, increases due to size of engine and kVa of alternator. | 1. Output of alternator (kVa) 2. Age 3. Voltage 4. Within acoustic box or in generating room. A record must be made when the rpm = 1000 . The number of cylinders to the diesel engine and the kW (M) of the engine should recorded where available. | Class 1 Table 1(b) internal combustion engines and (l )other motors. Class 1 Table 1 (k) shafting Class1 Table 1 (c) Continuous and alternating current. | - | It is assumed that the item forms part of an "average size industrial, commercial or office complex". Where it would be normal to find more than one item. | Normal batteries included in SET. EXTRA 3 or 4 batteries rated at 12 Volts, which will give a high power boost (as starting a car engine) to start the diesel engine. See 206G - Concrete base or strengthened concrete floor. Fuel storage tank. Foundations, settings, tank (fuel). | Given the specifications of the items used for cost reference purposes, such that "packaged" generator sets tend to include sufficient tankage for several hours running, it is assumed that these "enclosed" sets include fuel tanks. Free standing, (that is sets installed inside buildings and so not needing to be inside a bespoke noise attenuated enclosure) require an addition to be made for fuel storage. All costs include for exhaust extraction. | Diesel engine and alternator (SET) Comprising diesel engine, shafting and alternator sitting on a metal support frame (skid). | Photo 1- Acoustic box showing silencer on top and air intake grill to right. Photo 2 - Diesel engine with battery for starting with alternator to left hand side. Photo 3 - Diesel Alternator set in a basement- ( not in acoustic box) | 20024 |  | Each | - | 3 - INDUSTRIAL | David Grace | Colin Brook | 82263.4326 | Option 3 | 107736.1789 | 30.96% | 159510.4197 | 134921.0597 | 64.01% | 25.23% | 134921.0597 | 64.01% | Price Book Data | Nimal Rajapakse | VOA_GPN_GOV_UK\7219047 | 2021-08-05 | Medium | Blue | High | - | - | Updated indices following QA. Changed LF. 22/0221 - Minor change to ordering of categories for grouping. Wrong Block Number and LF now corrected. | NA | SPONS E | 1.561 | (BEAMS Note 1) The ERC for this item should be added to the total of the ERC of the other P&M items on the site and the Buildings ERC (where applicable) to enable the correct contract size adjustment to be made. ERC of P&M Items + ERC of Building Component’s = Total ERC (net figure rateable items only) to which contract size adjustment should be applied The 2021 Generic Contractors Test Spreadsheet has this facility built into the programme - it is recommended you undertake all contractors test valuations using this spreadsheet. (Details on the application of contract size adjustments can be found in the RCG 2021 Guidance notes). Where RV is calculated using the comparative method (rental method) the contract size adjustment should be made as follows: Select - SCAT code box "P and M as an addition” within the 2021 Generic Contractors Test Spreadsheet facility. Or Where the spreadsheet is not used take the: Reciprocal of statutory de-capitalisation rate (i.e. 5% reciprocal = 20) multiply by rateable value of the buildings (before any overall end allowances are made and after making a notional deduction for the land value) and add to the ERC of P&M. Use resultant figure to calculate contract size adjustment. (Guidance Notes - Section 6) | Diesel engine and alternator (SET) Comprising diesel engine, shafting and alternator sitting on a metal support frame (skid). | Photo 1- Acoustic box showing silencer on top and air intake grill to right. Photo 2 - Diesel engine with battery for starting with alternator to left hand side. Photo 3 - Diesel Alternator set in a basement- ( not in acoustic box) | 1 | TRUE
1291 | 207D91 | 8107 | 207D91 | Electrics | Diesel Engine - Alternator - Set 1500rpm | Free standing - 50Hz 415V alternator | 715kw(M) of engine | 850kva alternator | Diesel Generator (SET) Comprising of several Class 1 rateable items, including within List of Accessories 2 (i) - (viii). These SETS can be found in a variety of hereditaments where the electrical supply may fail or needs to be supplemented. In most cases generation will be at 415V although in industrial complexes where greater demand is required 11kV SETS are employed. Each SET is calibrated upon installation and therefore forms one complete unit. Usually generator works at 50 Hz and 3 phase, normal working speed is 1500rpm,where used periodically, however for continuous use often lower speeds of 1100rpm are adopted AUTOMATIC START-UP with Acoustic box or enclosure. | Considered Not Applicable at time of Publication | (BEAMS Note 1) The ERC for this item should be added to the total of the ERC of the other P&M items on the site and the Buildings ERC (where applicable) to enable the correct contract size adjustment to be made. ERC of P&M Items + ERC of Building Component’s = Total ERC (net figure rateable items only) to which contract size adjustment should be applied The 2023 Generic Contractors Test Spreadsheet has this facility built into the programme - it is recommended you undertake all contractors test valuations using this spreadsheet. (Details on the application of contract size adjustments can be found in the RCG 2023 Guidance notes). Where RV is calculated using the comparative method (rental method) the contract size adjustment should be made as follows: Select - SCAT code box ""P and M as an addition” within the 2023 Generic Contractors Test Spreadsheet facility. Or Where the spreadsheet is not used take the: Reciprocal of statutory de-capitalisation rate (i.e. 5% reciprocal = 20) multiply by rateable value of the buildings (before any overall end allowances are made and after making a notional deduction for the land value) and add to the ERC of P&M. Use resultant figure to calculate contract size adjustment. (Guidance Notes - Section 6) | Costs for freestanding units are some 10% to 17% less than those with mains failure control and contained in acoustic box. Costs of boxes reducing acoustic levels whist ensuring adequate cooling, increases due to size of engine and kVa of alternator. | 1. Output of alternator (kVa) 2. Age 3. Voltage 4. Within acoustic box or in generating room. A record must be made when the rpm = 1000 . The number of cylinders to the diesel engine and the kW (M) of the engine should recorded where available. | Class 1 Table 1(b) internal combustion engines and (l )other motors. Class 1 Table 1 (k) shafting Class1 Table 1 (c) Continuous and alternating current. | - | It is assumed that the item forms part of an "average size industrial, commercial or office complex". Where it would be normal to find more than one item. | Normal batteries included in SET. EXTRA 3 or 4 batteries rated at 12 Volts, which will give a high power boost (as starting a car engine) to start the diesel engine. See 206G - Concrete base or strengthened concrete floor. Fuel storage tank. Foundations, settings, tank (fuel). | Given the specifications of the items used for cost reference purposes, such that "packaged" generator sets tend to include sufficient tankage for several hours running, it is assumed that these "enclosed" sets include fuel tanks. Free standing, (that is sets installed inside buildings and so not needing to be inside a bespoke noise attenuated enclosure) require an addition to be made for fuel storage. All costs include for exhaust extraction. | Diesel engine and alternator (SET) Comprising diesel engine, shafting and alternator sitting on a metal support frame (skid). | Photo 1- Acoustic box showing silencer on top and air intake grill to right. Photo 2 - Diesel engine with battery for starting with alternator to left hand side. Photo 3 - Diesel Alternator set in a basement- ( not in acoustic box) | 20024 |  | Each | - | 3 - INDUSTRIAL | David Grace | Colin Brook | 89941.3529 | Option 3 | 117791.5556 | 30.96% | 169023.8662 | 142967.959 | 58.96% | 21.37% | 142967.959 | 58.96% | Price Book Data | Nimal Rajapakse | VOA_GPN_GOV_UK\7219047 | 2021-08-05 | Medium | Blue | High | - | - | Updated indices following QA. Changed LF. 22/0221 - Minor change to ordering of categories for grouping. Wrong Block Number and LF now corrected. | NA | SPONS E | 1.561 | (BEAMS Note 1) The ERC for this item should be added to the total of the ERC of the other P&M items on the site and the Buildings ERC (where applicable) to enable the correct contract size adjustment to be made. ERC of P&M Items + ERC of Building Component’s = Total ERC (net figure rateable items only) to which contract size adjustment should be applied The 2021 Generic Contractors Test Spreadsheet has this facility built into the programme - it is recommended you undertake all contractors test valuations using this spreadsheet. (Details on the application of contract size adjustments can be found in the RCG 2021 Guidance notes). Where RV is calculated using the comparative method (rental method) the contract size adjustment should be made as follows: Select - SCAT code box "P and M as an addition” within the 2021 Generic Contractors Test Spreadsheet facility. Or Where the spreadsheet is not used take the: Reciprocal of statutory de-capitalisation rate (i.e. 5% reciprocal = 20) multiply by rateable value of the buildings (before any overall end allowances are made and after making a notional deduction for the land value) and add to the ERC of P&M. Use resultant figure to calculate contract size adjustment. (Guidance Notes - Section 6) | Diesel engine and alternator (SET) Comprising diesel engine, shafting and alternator sitting on a metal support frame (skid). | Photo 1- Acoustic box showing silencer on top and air intake grill to right. Photo 2 - Diesel engine with battery for starting with alternator to left hand side. Photo 3 - Diesel Alternator set in a basement- ( not in acoustic box) | 1 | TRUE
1294 | 207D92 | 8108 | 207D92 | Electrics | Diesel Engine - Alternator - Set 1500rpm | Free standing - 50Hz 415V alternator | 762kw(M) of engine | 900kva alternator | Diesel Generator (SET) Comprising of several Class 1 rateable items, including within List of Accessories 2 (i) - (viii). These SETS can be found in a variety of hereditaments where the electrical supply may fail or needs to be supplemented. In most cases generation will be at 415V although in industrial complexes where greater demand is required 11kV SETS are employed. Each SET is calibrated upon installation and therefore forms one complete unit. Usually generator works at 50 Hz and 3 phase, normal working speed is 1500rpm,where used periodically, however for continuous use often lower speeds of 1100rpm are adopted AUTOMATIC START-UP with Acoustic box or enclosure. | Considered Not Applicable at time of Publication | (BEAMS Note 1) The ERC for this item should be added to the total of the ERC of the other P&M items on the site and the Buildings ERC (where applicable) to enable the correct contract size adjustment to be made. ERC of P&M Items + ERC of Building Component’s = Total ERC (net figure rateable items only) to which contract size adjustment should be applied The 2023 Generic Contractors Test Spreadsheet has this facility built into the programme - it is recommended you undertake all contractors test valuations using this spreadsheet. (Details on the application of contract size adjustments can be found in the RCG 2023 Guidance notes). Where RV is calculated using the comparative method (rental method) the contract size adjustment should be made as follows: Select - SCAT code box ""P and M as an addition” within the 2023 Generic Contractors Test Spreadsheet facility. Or Where the spreadsheet is not used take the: Reciprocal of statutory de-capitalisation rate (i.e. 5% reciprocal = 20) multiply by rateable value of the buildings (before any overall end allowances are made and after making a notional deduction for the land value) and add to the ERC of P&M. Use resultant figure to calculate contract size adjustment. (Guidance Notes - Section 6) | Costs for freestanding units are some 10% to 17% less than those with mains failure control and contained in acoustic box. Costs of boxes reducing acoustic levels whist ensuring adequate cooling, increases due to size of engine and kVa of alternator. | 1. Output of alternator (kVa) 2. Age 3. Voltage 4. Within acoustic box or in generating room. A record must be made when the rpm = 1000 . The number of cylinders to the diesel engine and the kW (M) of the engine should recorded where available. | Class 1 Table 1(b) internal combustion engines and (l )other motors. Class 1 Table 1 (k) shafting Class1 Table 1 (c) Continuous and alternating current. | - | It is assumed that the item forms part of an "average size industrial, commercial or office complex". Where it would be normal to find more than one item. | Normal batteries included in SET. EXTRA 3 or 4 batteries rated at 12 Volts, which will give a high power boost (as starting a car engine) to start the diesel engine. See 206G - Concrete base or strengthened concrete floor. Fuel storage tank. Foundations, settings, tank (fuel). | Given the specifications of the items used for cost reference purposes, such that "packaged" generator sets tend to include sufficient tankage for several hours running, it is assumed that these "enclosed" sets include fuel tanks. Free standing, (that is sets installed inside buildings and so not needing to be inside a bespoke noise attenuated enclosure) require an addition to be made for fuel storage. All costs include for exhaust extraction. | Diesel engine and alternator (SET) Comprising diesel engine, shafting and alternator sitting on a metal support frame (skid). | Photo 1- Acoustic box showing silencer on top and air intake grill to right. Photo 2 - Diesel engine with battery for starting with alternator to left hand side. Photo 3 - Diesel Alternator set in a basement- ( not in acoustic box) | 20024 |  | Each | - | 3 - INDUSTRIAL | David Grace | Colin Brook | 92622.5315 | Option 3 | 121302.957 | 30.96% | 178537.3127 | 151014.8583 | 63.04% | 24.49% | 151014.8583 | 63.04% | Price Book Data | Nimal Rajapakse | VOA_GPN_GOV_UK\7219047 | 2021-08-05 | Medium | Blue | High | - | - | Updated indices following QA. Changed LF. 22/0221 - Minor change to ordering of categories for grouping. Wrong Block Number and LF now corrected. | NA | SPONS E | 1.561 | (BEAMS Note 1) The ERC for this item should be added to the total of the ERC of the other P&M items on the site and the Buildings ERC (where applicable) to enable the correct contract size adjustment to be made. ERC of P&M Items + ERC of Building Component’s = Total ERC (net figure rateable items only) to which contract size adjustment should be applied The 2021 Generic Contractors Test Spreadsheet has this facility built into the programme - it is recommended you undertake all contractors test valuations using this spreadsheet. (Details on the application of contract size adjustments can be found in the RCG 2021 Guidance notes). Where RV is calculated using the comparative method (rental method) the contract size adjustment should be made as follows: Select - SCAT code box "P and M as an addition” within the 2021 Generic Contractors Test Spreadsheet facility. Or Where the spreadsheet is not used take the: Reciprocal of statutory de-capitalisation rate (i.e. 5% reciprocal = 20) multiply by rateable value of the buildings (before any overall end allowances are made and after making a notional deduction for the land value) and add to the ERC of P&M. Use resultant figure to calculate contract size adjustment. (Guidance Notes - Section 6) | Diesel engine and alternator (SET) Comprising diesel engine, shafting and alternator sitting on a metal support frame (skid). | Photo 1- Acoustic box showing silencer on top and air intake grill to right. Photo 2 - Diesel engine with battery for starting with alternator to left hand side. Photo 3 - Diesel Alternator set in a basement- ( not in acoustic box) | 1 | TRUE
1299 | 207D93 | 8109 | 207D93 | Electrics | Diesel Engine - Alternator - Set 1500rpm | Free standing - 50Hz 415V alternator | 861kw(M) of engine | 1000kva alternator | Diesel Generator (SET) Comprising of several Class 1 rateable items, including within List of Accessories 2 (i) - (viii). These SETS can be found in a variety of hereditaments where the electrical supply may fail or needs to be supplemented. In most cases generation will be at 415V although in industrial complexes where greater demand is required 11kV SETS are employed. Each SET is calibrated upon installation and therefore forms one complete unit. Usually generator works at 50 Hz and 3 phase, normal working speed is 1500rpm,where used periodically, however for continuous use often lower speeds of 1100rpm are adopted AUTOMATIC START-UP with Acoustic box or enclosure. | Considered Not Applicable at time of Publication | (BEAMS Note 1) The ERC for this item should be added to the total of the ERC of the other P&M items on the site and the Buildings ERC (where applicable) to enable the correct contract size adjustment to be made. ERC of P&M Items + ERC of Building Component’s = Total ERC (net figure rateable items only) to which contract size adjustment should be applied The 2023 Generic Contractors Test Spreadsheet has this facility built into the programme - it is recommended you undertake all contractors test valuations using this spreadsheet. (Details on the application of contract size adjustments can be found in the RCG 2023 Guidance notes). Where RV is calculated using the comparative method (rental method) the contract size adjustment should be made as follows: Select - SCAT code box ""P and M as an addition” within the 2023 Generic Contractors Test Spreadsheet facility. Or Where the spreadsheet is not used take the: Reciprocal of statutory de-capitalisation rate (i.e. 5% reciprocal = 20) multiply by rateable value of the buildings (before any overall end allowances are made and after making a notional deduction for the land value) and add to the ERC of P&M. Use resultant figure to calculate contract size adjustment. (Guidance Notes - Section 6) | Costs for freestanding units are some 10% to 17% less than those with mains failure control and contained in acoustic box. Costs of boxes reducing acoustic levels whist ensuring adequate cooling, increases due to size of engine and kVa of alternator. | 1. Output of alternator (kVa) 2. Age 3. Voltage 4. Within acoustic box or in generating room. A record must be made when the rpm = 1000 . The number of cylinders to the diesel engine and the kW (M) of the engine should recorded where available. | Class 1 Table 1(b) internal combustion engines and (l )other motors. Class 1 Table 1 (k) shafting Class1 Table 1 (c) Continuous and alternating current. | - | It is assumed that the item forms part of an "average size industrial, commercial or office complex". Where it would be normal to find more than one item. | Normal batteries included in SET. EXTRA 3 or 4 batteries rated at 12 Volts, which will give a high power boost (as starting a car engine) to start the diesel engine. See 206G - Concrete base or strengthened concrete floor. Fuel storage tank. Foundations, settings, tank (fuel). | Given the specifications of the items used for cost reference purposes, such that "packaged" generator sets tend to include sufficient tankage for several hours running, it is assumed that these "enclosed" sets include fuel tanks. Free standing, (that is sets installed inside buildings and so not needing to be inside a bespoke noise attenuated enclosure) require an addition to be made for fuel storage. All costs include for exhaust extraction. | Diesel engine and alternator (SET) Comprising diesel engine, shafting and alternator sitting on a metal support frame (skid). | Photo 1- Acoustic box showing silencer on top and air intake grill to right. Photo 2 - Diesel engine with battery for starting with alternator to left hand side. Photo 3 - Diesel Alternator set in a basement- ( not in acoustic box) | 20024 |  | Each | - | 3 - INDUSTRIAL | David Grace | Colin Brook | 107003.3982 | Option 3 | 140136.8371 | 30.96% | 197564.2058 | 167108.6569 | 56.17% | 19.25% | 167108.6569 | 56.17% | Price Book Data | Nimal Rajapakse | VOA_GPN_GOV_UK\7219047 | 2021-08-05 | Medium | Blue | High | - | - | Updated indices following QA. Changed LF. 22/0221 - Minor change to ordering of categories for grouping. Wrong Block Number and LF now corrected. | NA | SPONS E | 1.561 | (BEAMS Note 1) The ERC for this item should be added to the total of the ERC of the other P&M items on the site and the Buildings ERC (where applicable) to enable the correct contract size adjustment to be made. ERC of P&M Items + ERC of Building Component’s = Total ERC (net figure rateable items only) to which contract size adjustment should be applied The 2021 Generic Contractors Test Spreadsheet has this facility built into the programme - it is recommended you undertake all contractors test valuations using this spreadsheet. (Details on the application of contract size adjustments can be found in the RCG 2021 Guidance notes). Where RV is calculated using the comparative method (rental method) the contract size adjustment should be made as follows: Select - SCAT code box "P and M as an addition” within the 2021 Generic Contractors Test Spreadsheet facility. Or Where the spreadsheet is not used take the: Reciprocal of statutory de-capitalisation rate (i.e. 5% reciprocal = 20) multiply by rateable value of the buildings (before any overall end allowances are made and after making a notional deduction for the land value) and add to the ERC of P&M. Use resultant figure to calculate contract size adjustment. (Guidance Notes - Section 6) | Diesel engine and alternator (SET) Comprising diesel engine, shafting and alternator sitting on a metal support frame (skid). | Photo 1- Acoustic box showing silencer on top and air intake grill to right. Photo 2 - Diesel engine with battery for starting with alternator to left hand side. Photo 3 - Diesel Alternator set in a basement- ( not in acoustic box) | 1 | TRUE
1243 | 207D94 | 8110 | 207D94 | Electrics | Diesel Engine - Alternator - Set 1500rpm | Free standing - 50Hz 415V alternator | 1061kw(M) of engine | 1100kva alternator | Diesel Generator (SET) Comprising of several Class 1 rateable items, including within List of Accessories 2 (i) - (viii). These SETS can be found in a variety of hereditaments where the electrical supply may fail or needs to be supplemented. In most cases generation will be at 415V although in industrial complexes where greater demand is required 11kV SETS are employed. Each SET is calibrated upon installation and therefore forms one complete unit. Usually generator works at 50 Hz and 3 phase, normal working speed is 1500rpm,where used periodically, however for continuous use often lower speeds of 1100rpm are adopted AUTOMATIC START-UP with Acoustic box or enclosure. | Considered Not Applicable at time of Publication | (BEAMS Note 1) The ERC for this item should be added to the total of the ERC of the other P&M items on the site and the Buildings ERC (where applicable) to enable the correct contract size adjustment to be made. ERC of P&M Items + ERC of Building Component’s = Total ERC (net figure rateable items only) to which contract size adjustment should be applied The 2023 Generic Contractors Test Spreadsheet has this facility built into the programme - it is recommended you undertake all contractors test valuations using this spreadsheet. (Details on the application of contract size adjustments can be found in the RCG 2023 Guidance notes). Where RV is calculated using the comparative method (rental method) the contract size adjustment should be made as follows: Select - SCAT code box ""P and M as an addition” within the 2023 Generic Contractors Test Spreadsheet facility. Or Where the spreadsheet is not used take the: Reciprocal of statutory de-capitalisation rate (i.e. 5% reciprocal = 20) multiply by rateable value of the buildings (before any overall end allowances are made and after making a notional deduction for the land value) and add to the ERC of P&M. Use resultant figure to calculate contract size adjustment. (Guidance Notes - Section 6) | Costs for freestanding units are some 10% to 17% less than those with mains failure control and contained in acoustic box. Costs of boxes reducing acoustic levels whist ensuring adequate cooling, increases due to size of engine and kVa of alternator. | 1. Output of alternator (kVa) 2. Age 3. Voltage 4. Within acoustic box or in generating room. A record must be made when the rpm = 1000 . The number of cylinders to the diesel engine and the kW (M) of the engine should recorded where available. | Class 1 Table 1(b) internal combustion engines and (l )other motors. Class 1 Table 1 (k) shafting Class1 Table 1 (c) Continuous and alternating current. | - | It is assumed that the item forms part of an "average size industrial, commercial or office complex". Where it would be normal to find more than one item. | Normal batteries included in SET. EXTRA 3 or 4 batteries rated at 12 Volts, which will give a high power boost (as starting a car engine) to start the diesel engine. See 206G - Concrete base or strengthened concrete floor. Fuel storage tank. Foundations, settings, tank (fuel). | Given the specifications of the items used for cost reference purposes, such that "packaged" generator sets tend to include sufficient tankage for several hours running, it is assumed that these "enclosed" sets include fuel tanks. Free standing, (that is sets installed inside buildings and so not needing to be inside a bespoke noise attenuated enclosure) require an addition to be made for fuel storage. All costs include for exhaust extraction. | Diesel engine and alternator (SET) Comprising diesel engine, shafting and alternator sitting on a metal support frame (skid). | Photo 1- Acoustic box showing silencer on top and air intake grill to right. Photo 2 - Diesel engine with battery for starting with alternator to left hand side. Photo 3 - Diesel Alternator set in a basement- ( not in acoustic box) | 20024 |  | Each | - | 3 - INDUSTRIAL | David Grace | Colin Brook | 115778.1644 | Option 3 | 151628.6962 | 30.96% | 198267.2661 | 167703.3368 | 44.85% | 10.6% | 167703.3368 | 44.85% | Price Book Data | Nimal Rajapakse | VOA_GPN_GOV_UK\7219047 | 2021-08-05 | Medium | Blue | High | - | - | Updated indices following QA. Changed LF. 22/0221 - Minor change to ordering of categories for grouping. Wrong Block Number and LF now corrected. | NA | SPONS E | 1.561 | (BEAMS Note 1) The ERC for this item should be added to the total of the ERC of the other P&M items on the site and the Buildings ERC (where applicable) to enable the correct contract size adjustment to be made. ERC of P&M Items + ERC of Building Component’s = Total ERC (net figure rateable items only) to which contract size adjustment should be applied The 2021 Generic Contractors Test Spreadsheet has this facility built into the programme - it is recommended you undertake all contractors test valuations using this spreadsheet. (Details on the application of contract size adjustments can be found in the RCG 2021 Guidance notes). Where RV is calculated using the comparative method (rental method) the contract size adjustment should be made as follows: Select - SCAT code box "P and M as an addition” within the 2021 Generic Contractors Test Spreadsheet facility. Or Where the spreadsheet is not used take the: Reciprocal of statutory de-capitalisation rate (i.e. 5% reciprocal = 20) multiply by rateable value of the buildings (before any overall end allowances are made and after making a notional deduction for the land value) and add to the ERC of P&M. Use resultant figure to calculate contract size adjustment. (Guidance Notes - Section 6) | Diesel engine and alternator (SET) Comprising diesel engine, shafting and alternator sitting on a metal support frame (skid). | Photo 1- Acoustic box showing silencer on top and air intake grill to right. Photo 2 - Diesel engine with battery for starting with alternator to left hand side. Photo 3 - Diesel Alternator set in a basement- ( not in acoustic box) | 1 | TRUE
1244 | 207D95 | 8111 | 207D95 | Electrics | Diesel Engine - Alternator - Set 1500rpm | Free standing - 50Hz 415V alternator | 1061kw(M) of engine | 1100kva alternator | Diesel Generator (SET) Comprising of several Class 1 rateable items, including within List of Accessories 2 (i) - (viii). These SETS can be found in a variety of hereditaments where the electrical supply may fail or needs to be supplemented. In most cases generation will be at 415V although in industrial complexes where greater demand is required 11kV SETS are employed. Each SET is calibrated upon installation and therefore forms one complete unit. Usually generator works at 50 Hz and 3 phase, normal working speed is 1500rpm,where used periodically, however for continuous use often lower speeds of 1100rpm are adopted AUTOMATIC START-UP with Acoustic box or enclosure. | Considered Not Applicable at time of Publication | (BEAMS Note 1) The ERC for this item should be added to the total of the ERC of the other P&M items on the site and the Buildings ERC (where applicable) to enable the correct contract size adjustment to be made. ERC of P&M Items + ERC of Building Component’s = Total ERC (net figure rateable items only) to which contract size adjustment should be applied The 2023 Generic Contractors Test Spreadsheet has this facility built into the programme - it is recommended you undertake all contractors test valuations using this spreadsheet. (Details on the application of contract size adjustments can be found in the RCG 2023 Guidance notes). Where RV is calculated using the comparative method (rental method) the contract size adjustment should be made as follows: Select - SCAT code box ""P and M as an addition” within the 2023 Generic Contractors Test Spreadsheet facility. Or Where the spreadsheet is not used take the: Reciprocal of statutory de-capitalisation rate (i.e. 5% reciprocal = 20) multiply by rateable value of the buildings (before any overall end allowances are made and after making a notional deduction for the land value) and add to the ERC of P&M. Use resultant figure to calculate contract size adjustment. (Guidance Notes - Section 6) | Costs for freestanding units are some 10% to 17% less than those with mains failure control and contained in acoustic box. Costs of boxes reducing acoustic levels whist ensuring adequate cooling, increases due to size of engine and kVa of alternator. | 1. Output of alternator (kVa) 2. Age 3. Voltage 4. Within acoustic box or in generating room. A record must be made when the rpm = 1000 . The number of cylinders to the diesel engine and the kW (M) of the engine should recorded where available. | Class 1 Table 1(b) internal combustion engines and (l )other motors. Class 1 Table 1 (k) shafting Class1 Table 1 (c) Continuous and alternating current. | - | It is assumed that the item forms part of an "average size industrial, commercial or office complex". Where it would be normal to find more than one item. | Normal batteries included in SET. EXTRA 3 or 4 batteries rated at 12 Volts, which will give a high power boost (as starting a car engine) to start the diesel engine. See 206G - Concrete base or strengthened concrete floor. Fuel storage tank. Foundations, settings, tank (fuel). | Given the specifications of the items used for cost reference purposes, such that "packaged" generator sets tend to include sufficient tankage for several hours running, it is assumed that these "enclosed" sets include fuel tanks. Free standing, (that is sets installed inside buildings and so not needing to be inside a bespoke noise attenuated enclosure) require an addition to be made for fuel storage. All costs include for exhaust extraction. | Diesel engine and alternator (SET) Comprising diesel engine, shafting and alternator sitting on a metal support frame (skid). | Photo 1- Acoustic box showing silencer on top and air intake grill to right. Photo 2 - Diesel engine with battery for starting with alternator to left hand side. Photo 3 - Diesel Alternator set in a basement- ( not in acoustic box) | 20024 |  | Each | - | 3 - INDUSTRIAL | David Grace | Colin Brook | 127721.596 | Option 3 | 167270.3933 | 30.96% | 198267.2661 | 167703.3368 | 31.3% | 0.2588% | 167703.3368 | 31.3% | Price Book Data | Nimal Rajapakse | VOA_GPN_GOV_UK\7219047 | 2021-08-05 | Medium | Blue | High | - | - | Updated indices following QA. Changed LF. 22/0221 - Minor change to ordering of categories for grouping. Wrong Block Number and LF now corrected. | NA | SPONS E | 1.561 | (BEAMS Note 1) The ERC for this item should be added to the total of the ERC of the other P&M items on the site and the Buildings ERC (where applicable) to enable the correct contract size adjustment to be made. ERC of P&M Items + ERC of Building Component’s = Total ERC (net figure rateable items only) to which contract size adjustment should be applied The 2021 Generic Contractors Test Spreadsheet has this facility built into the programme - it is recommended you undertake all contractors test valuations using this spreadsheet. (Details on the application of contract size adjustments can be found in the RCG 2021 Guidance notes). Where RV is calculated using the comparative method (rental method) the contract size adjustment should be made as follows: Select - SCAT code box "P and M as an addition” within the 2021 Generic Contractors Test Spreadsheet facility. Or Where the spreadsheet is not used take the: Reciprocal of statutory de-capitalisation rate (i.e. 5% reciprocal = 20) multiply by rateable value of the buildings (before any overall end allowances are made and after making a notional deduction for the land value) and add to the ERC of P&M. Use resultant figure to calculate contract size adjustment. (Guidance Notes - Section 6) | Diesel engine and alternator (SET) Comprising diesel engine, shafting and alternator sitting on a metal support frame (skid). | Photo 1- Acoustic box showing silencer on top and air intake grill to right. Photo 2 - Diesel engine with battery for starting with alternator to left hand side. Photo 3 - Diesel Alternator set in a basement- ( not in acoustic box) | 1 | TRUE
1245 | 207D96 | 8112 | 207D96 | Electrics | Diesel Engine - Alternator - Set 1500rpm | Free standing - 50Hz 415V alternator | 1136kw(M) of engine | 1300kva alternator | Diesel Generator (SET) Comprising of several Class 1 rateable items, including within List of Accessories 2 (i) - (viii). These SETS can be found in a variety of hereditaments where the electrical supply may fail or needs to be supplemented. In most cases generation will be at 415V although in industrial complexes where greater demand is required 11kV SETS are employed. Each SET is calibrated upon installation and therefore forms one complete unit. Usually generator works at 50 Hz and 3 phase, normal working speed is 1500rpm,where used periodically, however for continuous use often lower speeds of 1100rpm are adopted AUTOMATIC START-UP with Acoustic box or enclosure. | Considered Not Applicable at time of Publication | (BEAMS Note 1) The ERC for this item should be added to the total of the ERC of the other P&M items on the site and the Buildings ERC (where applicable) to enable the correct contract size adjustment to be made. ERC of P&M Items + ERC of Building Component’s = Total ERC (net figure rateable items only) to which contract size adjustment should be applied The 2023 Generic Contractors Test Spreadsheet has this facility built into the programme - it is recommended you undertake all contractors test valuations using this spreadsheet. (Details on the application of contract size adjustments can be found in the RCG 2023 Guidance notes). Where RV is calculated using the comparative method (rental method) the contract size adjustment should be made as follows: Select - SCAT code box ""P and M as an addition” within the 2023 Generic Contractors Test Spreadsheet facility. Or Where the spreadsheet is not used take the: Reciprocal of statutory de-capitalisation rate (i.e. 5% reciprocal = 20) multiply by rateable value of the buildings (before any overall end allowances are made and after making a notional deduction for the land value) and add to the ERC of P&M. Use resultant figure to calculate contract size adjustment. (Guidance Notes - Section 6) | Costs for freestanding units are some 10% to 17% less than those with mains failure control and contained in acoustic box. Costs of boxes reducing acoustic levels whist ensuring adequate cooling, increases due to size of engine and kVa of alternator. | 1. Output of alternator (kVa) 2. Age 3. Voltage 4. Within acoustic box or in generating room. A record must be made when the rpm = 1000 . The number of cylinders to the diesel engine and the kW (M) of the engine should recorded where available. | Class 1 Table 1(b) internal combustion engines and (l )other motors. Class 1 Table 1 (k) shafting Class1 Table 1 (c) Continuous and alternating current. | - | It is assumed that the item forms part of an "average size industrial, commercial or office complex". Where it would be normal to find more than one item. | Normal batteries included in SET. EXTRA 3 or 4 batteries rated at 12 Volts, which will give a high power boost (as starting a car engine) to start the diesel engine. See 206G - Concrete base or strengthened concrete floor. Fuel storage tank. Foundations, settings, tank (fuel). | Given the specifications of the items used for cost reference purposes, such that "packaged" generator sets tend to include sufficient tankage for several hours running, it is assumed that these "enclosed" sets include fuel tanks. Free standing, (that is sets installed inside buildings and so not needing to be inside a bespoke noise attenuated enclosure) require an addition to be made for fuel storage. All costs include for exhaust extraction. | Diesel engine and alternator (SET) Comprising diesel engine, shafting and alternator sitting on a metal support frame (skid). | Photo 1- Acoustic box showing silencer on top and air intake grill to right. Photo 2 - Diesel engine with battery for starting with alternator to left hand side. Photo 3 - Diesel Alternator set in a basement- ( not in acoustic box) | 20024 |  | Each | - | 3 - INDUSTRIAL | David Grace | Colin Brook | 143077.4368 | Option 3 | 187381.1467 | 30.96% | 212328.473 | 179596.9357 | 25.52% | -4.154% | 179596.9357 | 25.52% | Price Book Data | Nimal Rajapakse | VOA_GPN_GOV_UK\7219047 | 2021-08-05 | Medium | Blue | High | - | - | Updated indices following QA. Changed LF. 22/0221 - Minor change to ordering of categories for grouping. Wrong Block Number and LF now corrected. | NA | SPONS E | 1.561 | (BEAMS Note 1) The ERC for this item should be added to the total of the ERC of the other P&M items on the site and the Buildings ERC (where applicable) to enable the correct contract size adjustment to be made. ERC of P&M Items + ERC of Building Component’s = Total ERC (net figure rateable items only) to which contract size adjustment should be applied The 2021 Generic Contractors Test Spreadsheet has this facility built into the programme - it is recommended you undertake all contractors test valuations using this spreadsheet. (Details on the application of contract size adjustments can be found in the RCG 2021 Guidance notes). Where RV is calculated using the comparative method (rental method) the contract size adjustment should be made as follows: Select - SCAT code box "P and M as an addition” within the 2021 Generic Contractors Test Spreadsheet facility. Or Where the spreadsheet is not used take the: Reciprocal of statutory de-capitalisation rate (i.e. 5% reciprocal = 20) multiply by rateable value of the buildings (before any overall end allowances are made and after making a notional deduction for the land value) and add to the ERC of P&M. Use resultant figure to calculate contract size adjustment. (Guidance Notes - Section 6) | Diesel engine and alternator (SET) Comprising diesel engine, shafting and alternator sitting on a metal support frame (skid). | Photo 1- Acoustic box showing silencer on top and air intake grill to right. Photo 2 - Diesel engine with battery for starting with alternator to left hand side. Photo 3 - Diesel Alternator set in a basement- ( not in acoustic box) | 1 | TRUE
1246 | 207D97 | 8113 | 207D97 | Electrics | Diesel Engine - Alternator - Set 1500rpm | Free standing - 50Hz 415V alternator | 1136kw(M) of engine | 1350kva alternator | Diesel Generator (SET) Comprising of several Class 1 rateable items, including within List of Accessories 2 (i) - (viii). These SETS can be found in a variety of hereditaments where the electrical supply may fail or needs to be supplemented. In most cases generation will be at 415V although in industrial complexes where greater demand is required 11kV SETS are employed. Each SET is calibrated upon installation and therefore forms one complete unit. Usually generator works at 50 Hz and 3 phase, normal working speed is 1500rpm,where used periodically, however for continuous use often lower speeds of 1100rpm are adopted AUTOMATIC START-UP with Acoustic box or enclosure. | Considered Not Applicable at time of Publication | (BEAMS Note 1) The ERC for this item should be added to the total of the ERC of the other P&M items on the site and the Buildings ERC (where applicable) to enable the correct contract size adjustment to be made. ERC of P&M Items + ERC of Building Component’s = Total ERC (net figure rateable items only) to which contract size adjustment should be applied The 2023 Generic Contractors Test Spreadsheet has this facility built into the programme - it is recommended you undertake all contractors test valuations using this spreadsheet. (Details on the application of contract size adjustments can be found in the RCG 2023 Guidance notes). Where RV is calculated using the comparative method (rental method) the contract size adjustment should be made as follows: Select - SCAT code box ""P and M as an addition” within the 2023 Generic Contractors Test Spreadsheet facility. Or Where the spreadsheet is not used take the: Reciprocal of statutory de-capitalisation rate (i.e. 5% reciprocal = 20) multiply by rateable value of the buildings (before any overall end allowances are made and after making a notional deduction for the land value) and add to the ERC of P&M. Use resultant figure to calculate contract size adjustment. (Guidance Notes - Section 6) | Costs for freestanding units are some 10% to 17% less than those with mains failure control and contained in acoustic box. Costs of boxes reducing acoustic levels whist ensuring adequate cooling, increases due to size of engine and kVa of alternator. | 1. Output of alternator (kVa) 2. Age 3. Voltage 4. Within acoustic box or in generating room. A record must be made when the rpm = 1000 . The number of cylinders to the diesel engine and the kW (M) of the engine should recorded where available. | Class 1 Table 1(b) internal combustion engines and (l )other motors. Class 1 Table 1 (k) shafting Class1 Table 1 (c) Continuous and alternating current. | - | It is assumed that the item forms part of an "average size industrial, commercial or office complex". Where it would be normal to find more than one item. | Normal batteries included in SET. EXTRA 3 or 4 batteries rated at 12 Volts, which will give a high power boost (as starting a car engine) to start the diesel engine. See 206G - Concrete base or strengthened concrete floor. Fuel storage tank. Foundations, settings, tank (fuel). | Given the specifications of the items used for cost reference purposes, such that "packaged" generator sets tend to include sufficient tankage for several hours running, it is assumed that these "enclosed" sets include fuel tanks. Free standing, (that is sets installed inside buildings and so not needing to be inside a bespoke noise attenuated enclosure) require an addition to be made for fuel storage. All costs include for exhaust extraction. | Diesel engine and alternator (SET) Comprising diesel engine, shafting and alternator sitting on a metal support frame (skid). | Photo 1- Acoustic box showing silencer on top and air intake grill to right. Photo 2 - Diesel engine with battery for starting with alternator to left hand side. Photo 3 - Diesel Alternator set in a basement- ( not in acoustic box) | 20024 |  | Each | - | 3 - INDUSTRIAL | David Grace | Colin Brook | 150755.3572 | Option 3 | 197436.5234 | 30.96% | 215843.7748 | 182570.3354 | 21.1% | -7.53% | 182570.3354 | 21.1% | Price Book Data | Nimal Rajapakse | VOA_GPN_GOV_UK\7219047 | 2021-08-05 | Medium | Blue | High | - | - | Updated indices following QA. Changed LF. 22/0221 - Minor change to ordering of categories for grouping. Wrong Block Number and LF now corrected. | NA | SPONS E | 1.561 | (BEAMS Note 1) The ERC for this item should be added to the total of the ERC of the other P&M items on the site and the Buildings ERC (where applicable) to enable the correct contract size adjustment to be made. ERC of P&M Items + ERC of Building Component’s = Total ERC (net figure rateable items only) to which contract size adjustment should be applied The 2021 Generic Contractors Test Spreadsheet has this facility built into the programme - it is recommended you undertake all contractors test valuations using this spreadsheet. (Details on the application of contract size adjustments can be found in the RCG 2021 Guidance notes). Where RV is calculated using the comparative method (rental method) the contract size adjustment should be made as follows: Select - SCAT code box "P and M as an addition” within the 2021 Generic Contractors Test Spreadsheet facility. Or Where the spreadsheet is not used take the: Reciprocal of statutory de-capitalisation rate (i.e. 5% reciprocal = 20) multiply by rateable value of the buildings (before any overall end allowances are made and after making a notional deduction for the land value) and add to the ERC of P&M. Use resultant figure to calculate contract size adjustment. (Guidance Notes - Section 6) | Diesel engine and alternator (SET) Comprising diesel engine, shafting and alternator sitting on a metal support frame (skid). | Photo 1- Acoustic box showing silencer on top and air intake grill to right. Photo 2 - Diesel engine with battery for starting with alternator to left hand side. Photo 3 - Diesel Alternator set in a basement- ( not in acoustic box) | 1 | TRUE
1252 | 207D98 | 8114 | 207D98 | Electrics | Diesel Engine - Alternator - Set 1500rpm | Free standing - 50Hz 415V alternator | 1254kw(M) of engine | 1400kva alternator | Diesel Generator (SET) Comprising of several Class 1 rateable items, including within List of Accessories 2 (i) - (viii). These SETS can be found in a variety of hereditaments where the electrical supply may fail or needs to be supplemented. In most cases generation will be at 415V although in industrial complexes where greater demand is required 11kV SETS are employed. Each SET is calibrated upon installation and therefore forms one complete unit. Usually generator works at 50 Hz and 3 phase, normal working speed is 1500rpm,where used periodically, however for continuous use often lower speeds of 1100rpm are adopted AUTOMATIC START-UP with Acoustic box or enclosure. | Considered Not Applicable at time of Publication | (BEAMS Note 1) The ERC for this item should be added to the total of the ERC of the other P&M items on the site and the Buildings ERC (where applicable) to enable the correct contract size adjustment to be made. ERC of P&M Items + ERC of Building Component’s = Total ERC (net figure rateable items only) to which contract size adjustment should be applied The 2023 Generic Contractors Test Spreadsheet has this facility built into the programme - it is recommended you undertake all contractors test valuations using this spreadsheet. (Details on the application of contract size adjustments can be found in the RCG 2023 Guidance notes). Where RV is calculated using the comparative method (rental method) the contract size adjustment should be made as follows: Select - SCAT code box ""P and M as an addition” within the 2023 Generic Contractors Test Spreadsheet facility. Or Where the spreadsheet is not used take the: Reciprocal of statutory de-capitalisation rate (i.e. 5% reciprocal = 20) multiply by rateable value of the buildings (before any overall end allowances are made and after making a notional deduction for the land value) and add to the ERC of P&M. Use resultant figure to calculate contract size adjustment. (Guidance Notes - Section 6) | Costs for freestanding units are some 10% to 17% less than those with mains failure control and contained in acoustic box. Costs of boxes reducing acoustic levels whist ensuring adequate cooling, increases due to size of engine and kVa of alternator. | 1. Output of alternator (kVa) 2. Age 3. Voltage 4. Within acoustic box or in generating room. A record must be made when the rpm = 1000 . The number of cylinders to the diesel engine and the kW (M) of the engine should recorded where available. | Class 1 Table 1(b) internal combustion engines and (l )other motors. Class 1 Table 1 (k) shafting Class1 Table 1 (c) Continuous and alternating current. | - | It is assumed that the item forms part of an "average size industrial, commercial or office complex". Where it would be normal to find more than one item. | Normal batteries included in SET. EXTRA 3 or 4 batteries rated at 12 Volts, which will give a high power boost (as starting a car engine) to start the diesel engine. See 206G - Concrete base or strengthened concrete floor. Fuel storage tank. Foundations, settings, tank (fuel). | Given the specifications of the items used for cost reference purposes, such that "packaged" generator sets tend to include sufficient tankage for several hours running, it is assumed that these "enclosed" sets include fuel tanks. Free standing, (that is sets installed inside buildings and so not needing to be inside a bespoke noise attenuated enclosure) require an addition to be made for fuel storage. All costs include for exhaust extraction. | Diesel engine and alternator (SET) Comprising diesel engine, shafting and alternator sitting on a metal support frame (skid). | Photo 1- Acoustic box showing silencer on top and air intake grill to right. Photo 2 - Diesel engine with battery for starting with alternator to left hand side. Photo 3 - Diesel Alternator set in a basement- ( not in acoustic box) | 20024 |  | Each | - | 3 - INDUSTRIAL | David Grace | Colin Brook | 160870.7126 | Option 3 | 210684.0832 | 30.96% | 219359.0765 | 185543.7351 | 15.34% | -11.93% | 185543.7351 | 15.34% | Price Book Data | Nimal Rajapakse | VOA_GPN_GOV_UK\7219047 | 2021-08-05 | High | Blue | High | - | - | Updated indices following QA. Changed LF. 22/02/21 - Minor change to ordering of categories for grouping. Wrong Block Number and LF now corrected. | NA | SPONS E | 1.561 | (BEAMS Note 1) The ERC for this item should be added to the total of the ERC of the other P&M items on the site and the Buildings ERC (where applicable) to enable the correct contract size adjustment to be made. ERC of P&M Items + ERC of Building Component’s = Total ERC (net figure rateable items only) to which contract size adjustment should be applied The 2021 Generic Contractors Test Spreadsheet has this facility built into the programme - it is recommended you undertake all contractors test valuations using this spreadsheet. (Details on the application of contract size adjustments can be found in the RCG 2021 Guidance notes). Where RV is calculated using the comparative method (rental method) the contract size adjustment should be made as follows: Select - SCAT code box "P and M as an addition” within the 2021 Generic Contractors Test Spreadsheet facility. Or Where the spreadsheet is not used take the: Reciprocal of statutory de-capitalisation rate (i.e. 5% reciprocal = 20) multiply by rateable value of the buildings (before any overall end allowances are made and after making a notional deduction for the land value) and add to the ERC of P&M. Use resultant figure to calculate contract size adjustment. (Guidance Notes - Section 6) | Diesel engine and alternator (SET) Comprising diesel engine, shafting and alternator sitting on a metal support frame (skid). | Photo 1- Acoustic box showing silencer on top and air intake grill to right. Photo 2 - Diesel engine with battery for starting with alternator to left hand side. Photo 3 - Diesel Alternator set in a basement- ( not in acoustic box) | 1 | TRUE
| 207D40 |  | 207D40 | Electrics | Diesel Engine - Alternator - Set 1500rpm | 741kw(M) of engine | In Acoustic Box - 50 Htz 415V alternator | 800kva alternator | - | Considered Not Applicable at time of Publication | (BEAMS Note 1) The ERC for this item should be added to the total of the ERC of the other P&M items on the site and the Buildings ERC (where applicable) to enable the correct contract size adjustment to be made. ERC of P&M Items + ERC of Building Component’s = Total ERC (net figure rateable items only) to which contract size adjustment should be applied The 2023 Generic Contractors Test Spreadsheet has this facility built into the programme - it is recommended you undertake all contractors test valuations using this spreadsheet. (Details on the application of contract size adjustments can be found in the RCG 2023 Guidance notes). Where RV is calculated using the comparative method (rental method) the contract size adjustment should be made as follows: Select - SCAT code box ""P and M as an addition” within the 2023 Generic Contractors Test Spreadsheet facility. Or Where the spreadsheet is not used take the: Reciprocal of statutory de-capitalisation rate (i.e. 5% reciprocal = 20) multiply by rateable value of the buildings (before any overall end allowances are made and after making a notional deduction for the land value) and add to the ERC of P&M. Use resultant figure to calculate contract size adjustment. (Guidance Notes - Section 6) | - | - | - | - | - | - | - | - | - | - |  | each | - | NA | NA | NA | 99934.8366 | Option 3 | 130879.5062 | 30.96% |  | 0 | -100% | -100% | 130879.5062 | 30.96% | Indexed | NA |  | 2021-09-30 |  |  |  | Indexed from NI RCG2020 | - | - | NA | SPONS E | NA |  |  |  |  | TRUE
1295 | 207D41 | 8355 | 207D41 | Electrics | Diesel Engine - Alternator - Set 1500rpm | In Acoustic Box - 50 Hz 415V alternator | 839kw (M) of engine | 850kva alternator | Diesel Generator (SET) Comprising of several Class 1 rateable items, including within List of Accessories 2 (i) - (viii). These SETS can be found in a variety of hereditaments where the electrical supply may fail or needs to be supplemented. In most cases generation will be at 415V although in industrial complexes where greater demand is required 11kV SETS are employed. Each SET is calibrated upon installation and therefore forms one complete unit. Usually generator works at 50 Hz and 3 phase, normal working speed is 1500rpm,where used periodically, however for continuous use often lower speeds of 1100rpm are adopted AUTOMATIC START-UP with Acoustic box or enclosure. | Considered Not Applicable at time of Publication | (BEAMS Note 1) The ERC for this item should be added to the total of the ERC of the other P&M items on the site and the Buildings ERC (where applicable) to enable the correct contract size adjustment to be made. ERC of P&M Items + ERC of Building Component’s = Total ERC (net figure rateable items only) to which contract size adjustment should be applied The 2023 Generic Contractors Test Spreadsheet has this facility built into the programme - it is recommended you undertake all contractors test valuations using this spreadsheet. (Details on the application of contract size adjustments can be found in the RCG 2023 Guidance notes). Where RV is calculated using the comparative method (rental method) the contract size adjustment should be made as follows: Select - SCAT code box ""P and M as an addition” within the 2023 Generic Contractors Test Spreadsheet facility. Or Where the spreadsheet is not used take the: Reciprocal of statutory de-capitalisation rate (i.e. 5% reciprocal = 20) multiply by rateable value of the buildings (before any overall end allowances are made and after making a notional deduction for the land value) and add to the ERC of P&M. Use resultant figure to calculate contract size adjustment. (Guidance Notes - Section 6) | Costs for freestanding units are some 10% to 17% less than those with mains failure control and contained in acoustic box. Costs of boxes reducing acoustic levels whist ensuring adequate cooling, increases due to size of engine and kVa of alternator. | 1. Output of alternator (kVa) 2. Age 3. Voltage 4. Within acoustic box or in generating room. A record must be made when the rpm = 1000 . The number of cylinders to the diesel engine and the kW (M) of the engine should recorded where available. | Class 1 Table 1(b) internal combustion engines and (l )other motors. Class 1 Table 1 (k) shafting Class1 Table 1 (c) Continuous and alternating current. | - | It is assumed that the item forms part of an "average size industrial, commercial or office complex". Where it would be normal to find more than one item. | Normal batteries included in SET. EXTRA 3 or 4 batteries rated at 12 Volts, which will give a high power boost (as starting a car engine) to start the diesel engine. See 206G - Concrete base or strengthened concrete floor. Fuel storage tank. Foundations, settings, tank (fuel). | Given the specifications of the items used for cost reference purposes, such that "packaged" generator sets tend to include sufficient tankage for several hours running, it is assumed that these "enclosed" sets include fuel tanks. Free standing, (that is sets installed inside buildings and so not needing to be inside a bespoke noise attenuated enclosure) require an addition to be made for fuel storage. All costs include for exhaust extraction. | Diesel engine and alternator (SET) Comprising diesel engine, shafting and alternator sitting on a metal support frame (skid). | Photo 1- Acoustic box showing silencer on top and air intake grill to right. Photo 2 - Diesel engine with battery for starting with alternator to left hand side. Photo 3 - Diesel Alternator set in a basement- ( not in acoustic box) | 20024 |  | Each | - | 3 - INDUSTRIAL | David Grace | Colin Brook | 121871.752 | Option 3 | 159609.1539 | 30.96% | 201965.4862 | 170831.4571 | 40.17% | 7.031% | 170831.4571 | 40.17% | Price Book Data | Nimal Rajapakse | VOA_GPN_GOV_UK\7219047 | 2021-08-05 | Medium | Blue | High | - | - | Updated indices following QA. Changed LF. 22/02/21 - Minor change to ordering of categories for grouping. Wrong Tech 1 Category and Block Number, now corrected. | NA | SPONS E | 1.561 | (BEAMS Note 1) The ERC for this item should be added to the total of the ERC of the other P&M items on the site and the Buildings ERC (where applicable) to enable the correct contract size adjustment to be made. ERC of P&M Items + ERC of Building Component’s = Total ERC (net figure rateable items only) to which contract size adjustment should be applied The 2021 Generic Contractors Test Spreadsheet has this facility built into the programme - it is recommended you undertake all contractors test valuations using this spreadsheet. (Details on the application of contract size adjustments can be found in the RCG 2021 Guidance notes). Where RV is calculated using the comparative method (rental method) the contract size adjustment should be made as follows: Select - SCAT code box "P and M as an addition” within the 2021 Generic Contractors Test Spreadsheet facility. Or Where the spreadsheet is not used take the: Reciprocal of statutory de-capitalisation rate (i.e. 5% reciprocal = 20) multiply by rateable value of the buildings (before any overall end allowances are made and after making a notional deduction for the land value) and add to the ERC of P&M. Use resultant figure to calculate contract size adjustment. (Guidance Notes - Section 6) | Diesel engine and alternator (SET) Comprising diesel engine, shafting and alternator sitting on a metal support frame (skid). | Photo 1- Acoustic box showing silencer on top and air intake grill to right. Photo 2 - Diesel engine with battery for starting with alternator to left hand side. Photo 3 - Diesel Alternator set in a basement- ( not in acoustic box) | 1 | TRUE
1296 | 207D42 | 8356 | 207D42 | Electrics | Diesel Engine - Alternator - Set 1500rpm | In Acoustic Box - 50 Hz 415V alternator | 839kw (M) of engine | 900kva alternator | Diesel Generator (SET) Comprising of several Class 1 rateable items, including within List of Accessories 2 (i) - (viii). These SETS can be found in a variety of hereditaments where the electrical supply may fail or needs to be supplemented. In most cases generation will be at 415V although in industrial complexes where greater demand is required 11kV SETS are employed. Each SET is calibrated upon installation and therefore forms one complete unit. Usually generator works at 50 Hz and 3 phase, normal working speed is 1500rpm,where used periodically, however for continuous use often lower speeds of 1100rpm are adopted AUTOMATIC START-UP with Acoustic box or enclosure. | Considered Not Applicable at time of Publication | (BEAMS Note 1) The ERC for this item should be added to the total of the ERC of the other P&M items on the site and the Buildings ERC (where applicable) to enable the correct contract size adjustment to be made. ERC of P&M Items + ERC of Building Component’s = Total ERC (net figure rateable items only) to which contract size adjustment should be applied The 2023 Generic Contractors Test Spreadsheet has this facility built into the programme - it is recommended you undertake all contractors test valuations using this spreadsheet. (Details on the application of contract size adjustments can be found in the RCG 2023 Guidance notes). Where RV is calculated using the comparative method (rental method) the contract size adjustment should be made as follows: Select - SCAT code box ""P and M as an addition” within the 2023 Generic Contractors Test Spreadsheet facility. Or Where the spreadsheet is not used take the: Reciprocal of statutory de-capitalisation rate (i.e. 5% reciprocal = 20) multiply by rateable value of the buildings (before any overall end allowances are made and after making a notional deduction for the land value) and add to the ERC of P&M. Use resultant figure to calculate contract size adjustment. (Guidance Notes - Section 6) | Costs for freestanding units are some 10% to 17% less than those with mains failure control and contained in acoustic box. Costs of boxes reducing acoustic levels whist ensuring adequate cooling, increases due to size of engine and kVa of alternator. | 1. Output of alternator (kVa) 2. Age 3. Voltage 4. Within acoustic box or in generating room. A record must be made when the rpm = 1000 . The number of cylinders to the diesel engine and the kW (M) of the engine should recorded where available. | Class 1 Table 1(b) internal combustion engines and (l )other motors. Class 1 Table 1 (k) shafting Class1 Table 1 (c) Continuous and alternating current. | - | It is assumed that the item forms part of an "average size industrial, commercial or office complex". Where it would be normal to find more than one item. | Normal batteries included in SET. EXTRA 3 or 4 batteries rated at 12 Volts, which will give a high power boost (as starting a car engine) to start the diesel engine. See 206G - Concrete base or strengthened concrete floor. Fuel storage tank. Foundations, settings, tank (fuel). | Given the specifications of the items used for cost reference purposes, such that "packaged" generator sets tend to include sufficient tankage for several hours running, it is assumed that these "enclosed" sets include fuel tanks. Free standing, (that is sets installed inside buildings and so not needing to be inside a bespoke noise attenuated enclosure) require an addition to be made for fuel storage. All costs include for exhaust extraction. | Diesel engine and alternator (SET) Comprising diesel engine, shafting and alternator sitting on a metal support frame (skid). | Photo 1- Acoustic box showing silencer on top and air intake grill to right. Photo 2 - Diesel engine with battery for starting with alternator to left hand side. Photo 3 - Diesel Alternator set in a basement- ( not in acoustic box) | 20024 |  | Each | - | 3 - INDUSTRIAL | David Grace | Colin Brook | 121871.752 | Option 3 | 159609.1539 | 30.96% | 210588.6187 | 178125.2889 | 46.16% | 11.6% | 178125.2889 | 46.16% | Price Book Data | Nimal Rajapakse | VOA_GPN_GOV_UK\7219047 | 2021-08-05 | Medium | Blue | High | - | - | Updated indices following QA. Changed LF. 22/02/21 - Minor change to ordering of categories for grouping. Wrong Specific Category and Block Number, now corrected. | NA | SPONS E | 1.561 | (BEAMS Note 1) The ERC for this item should be added to the total of the ERC of the other P&M items on the site and the Buildings ERC (where applicable) to enable the correct contract size adjustment to be made. ERC of P&M Items + ERC of Building Component’s = Total ERC (net figure rateable items only) to which contract size adjustment should be applied The 2021 Generic Contractors Test Spreadsheet has this facility built into the programme - it is recommended you undertake all contractors test valuations using this spreadsheet. (Details on the application of contract size adjustments can be found in the RCG 2021 Guidance notes). Where RV is calculated using the comparative method (rental method) the contract size adjustment should be made as follows: Select - SCAT code box "P and M as an addition” within the 2021 Generic Contractors Test Spreadsheet facility. Or Where the spreadsheet is not used take the: Reciprocal of statutory de-capitalisation rate (i.e. 5% reciprocal = 20) multiply by rateable value of the buildings (before any overall end allowances are made and after making a notional deduction for the land value) and add to the ERC of P&M. Use resultant figure to calculate contract size adjustment. (Guidance Notes - Section 6) | Diesel engine and alternator (SET) Comprising diesel engine, shafting and alternator sitting on a metal support frame (skid). | Photo 1- Acoustic box showing silencer on top and air intake grill to right. Photo 2 - Diesel engine with battery for starting with alternator to left hand side. Photo 3 - Diesel Alternator set in a basement- ( not in acoustic box) | 1 | TRUE
1312 | 207D100 | 8339 | 207D100 | Electrics | Diesel Engine - Alternator - Set 1500rpm | In Acoustic Box - 50Hz 415V alternator | No engine details | 1500kva alternator | Diesel Generator (SET) Comprising of several Class 1 rateable items, including within List of Accessories 2 (i) - (viii). These SETS can be found in a variety of hereditaments where the electrical supply may fail or needs to be supplemented. In most cases generation will be at 415V although in industrial complexes where greater demand is required 11kV SETS are employed. Each SET is calibrated upon installation and therefore forms one complete unit. Usually generator works at 50 Hz and 3 phase, normal working speed is 1500rpm,where used periodically, however for continuous use often lower speeds of 1100rpm are adopted AUTOMATIC START-UP with Acoustic box or enclosure. | Considered Not Applicable at time of Publication | (BEAMS Note 1) The ERC for this item should be added to the total of the ERC of the other P&M items on the site and the Buildings ERC (where applicable) to enable the correct contract size adjustment to be made. ERC of P&M Items + ERC of Building Component’s = Total ERC (net figure rateable items only) to which contract size adjustment should be applied The 2023 Generic Contractors Test Spreadsheet has this facility built into the programme - it is recommended you undertake all contractors test valuations using this spreadsheet. (Details on the application of contract size adjustments can be found in the RCG 2023 Guidance notes). Where RV is calculated using the comparative method (rental method) the contract size adjustment should be made as follows: Select - SCAT code box ""P and M as an addition” within the 2023 Generic Contractors Test Spreadsheet facility. Or Where the spreadsheet is not used take the: Reciprocal of statutory de-capitalisation rate (i.e. 5% reciprocal = 20) multiply by rateable value of the buildings (before any overall end allowances are made and after making a notional deduction for the land value) and add to the ERC of P&M. Use resultant figure to calculate contract size adjustment. (Guidance Notes - Section 6) | Costs for freestanding units are some 10% to 17% less than those with mains failure control and contained in acoustic box. Costs of boxes reducing acoustic levels whist ensuring adequate cooling, increases due to size of engine and kVa of alternator. | 1. Output of alternator (kVa) 2. Age 3. Voltage 4. Within acoustic box or in generating room. A record must be made when the rpm = 1000 . The number of cylinders to the diesel engine and the kW (M) of the engine should recorded where available. | Class 1 Table 1(b) internal combustion engines and (l )other motors. Class 1 Table 1 (k) shafting Class1 Table 1 (c) Continuous and alternating current. | - | It is assumed that the item forms part of an "average size industrial, commercial or office complex". Where it would be normal to find more than one item. | Normal batteries included in SET. EXTRA 3 or 4 batteries rated at 12 Volts, which will give a high power boost (as starting a car engine) to start the diesel engine. See 206G - Concrete base or strengthened concrete floor. Fuel storage tank. Foundations, settings, tank (fuel). | Given the specifications of the items used for cost reference purposes, such that "packaged" generator sets tend to include sufficient tankage for several hours running, it is assumed that these "enclosed" sets include fuel tanks. Free standing, (that is sets installed inside buildings and so not needing to be inside a bespoke noise attenuated enclosure) require an addition to be made for fuel storage. All costs include for exhaust extraction. | Diesel engine and alternator (SET) Comprising diesel engine, shafting and alternator sitting on a metal support frame (skid). | Photo 1- Acoustic box showing silencer on top and air intake grill to right. Photo 2 - Diesel engine with battery for starting with alternator to left hand side. Photo 3 - Diesel Alternator set in a basement- ( not in acoustic box) | 20024 |  | Each | - | 3 - INDUSTRIAL | David Grace | Colin Brook | 221806.5886 | Option 3 | 290488.6601 | 30.96% | 354007.3258 | 299435.2571 | 35% | 3.08% | 299435.2571 | 35% | Price Book Data | Nimal Rajapakse | VOA_GPN_GOV_UK\7219047 | 2021-08-05 | Medium | Blue | High | - | - | Updated indices following QA. Changed LF. 22/02/21 - Minor change to ordering of categories for grouping. Wrong Block Number and LF now corrected. | NA | SPONS E | 1.561 | (BEAMS Note 1) The ERC for this item should be added to the total of the ERC of the other P&M items on the site and the Buildings ERC (where applicable) to enable the correct contract size adjustment to be made. ERC of P&M Items + ERC of Building Component’s = Total ERC (net figure rateable items only) to which contract size adjustment should be applied The 2021 Generic Contractors Test Spreadsheet has this facility built into the programme - it is recommended you undertake all contractors test valuations using this spreadsheet. (Details on the application of contract size adjustments can be found in the RCG 2021 Guidance notes). Where RV is calculated using the comparative method (rental method) the contract size adjustment should be made as follows: Select - SCAT code box "P and M as an addition” within the 2021 Generic Contractors Test Spreadsheet facility. Or Where the spreadsheet is not used take the: Reciprocal of statutory de-capitalisation rate (i.e. 5% reciprocal = 20) multiply by rateable value of the buildings (before any overall end allowances are made and after making a notional deduction for the land value) and add to the ERC of P&M. Use resultant figure to calculate contract size adjustment. (Guidance Notes - Section 6) | Diesel engine and alternator (SET) Comprising diesel engine, shafting and alternator sitting on a metal support frame (skid). | Photo 1- Acoustic box showing silencer on top and air intake grill to right. Photo 2 - Diesel engine with battery for starting with alternator to left hand side. Photo 3 - Diesel Alternator set in a basement- ( not in acoustic box) | 1 | TRUE
1313 | 207D101 | 8340 | 207D101 | Electrics | Diesel Engine - Alternator - Set 1500rpm | In Acoustic Box - 50Hz 415V alternator | No engine details | 1875kva alternator | Diesel Generator (SET) Comprising of several Class 1 rateable items, including within List of Accessories 2 (i) - (viii). These SETS can be found in a variety of hereditaments where the electrical supply may fail or needs to be supplemented. In most cases generation will be at 415V although in industrial complexes where greater demand is required 11kV SETS are employed. Each SET is calibrated upon installation and therefore forms one complete unit. Usually generator works at 50 Hz and 3 phase, normal working speed is 1500rpm,where used periodically, however for continuous use often lower speeds of 1100rpm are adopted AUTOMATIC START-UP with Acoustic box or enclosure. | Considered Not Applicable at time of Publication | (BEAMS Note 1) The ERC for this item should be added to the total of the ERC of the other P&M items on the site and the Buildings ERC (where applicable) to enable the correct contract size adjustment to be made. ERC of P&M Items + ERC of Building Component’s = Total ERC (net figure rateable items only) to which contract size adjustment should be applied The 2023 Generic Contractors Test Spreadsheet has this facility built into the programme - it is recommended you undertake all contractors test valuations using this spreadsheet. (Details on the application of contract size adjustments can be found in the RCG 2023 Guidance notes). Where RV is calculated using the comparative method (rental method) the contract size adjustment should be made as follows: Select - SCAT code box ""P and M as an addition” within the 2023 Generic Contractors Test Spreadsheet facility. Or Where the spreadsheet is not used take the: Reciprocal of statutory de-capitalisation rate (i.e. 5% reciprocal = 20) multiply by rateable value of the buildings (before any overall end allowances are made and after making a notional deduction for the land value) and add to the ERC of P&M. Use resultant figure to calculate contract size adjustment. (Guidance Notes - Section 6) | Costs for freestanding units are some 10% to 17% less than those with mains failure control and contained in acoustic box. Costs of boxes reducing acoustic levels whist ensuring adequate cooling, increases due to size of engine and kVa of alternator. | 1. Output of alternator (kVa) 2. Age 3. Voltage 4. Within acoustic box or in generating room. A record must be made when the rpm = 1000 . The number of cylinders to the diesel engine and the kW (M) of the engine should recorded where available. | Class 1 Table 1(b) internal combustion engines and (l )other motors. Class 1 Table 1 (k) shafting Class1 Table 1 (c) Continuous and alternating current. | - | It is assumed that the item forms part of an "average size industrial, commercial or office complex". Where it would be normal to find more than one item. | Normal batteries included in SET. EXTRA 3 or 4 batteries rated at 12 Volts, which will give a high power boost (as starting a car engine) to start the diesel engine. See 206G - Concrete base or strengthened concrete floor. Fuel storage tank. Foundations, settings, tank (fuel). | Given the specifications of the items used for cost reference purposes, such that "packaged" generator sets tend to include sufficient tankage for several hours running, it is assumed that these "enclosed" sets include fuel tanks. Free standing, (that is sets installed inside buildings and so not needing to be inside a bespoke noise attenuated enclosure) require an addition to be made for fuel storage. All costs include for exhaust extraction. | Diesel engine and alternator (SET) Comprising diesel engine, shafting and alternator sitting on a metal support frame (skid). | Photo 1- Acoustic box showing silencer on top and air intake grill to right. Photo 2 - Diesel engine with battery for starting with alternator to left hand side. Photo 3 - Diesel Alternator set in a basement- ( not in acoustic box) | 20024 |  | Each | - | 3 - INDUSTRIAL | David Grace | Colin Brook | 255930.6791 | Option 3 | 335179.2232 | 30.96% | 397487.5893 | 336212.8121 | 31.37% | 0.3084% | 336212.8121 | 31.37% | Price Book Data | Nimal Rajapakse | VOA_GPN_GOV_UK\7219047 | 2021-08-05 | Medium | Blue | High | - | - | Updated indices following QA. Changed LF. 22/02/21 - Minor change to ordering of categories for grouping. Wrong Block Number and LF now corrected. | NA | SPONS E | 1.561 | (BEAMS Note 1) The ERC for this item should be added to the total of the ERC of the other P&M items on the site and the Buildings ERC (where applicable) to enable the correct contract size adjustment to be made. ERC of P&M Items + ERC of Building Component’s = Total ERC (net figure rateable items only) to which contract size adjustment should be applied The 2021 Generic Contractors Test Spreadsheet has this facility built into the programme - it is recommended you undertake all contractors test valuations using this spreadsheet. (Details on the application of contract size adjustments can be found in the RCG 2021 Guidance notes). Where RV is calculated using the comparative method (rental method) the contract size adjustment should be made as follows: Select - SCAT code box "P and M as an addition” within the 2021 Generic Contractors Test Spreadsheet facility. Or Where the spreadsheet is not used take the: Reciprocal of statutory de-capitalisation rate (i.e. 5% reciprocal = 20) multiply by rateable value of the buildings (before any overall end allowances are made and after making a notional deduction for the land value) and add to the ERC of P&M. Use resultant figure to calculate contract size adjustment. (Guidance Notes - Section 6) | Diesel engine and alternator (SET) Comprising diesel engine, shafting and alternator sitting on a metal support frame (skid). | Photo 1- Acoustic box showing silencer on top and air intake grill to right. Photo 2 - Diesel engine with battery for starting with alternator to left hand side. Photo 3 - Diesel Alternator set in a basement- ( not in acoustic box) | 1 | TRUE
1314 | 207D102 | 8341 | 207D102 | Electrics | Diesel Engine - Alternator - Set 1500rpm | In Acoustic Box - 50Hz 415V alternator | No engine details | 2000kva alternator | Diesel Generator (SET) Comprising of several Class 1 rateable items, including within List of Accessories 2 (i) - (viii). These SETS can be found in a variety of hereditaments where the electrical supply may fail or needs to be supplemented. In most cases generation will be at 415V although in industrial complexes where greater demand is required 11kV SETS are employed. Each SET is calibrated upon installation and therefore forms one complete unit. Usually generator works at 50 Hz and 3 phase, normal working speed is 1500rpm,where used periodically, however for continuous use often lower speeds of 1100rpm are adopted AUTOMATIC START-UP with Acoustic box or enclosure. | Considered Not Applicable at time of Publication | (BEAMS Note 1) The ERC for this item should be added to the total of the ERC of the other P&M items on the site and the Buildings ERC (where applicable) to enable the correct contract size adjustment to be made. ERC of P&M Items + ERC of Building Component’s = Total ERC (net figure rateable items only) to which contract size adjustment should be applied The 2023 Generic Contractors Test Spreadsheet has this facility built into the programme - it is recommended you undertake all contractors test valuations using this spreadsheet. (Details on the application of contract size adjustments can be found in the RCG 2023 Guidance notes). Where RV is calculated using the comparative method (rental method) the contract size adjustment should be made as follows: Select - SCAT code box ""P and M as an addition” within the 2023 Generic Contractors Test Spreadsheet facility. Or Where the spreadsheet is not used take the: Reciprocal of statutory de-capitalisation rate (i.e. 5% reciprocal = 20) multiply by rateable value of the buildings (before any overall end allowances are made and after making a notional deduction for the land value) and add to the ERC of P&M. Use resultant figure to calculate contract size adjustment. (Guidance Notes - Section 6) | Costs for freestanding units are some 10% to 17% less than those with mains failure control and contained in acoustic box. Costs of boxes reducing acoustic levels whist ensuring adequate cooling, increases due to size of engine and kVa of alternator. | 1. Output of alternator (kVa) 2. Age 3. Voltage 4. Within acoustic box or in generating room. A record must be made when the rpm = 1000 . The number of cylinders to the diesel engine and the kW (M) of the engine should recorded where available. | Class 1 Table 1(b) internal combustion engines and (l )other motors. Class 1 Table 1 (k) shafting Class1 Table 1 (c) Continuous and alternating current. | - | It is assumed that the item forms part of an "average size industrial, commercial or office complex". Where it would be normal to find more than one item. | Normal batteries included in SET. EXTRA 3 or 4 batteries rated at 12 Volts, which will give a high power boost (as starting a car engine) to start the diesel engine. See 206G - Concrete base or strengthened concrete floor. Fuel storage tank. Foundations, settings, tank (fuel). | Given the specifications of the items used for cost reference purposes, such that "packaged" generator sets tend to include sufficient tankage for several hours running, it is assumed that these "enclosed" sets include fuel tanks. Free standing, (that is sets installed inside buildings and so not needing to be inside a bespoke noise attenuated enclosure) require an addition to be made for fuel storage. All costs include for exhaust extraction. | Diesel engine and alternator (SET) Comprising diesel engine, shafting and alternator sitting on a metal support frame (skid). | Photo 1- Acoustic box showing silencer on top and air intake grill to right. Photo 2 - Diesel engine with battery for starting with alternator to left hand side. Photo 3 - Diesel Alternator set in a basement- ( not in acoustic box) | 20024 |  | Each | - | 3 - INDUSTRIAL | David Grace | Colin Brook | 280305.0295 | Option 3 | 367101.054 | 30.96% | 446413.2974 | 377596.368 | 34.71% | 2.859% | 377596.368 | 34.71% | Price Book Data | Nimal Rajapakse | VOA_GPN_GOV_UK\7219047 | 2021-08-05 | Medium | Blue | High | - | - | Updated indices following QA. Changed LF. 22/02/21 - Minor change to ordering of categories for grouping. Wrong Block Number and LF now corrected. | NA | SPONS E | 1.561 | (BEAMS Note 1) The ERC for this item should be added to the total of the ERC of the other P&M items on the site and the Buildings ERC (where applicable) to enable the correct contract size adjustment to be made. ERC of P&M Items + ERC of Building Component’s = Total ERC (net figure rateable items only) to which contract size adjustment should be applied The 2021 Generic Contractors Test Spreadsheet has this facility built into the programme - it is recommended you undertake all contractors test valuations using this spreadsheet. (Details on the application of contract size adjustments can be found in the RCG 2021 Guidance notes). Where RV is calculated using the comparative method (rental method) the contract size adjustment should be made as follows: Select - SCAT code box "P and M as an addition” within the 2021 Generic Contractors Test Spreadsheet facility. Or Where the spreadsheet is not used take the: Reciprocal of statutory de-capitalisation rate (i.e. 5% reciprocal = 20) multiply by rateable value of the buildings (before any overall end allowances are made and after making a notional deduction for the land value) and add to the ERC of P&M. Use resultant figure to calculate contract size adjustment. (Guidance Notes - Section 6) | Diesel engine and alternator (SET) Comprising diesel engine, shafting and alternator sitting on a metal support frame (skid). | Photo 1- Acoustic box showing silencer on top and air intake grill to right. Photo 2 - Diesel engine with battery for starting with alternator to left hand side. Photo 3 - Diesel Alternator set in a basement- ( not in acoustic box) | 1 | TRUE
1247 | 207D43 | 8357 | 207D43 | Electrics | Diesel Engine - Alternator - Set 1500rpm | In acoustic box - 50Hz 415V alternator | 1154kw (M) of engine | 1000kva alternator | Diesel Generator (SET) Comprising of several Class 1 rateable items, including within List of Accessories 2 (i) - (viii). These SETS can be found in a variety of hereditaments where the electrical supply may fail or needs to be supplemented. In most cases generation will be at 415V although in industrial complexes where greater demand is required 11kV SETS are employed. Each SET is calibrated upon installation and therefore forms one complete unit. Usually generator works at 50 Hz and 3 phase, normal working speed is 1500rpm,where used periodically, however for continuous use often lower speeds of 1100rpm are adopted AUTOMATIC START-UP with Acoustic box or enclosure. | Considered Not Applicable at time of Publication | (BEAMS Note 1) The ERC for this item should be added to the total of the ERC of the other P&M items on the site and the Buildings ERC (where applicable) to enable the correct contract size adjustment to be made. ERC of P&M Items + ERC of Building Component’s = Total ERC (net figure rateable items only) to which contract size adjustment should be applied The 2023 Generic Contractors Test Spreadsheet has this facility built into the programme - it is recommended you undertake all contractors test valuations using this spreadsheet. (Details on the application of contract size adjustments can be found in the RCG 2023 Guidance notes). Where RV is calculated using the comparative method (rental method) the contract size adjustment should be made as follows: Select - SCAT code box ""P and M as an addition” within the 2023 Generic Contractors Test Spreadsheet facility. Or Where the spreadsheet is not used take the: Reciprocal of statutory de-capitalisation rate (i.e. 5% reciprocal = 20) multiply by rateable value of the buildings (before any overall end allowances are made and after making a notional deduction for the land value) and add to the ERC of P&M. Use resultant figure to calculate contract size adjustment. (Guidance Notes - Section 6) | Costs for freestanding units are some 10% to 17% less than those with mains failure control and contained in acoustic box. Costs of boxes reducing acoustic levels whist ensuring adequate cooling, increases due to size of engine and kVa of alternator. | 1. Output of alternator (kVa) 2. Age 3. Voltage 4. Within acoustic box or in generating room. A record must be made when the rpm = 1000 . The number of cylinders to the diesel engine and the kW (M) of the engine should recorded where available. | Class 1 Table 1(b) internal combustion engines and (l )other motors. Class 1 Table 1 (k) shafting Class1 Table 1 (c) Continuous and alternating current. | - | It is assumed that the item forms part of an "average size industrial, commercial or office complex". Where it would be normal to find more than one item. | Normal batteries included in SET. EXTRA 3 or 4 batteries rated at 12 Volts, which will give a high power boost (as starting a car engine) to start the diesel engine. See 206G - Concrete base or strengthened concrete floor. Fuel storage tank. Foundations, settings, tank (fuel). | Given the specifications of the items used for cost reference purposes, such that "packaged" generator sets tend to include sufficient tankage for several hours running, it is assumed that these "enclosed" sets include fuel tanks. Free standing, (that is sets installed inside buildings and so not needing to be inside a bespoke noise attenuated enclosure) require an addition to be made for fuel storage. All costs include for exhaust extraction. | Diesel engine and alternator (SET) Comprising diesel engine, shafting and alternator sitting on a metal support frame (skid). | Photo 1- Acoustic box showing silencer on top and air intake grill to right. Photo 2 - Diesel engine with battery for starting with alternator to left hand side. Photo 3 - Diesel Alternator set in a basement- ( not in acoustic box) | 20024 |  | Each | - | 3 - INDUSTRIAL | David Grace | Colin Brook | 131621.4921 | Option 3 | 172377.8862 | 30.96% | 219485.2021 | 185650.4177 | 41.05% | 7.7% | 185650.4177 | 41.05% | Price Book Data | Nimal Rajapakse | VOA_GPN_GOV_UK\7219047 | 2021-08-05 | Medium | Blue | High | - | - | Updated indices following QA. Changed LF. 22/02/21 - Minor change to ordering of categories for grouping. Wrong Block Number, now corrected. | NA | SPONS E | 1.561 | (BEAMS Note 1) The ERC for this item should be added to the total of the ERC of the other P&M items on the site and the Buildings ERC (where applicable) to enable the correct contract size adjustment to be made. ERC of P&M Items + ERC of Building Component’s = Total ERC (net figure rateable items only) to which contract size adjustment should be applied The 2021 Generic Contractors Test Spreadsheet has this facility built into the programme - it is recommended you undertake all contractors test valuations using this spreadsheet. (Details on the application of contract size adjustments can be found in the RCG 2021 Guidance notes). Where RV is calculated using the comparative method (rental method) the contract size adjustment should be made as follows: Select - SCAT code box "P and M as an addition” within the 2021 Generic Contractors Test Spreadsheet facility. Or Where the spreadsheet is not used take the: Reciprocal of statutory de-capitalisation rate (i.e. 5% reciprocal = 20) multiply by rateable value of the buildings (before any overall end allowances are made and after making a notional deduction for the land value) and add to the ERC of P&M. Use resultant figure to calculate contract size adjustment. (Guidance Notes - Section 6) | Diesel engine and alternator (SET) Comprising diesel engine, shafting and alternator sitting on a metal support frame (skid). | Photo 1- Acoustic box showing silencer on top and air intake grill to right. Photo 2 - Diesel engine with battery for starting with alternator to left hand side. Photo 3 - Diesel Alternator set in a basement- ( not in acoustic box) | 1 | TRUE
1248 | 207D44 | 8358 | 207D44 | Electrics | Diesel Engine - Alternator - Set 1500rpm | In acoustic box - 50Hz 415V alternator | 1168kw (M) of engine | 1100kva alternator | Diesel Generator (SET) Comprising of several Class 1 rateable items, including within List of Accessories 2 (i) - (viii). These SETS can be found in a variety of hereditaments where the electrical supply may fail or needs to be supplemented. In most cases generation will be at 415V although in industrial complexes where greater demand is required 11kV SETS are employed. Each SET is calibrated upon installation and therefore forms one complete unit. Usually generator works at 50 Hz and 3 phase, normal working speed is 1500rpm,where used periodically, however for continuous use often lower speeds of 1100rpm are adopted AUTOMATIC START-UP with Acoustic box or enclosure. | Considered Not Applicable at time of Publication | (BEAMS Note 1) The ERC for this item should be added to the total of the ERC of the other P&M items on the site and the Buildings ERC (where applicable) to enable the correct contract size adjustment to be made. ERC of P&M Items + ERC of Building Component’s = Total ERC (net figure rateable items only) to which contract size adjustment should be applied The 2023 Generic Contractors Test Spreadsheet has this facility built into the programme - it is recommended you undertake all contractors test valuations using this spreadsheet. (Details on the application of contract size adjustments can be found in the RCG 2023 Guidance notes). Where RV is calculated using the comparative method (rental method) the contract size adjustment should be made as follows: Select - SCAT code box ""P and M as an addition” within the 2023 Generic Contractors Test Spreadsheet facility. Or Where the spreadsheet is not used take the: Reciprocal of statutory de-capitalisation rate (i.e. 5% reciprocal = 20) multiply by rateable value of the buildings (before any overall end allowances are made and after making a notional deduction for the land value) and add to the ERC of P&M. Use resultant figure to calculate contract size adjustment. (Guidance Notes - Section 6) | Costs for freestanding units are some 10% to 17% less than those with mains failure control and contained in acoustic box. Costs of boxes reducing acoustic levels whist ensuring adequate cooling, increases due to size of engine and kVa of alternator. | 1. Output of alternator (kVa) 2. Age 3. Voltage 4. Within acoustic box or in generating room. A record must be made when the rpm = 1000 . The number of cylinders to the diesel engine and the kW (M) of the engine should recorded where available. | Class 1 Table 1(b) internal combustion engines and (l )other motors. Class 1 Table 1 (k) shafting Class1 Table 1 (c) Continuous and alternating current. | - | It is assumed that the item forms part of an "average size industrial, commercial or office complex". Where it would be normal to find more than one item. | Normal batteries included in SET. EXTRA 3 or 4 batteries rated at 12 Volts, which will give a high power boost (as starting a car engine) to start the diesel engine. See 206G - Concrete base or strengthened concrete floor. Fuel storage tank. Foundations, settings, tank (fuel). | Given the specifications of the items used for cost reference purposes, such that "packaged" generator sets tend to include sufficient tankage for several hours running, it is assumed that these "enclosed" sets include fuel tanks. Free standing, (that is sets installed inside buildings and so not needing to be inside a bespoke noise attenuated enclosure) require an addition to be made for fuel storage. All costs include for exhaust extraction. | Diesel engine and alternator (SET) Comprising diesel engine, shafting and alternator sitting on a metal support frame (skid). | Photo 1- Acoustic box showing silencer on top and air intake grill to right. Photo 2 - Diesel engine with battery for starting with alternator to left hand side. Photo 3 - Diesel Alternator set in a basement- ( not in acoustic box) | 20024 |  | Each | - | 3 - INDUSTRIAL | David Grace | Colin Brook | 134058.9271 | Option 3 | 175570.0693 | 30.96% | 249978.1197 | 211442.6937 | 57.72% | 20.43% | 211442.6937 | 57.72% | Price Book Data | Nimal Rajapakse | VOA_GPN_GOV_UK\7219047 | 2021-08-05 | Medium | Blue | High | - | - | Updated indices following QA. Changed LF. 22/02/21 - Minor change to ordering of categories for grouping. Wrong Block Number, now corrected. | NA | SPONS E | 1.561 | (BEAMS Note 1) The ERC for this item should be added to the total of the ERC of the other P&M items on the site and the Buildings ERC (where applicable) to enable the correct contract size adjustment to be made. ERC of P&M Items + ERC of Building Component’s = Total ERC (net figure rateable items only) to which contract size adjustment should be applied The 2021 Generic Contractors Test Spreadsheet has this facility built into the programme - it is recommended you undertake all contractors test valuations using this spreadsheet. (Details on the application of contract size adjustments can be found in the RCG 2021 Guidance notes). Where RV is calculated using the comparative method (rental method) the contract size adjustment should be made as follows: Select - SCAT code box "P and M as an addition” within the 2021 Generic Contractors Test Spreadsheet facility. Or Where the spreadsheet is not used take the: Reciprocal of statutory de-capitalisation rate (i.e. 5% reciprocal = 20) multiply by rateable value of the buildings (before any overall end allowances are made and after making a notional deduction for the land value) and add to the ERC of P&M. Use resultant figure to calculate contract size adjustment. (Guidance Notes - Section 6) | Diesel engine and alternator (SET) Comprising diesel engine, shafting and alternator sitting on a metal support frame (skid). | Photo 1- Acoustic box showing silencer on top and air intake grill to right. Photo 2 - Diesel engine with battery for starting with alternator to left hand side. Photo 3 - Diesel Alternator set in a basement- ( not in acoustic box) | 1 | TRUE
1249 | 207D45 | 8359 | 207D45 | Electrics | Diesel Engine - Alternator - Set 1500rpm | In acoustic box - 50Hz 415V alternator | 1168kw (M) of engine | 1200kva alternator | Diesel Generator (SET) Comprising of several Class 1 rateable items, including within List of Accessories 2 (i) - (viii). These SETS can be found in a variety of hereditaments where the electrical supply may fail or needs to be supplemented. In most cases generation will be at 415V although in industrial complexes where greater demand is required 11kV SETS are employed. Each SET is calibrated upon installation and therefore forms one complete unit. Usually generator works at 50 Hz and 3 phase, normal working speed is 1500rpm,where used periodically, however for continuous use often lower speeds of 1100rpm are adopted AUTOMATIC START-UP with Acoustic box or enclosure. | Considered Not Applicable at time of Publication | (BEAMS Note 1) The ERC for this item should be added to the total of the ERC of the other P&M items on the site and the Buildings ERC (where applicable) to enable the correct contract size adjustment to be made. ERC of P&M Items + ERC of Building Component’s = Total ERC (net figure rateable items only) to which contract size adjustment should be applied The 2023 Generic Contractors Test Spreadsheet has this facility built into the programme - it is recommended you undertake all contractors test valuations using this spreadsheet. (Details on the application of contract size adjustments can be found in the RCG 2023 Guidance notes). Where RV is calculated using the comparative method (rental method) the contract size adjustment should be made as follows: Select - SCAT code box ""P and M as an addition” within the 2023 Generic Contractors Test Spreadsheet facility. Or Where the spreadsheet is not used take the: Reciprocal of statutory de-capitalisation rate (i.e. 5% reciprocal = 20) multiply by rateable value of the buildings (before any overall end allowances are made and after making a notional deduction for the land value) and add to the ERC of P&M. Use resultant figure to calculate contract size adjustment. (Guidance Notes - Section 6) | Costs for freestanding units are some 10% to 17% less than those with mains failure control and contained in acoustic box. Costs of boxes reducing acoustic levels whist ensuring adequate cooling, increases due to size of engine and kVa of alternator. | 1. Output of alternator (kVa) 2. Age 3. Voltage 4. Within acoustic box or in generating room. A record must be made when the rpm = 1000 . The number of cylinders to the diesel engine and the kW (M) of the engine should recorded where available. | Class 1 Table 1(b) internal combustion engines and (l )other motors. Class 1 Table 1 (k) shafting Class1 Table 1 (c) Continuous and alternating current. | - | It is assumed that the item forms part of an "average size industrial, commercial or office complex". Where it would be normal to find more than one item. | Normal batteries included in SET. EXTRA 3 or 4 batteries rated at 12 Volts, which will give a high power boost (as starting a car engine) to start the diesel engine. See 206G - Concrete base or strengthened concrete floor. Fuel storage tank. Foundations, settings, tank (fuel). | Given the specifications of the items used for cost reference purposes, such that "packaged" generator sets tend to include sufficient tankage for several hours running, it is assumed that these "enclosed" sets include fuel tanks. Free standing, (that is sets installed inside buildings and so not needing to be inside a bespoke noise attenuated enclosure) require an addition to be made for fuel storage. All costs include for exhaust extraction. | Diesel engine and alternator (SET) Comprising diesel engine, shafting and alternator sitting on a metal support frame (skid). | Photo 1- Acoustic box showing silencer on top and air intake grill to right. Photo 2 - Diesel engine with battery for starting with alternator to left hand side. Photo 3 - Diesel Alternator set in a basement- ( not in acoustic box) | 20024 |  | Each | - | 3 - INDUSTRIAL | David Grace | Colin Brook | 146246.1023 | Option 3 | 191530.9847 | 30.96% | 273947.5049 | 231717.0736 | 58.44% | 20.98% | 231717.0736 | 58.44% | Price Book Data | Nimal Rajapakse | VOA_GPN_GOV_UK\7219047 | 2021-08-05 | Medium | Blue | High | - | - | Updated indices following QA. Changed LF. 22/02/21 - Minor change to ordering of categories for grouping. Wrong Block Number, now corrected. | NA | SPONS E | 1.561 | (BEAMS Note 1) The ERC for this item should be added to the total of the ERC of the other P&M items on the site and the Buildings ERC (where applicable) to enable the correct contract size adjustment to be made. ERC of P&M Items + ERC of Building Component’s = Total ERC (net figure rateable items only) to which contract size adjustment should be applied The 2021 Generic Contractors Test Spreadsheet has this facility built into the programme - it is recommended you undertake all contractors test valuations using this spreadsheet. (Details on the application of contract size adjustments can be found in the RCG 2021 Guidance notes). Where RV is calculated using the comparative method (rental method) the contract size adjustment should be made as follows: Select - SCAT code box "P and M as an addition” within the 2021 Generic Contractors Test Spreadsheet facility. Or Where the spreadsheet is not used take the: Reciprocal of statutory de-capitalisation rate (i.e. 5% reciprocal = 20) multiply by rateable value of the buildings (before any overall end allowances are made and after making a notional deduction for the land value) and add to the ERC of P&M. Use resultant figure to calculate contract size adjustment. (Guidance Notes - Section 6) | Diesel engine and alternator (SET) Comprising diesel engine, shafting and alternator sitting on a metal support frame (skid). | Photo 1- Acoustic box showing silencer on top and air intake grill to right. Photo 2 - Diesel engine with battery for starting with alternator to left hand side. Photo 3 - Diesel Alternator set in a basement- ( not in acoustic box) | 1 | TRUE
1250 | 207D46 | 8360 | 207D46 | Electrics | Diesel Engine - Alternator - Set 1500rpm | In acoustic box - 50Hz 415V alternator | 1250kw (M) of engine | 1300kva alternator | Diesel Generator (SET) Comprising of several Class 1 rateable items, including within List of Accessories 2 (i) - (viii). These SETS can be found in a variety of hereditaments where the electrical supply may fail or needs to be supplemented. In most cases generation will be at 415V although in industrial complexes where greater demand is required 11kV SETS are employed. Each SET is calibrated upon installation and therefore forms one complete unit. Usually generator works at 50 Hz and 3 phase, normal working speed is 1500rpm,where used periodically, however for continuous use often lower speeds of 1100rpm are adopted AUTOMATIC START-UP with Acoustic box or enclosure. | Considered Not Applicable at time of Publication | (BEAMS Note 1) The ERC for this item should be added to the total of the ERC of the other P&M items on the site and the Buildings ERC (where applicable) to enable the correct contract size adjustment to be made. ERC of P&M Items + ERC of Building Component’s = Total ERC (net figure rateable items only) to which contract size adjustment should be applied The 2023 Generic Contractors Test Spreadsheet has this facility built into the programme - it is recommended you undertake all contractors test valuations using this spreadsheet. (Details on the application of contract size adjustments can be found in the RCG 2023 Guidance notes). Where RV is calculated using the comparative method (rental method) the contract size adjustment should be made as follows: Select - SCAT code box ""P and M as an addition” within the 2023 Generic Contractors Test Spreadsheet facility. Or Where the spreadsheet is not used take the: Reciprocal of statutory de-capitalisation rate (i.e. 5% reciprocal = 20) multiply by rateable value of the buildings (before any overall end allowances are made and after making a notional deduction for the land value) and add to the ERC of P&M. Use resultant figure to calculate contract size adjustment. (Guidance Notes - Section 6) | Costs for freestanding units are some 10% to 17% less than those with mains failure control and contained in acoustic box. Costs of boxes reducing acoustic levels whist ensuring adequate cooling, increases due to size of engine and kVa of alternator. | 1. Output of alternator (kVa) 2. Age 3. Voltage 4. Within acoustic box or in generating room. A record must be made when the rpm = 1000 . The number of cylinders to the diesel engine and the kW (M) of the engine should recorded where available. | Class 1 Table 1(b) internal combustion engines and (l )other motors. Class 1 Table 1 (k) shafting Class1 Table 1 (c) Continuous and alternating current. | - | It is assumed that the item forms part of an "average size industrial, commercial or office complex". Where it would be normal to find more than one item. | Normal batteries included in SET. EXTRA 3 or 4 batteries rated at 12 Volts, which will give a high power boost (as starting a car engine) to start the diesel engine. See 206G - Concrete base or strengthened concrete floor. Fuel storage tank. Foundations, settings, tank (fuel). | Given the specifications of the items used for cost reference purposes, such that "packaged" generator sets tend to include sufficient tankage for several hours running, it is assumed that these "enclosed" sets include fuel tanks. Free standing, (that is sets installed inside buildings and so not needing to be inside a bespoke noise attenuated enclosure) require an addition to be made for fuel storage. All costs include for exhaust extraction. | Diesel engine and alternator (SET) Comprising diesel engine, shafting and alternator sitting on a metal support frame (skid). | Photo 1- Acoustic box showing silencer on top and air intake grill to right. Photo 2 - Diesel engine with battery for starting with alternator to left hand side. Photo 3 - Diesel Alternator set in a basement- ( not in acoustic box) | 20024 |  | Each | - | 3 - INDUSTRIAL | David Grace | Colin Brook | 182807.6279 | Option 3 | 239413.7309 | 30.96% | 299725.752 | 253521.47 | 38.68% | 5.893% | 253521.47 | 38.68% | Price Book Data | Nimal Rajapakse | VOA_GPN_GOV_UK\7219047 | 2021-08-05 | Medium | Blue | Low | - | - | Updated indices following QA. Changed LF. 22/02/21 - Minor change to ordering of categories for grouping. Wrong Block Number, now corrected. | NA | SPONS E | 1.561 | (BEAMS Note 1) The ERC for this item should be added to the total of the ERC of the other P&M items on the site and the Buildings ERC (where applicable) to enable the correct contract size adjustment to be made. ERC of P&M Items + ERC of Building Component’s = Total ERC (net figure rateable items only) to which contract size adjustment should be applied The 2021 Generic Contractors Test Spreadsheet has this facility built into the programme - it is recommended you undertake all contractors test valuations using this spreadsheet. (Details on the application of contract size adjustments can be found in the RCG 2021 Guidance notes). Where RV is calculated using the comparative method (rental method) the contract size adjustment should be made as follows: Select - SCAT code box "P and M as an addition” within the 2021 Generic Contractors Test Spreadsheet facility. Or Where the spreadsheet is not used take the: Reciprocal of statutory de-capitalisation rate (i.e. 5% reciprocal = 20) multiply by rateable value of the buildings (before any overall end allowances are made and after making a notional deduction for the land value) and add to the ERC of P&M. Use resultant figure to calculate contract size adjustment. (Guidance Notes - Section 6) | Diesel engine and alternator (SET) Comprising diesel engine, shafting and alternator sitting on a metal support frame (skid). | Photo 1- Acoustic box showing silencer on top and air intake grill to right. Photo 2 - Diesel engine with battery for starting with alternator to left hand side. Photo 3 - Diesel Alternator set in a basement- ( not in acoustic box) | 1 | TRUE
1251 | 207D47 | 8361 | 207D47 | Electrics | Diesel Engine - Alternator - Set 1500rpm | In acoustic box - 50Hz 415V alternator | 1250kw (M) of engine | 1350kva alternator | Diesel Generator (SET) Comprising of several Class 1 rateable items, including within List of Accessories 2 (i) - (viii). These SETS can be found in a variety of hereditaments where the electrical supply may fail or needs to be supplemented. In most cases generation will be at 415V although in industrial complexes where greater demand is required 11kV SETS are employed. Each SET is calibrated upon installation and therefore forms one complete unit. Usually generator works at 50 Hz and 3 phase, normal working speed is 1500rpm,where used periodically, however for continuous use often lower speeds of 1100rpm are adopted AUTOMATIC START-UP with Acoustic box or enclosure. | Considered Not Applicable at time of Publication | (BEAMS Note 1) The ERC for this item should be added to the total of the ERC of the other P&M items on the site and the Buildings ERC (where applicable) to enable the correct contract size adjustment to be made. ERC of P&M Items + ERC of Building Component’s = Total ERC (net figure rateable items only) to which contract size adjustment should be applied The 2023 Generic Contractors Test Spreadsheet has this facility built into the programme - it is recommended you undertake all contractors test valuations using this spreadsheet. (Details on the application of contract size adjustments can be found in the RCG 2023 Guidance notes). Where RV is calculated using the comparative method (rental method) the contract size adjustment should be made as follows: Select - SCAT code box ""P and M as an addition” within the 2023 Generic Contractors Test Spreadsheet facility. Or Where the spreadsheet is not used take the: Reciprocal of statutory de-capitalisation rate (i.e. 5% reciprocal = 20) multiply by rateable value of the buildings (before any overall end allowances are made and after making a notional deduction for the land value) and add to the ERC of P&M. Use resultant figure to calculate contract size adjustment. (Guidance Notes - Section 6) | Costs for freestanding units are some 10% to 17% less than those with mains failure control and contained in acoustic box. Costs of boxes reducing acoustic levels whist ensuring adequate cooling, increases due to size of engine and kVa of alternator. | 1. Output of alternator (kVa) 2. Age 3. Voltage 4. Within acoustic box or in generating room. A record must be made when the rpm = 1000 . The number of cylinders to the diesel engine and the kW (M) of the engine should recorded where available. | Class 1 Table 1(b) internal combustion engines and (l )other motors. Class 1 Table 1 (k) shafting Class1 Table 1 (c) Continuous and alternating current. | - | It is assumed that the item forms part of an "average size industrial, commercial or office complex". Where it would be normal to find more than one item. | Normal batteries included in SET. EXTRA 3 or 4 batteries rated at 12 Volts, which will give a high power boost (as starting a car engine) to start the diesel engine. See 206G - Concrete base or strengthened concrete floor. Fuel storage tank. Foundations, settings, tank (fuel). | Given the specifications of the items used for cost reference purposes, such that "packaged" generator sets tend to include sufficient tankage for several hours running, it is assumed that these "enclosed" sets include fuel tanks. Free standing, (that is sets installed inside buildings and so not needing to be inside a bespoke noise attenuated enclosure) require an addition to be made for fuel storage. All costs include for exhaust extraction. | Diesel engine and alternator (SET) Comprising diesel engine, shafting and alternator sitting on a metal support frame (skid). | Photo 1- Acoustic box showing silencer on top and air intake grill to right. Photo 2 - Diesel engine with battery for starting with alternator to left hand side. Photo 3 - Diesel Alternator set in a basement- ( not in acoustic box) | 20024 |  | Each | - | 3 - INDUSTRIAL | David Grace | Colin Brook | 201088.3907 | Option 3 | 263355.104 | 30.96% | 313613.5999 | 265268.434 | 31.92% | 0.7265% | 265268.434 | 31.92% | Price Book Data | Nimal Rajapakse | VOA_GPN_GOV_UK\7219047 | 2021-08-05 | Medium | Blue | High | - | - | Updated indices following QA. Changed LF. 22/02/21 - Minor change to ordering of categories for grouping. Wrong Block Number, now corrected. | NA | SPONS E | 1.561 | (BEAMS Note 1) The ERC for this item should be added to the total of the ERC of the other P&M items on the site and the Buildings ERC (where applicable) to enable the correct contract size adjustment to be made. ERC of P&M Items + ERC of Building Component’s = Total ERC (net figure rateable items only) to which contract size adjustment should be applied The 2021 Generic Contractors Test Spreadsheet has this facility built into the programme - it is recommended you undertake all contractors test valuations using this spreadsheet. (Details on the application of contract size adjustments can be found in the RCG 2021 Guidance notes). Where RV is calculated using the comparative method (rental method) the contract size adjustment should be made as follows: Select - SCAT code box "P and M as an addition” within the 2021 Generic Contractors Test Spreadsheet facility. Or Where the spreadsheet is not used take the: Reciprocal of statutory de-capitalisation rate (i.e. 5% reciprocal = 20) multiply by rateable value of the buildings (before any overall end allowances are made and after making a notional deduction for the land value) and add to the ERC of P&M. Use resultant figure to calculate contract size adjustment. (Guidance Notes - Section 6) | Diesel engine and alternator (SET) Comprising diesel engine, shafting and alternator sitting on a metal support frame (skid). | Photo 1- Acoustic box showing silencer on top and air intake grill to right. Photo 2 - Diesel engine with battery for starting with alternator to left hand side. Photo 3 - Diesel Alternator set in a basement- ( not in acoustic box) | 1 | TRUE
1253 | 207D48 | 8365 | 207D48 | Electrics | Diesel Engine - Alternator - Set 1500rpm | In acoustic box - 50Hz 415V alternator | 1380kw (M) of engine | 1400kva alternator | Diesel Generator (SET) Comprising of several Class 1 rateable items, including within List of Accessories 2 (i) - (viii). These SETS can be found in a variety of hereditaments where the electrical supply may fail or needs to be supplemented. In most cases generation will be at 415V although in industrial complexes where greater demand is required 11kV SETS are employed. Each SET is calibrated upon installation and therefore forms one complete unit. Usually generator works at 50 Hz and 3 phase, normal working speed is 1500rpm,where used periodically, however for continuous use often lower speeds of 1100rpm are adopted AUTOMATIC START-UP with Acoustic box or enclosure. | Considered Not Applicable at time of Publication | (BEAMS Note 1) The ERC for this item should be added to the total of the ERC of the other P&M items on the site and the Buildings ERC (where applicable) to enable the correct contract size adjustment to be made. ERC of P&M Items + ERC of Building Component’s = Total ERC (net figure rateable items only) to which contract size adjustment should be applied The 2023 Generic Contractors Test Spreadsheet has this facility built into the programme - it is recommended you undertake all contractors test valuations using this spreadsheet. (Details on the application of contract size adjustments can be found in the RCG 2023 Guidance notes). Where RV is calculated using the comparative method (rental method) the contract size adjustment should be made as follows: Select - SCAT code box ""P and M as an addition” within the 2023 Generic Contractors Test Spreadsheet facility. Or Where the spreadsheet is not used take the: Reciprocal of statutory de-capitalisation rate (i.e. 5% reciprocal = 20) multiply by rateable value of the buildings (before any overall end allowances are made and after making a notional deduction for the land value) and add to the ERC of P&M. Use resultant figure to calculate contract size adjustment. (Guidance Notes - Section 6) | Costs for freestanding units are some 10% to 17% less than those with mains failure control and contained in acoustic box. Costs of boxes reducing acoustic levels whist ensuring adequate cooling, increases due to size of engine and kVa of alternator. | 1. Output of alternator (kVa) 2. Age 3. Voltage 4. Within acoustic box or in generating room. A record must be made when the rpm = 1000 . The number of cylinders to the diesel engine and the kW (M) of the engine should recorded where available. | Class 1 Table 1(b) internal combustion engines and (l )other motors. Class 1 Table 1 (k) shafting Class1 Table 1 (c) Continuous and alternating current. | - | It is assumed that the item forms part of an "average size industrial, commercial or office complex". Where it would be normal to find more than one item. | Normal batteries included in SET. EXTRA 3 or 4 batteries rated at 12 Volts, which will give a high power boost (as starting a car engine) to start the diesel engine. See 206G - Concrete base or strengthened concrete floor. Fuel storage tank. Foundations, settings, tank (fuel). | Given the specifications of the items used for cost reference purposes, such that "packaged" generator sets tend to include sufficient tankage for several hours running, it is assumed that these "enclosed" sets include fuel tanks. Free standing, (that is sets installed inside buildings and so not needing to be inside a bespoke noise attenuated enclosure) require an addition to be made for fuel storage. All costs include for exhaust extraction. | Diesel engine and alternator (SET) Comprising diesel engine, shafting and alternator sitting on a metal support frame (skid). | Photo 1- Acoustic box showing silencer on top and air intake grill to right. Photo 2 - Diesel engine with battery for starting with alternator to left hand side. Photo 3 - Diesel Alternator set in a basement- ( not in acoustic box) | 20024 |  | Each | - | 3 - INDUSTRIAL | David Grace | Colin Brook | 213275.5659 | Option 3 | 279316.0194 | 30.96% | 325505.5707 | 275327.1956 | 29.09% | -1.428% | 275327.1956 | 29.09% | Price Book Data | Nimal Rajapakse | VOA_GPN_GOV_UK\7219047 | 2021-08-05 | Medium | Blue | High | - | - | Updated indices following QA. Changed LF. 22/02/21 - Minor change to ordering of categories for grouping. Wrong Code and Block Number, now corrected. | NA | SPONS E | 1.561 | (BEAMS Note 1) The ERC for this item should be added to the total of the ERC of the other P&M items on the site and the Buildings ERC (where applicable) to enable the correct contract size adjustment to be made. ERC of P&M Items + ERC of Building Component’s = Total ERC (net figure rateable items only) to which contract size adjustment should be applied The 2021 Generic Contractors Test Spreadsheet has this facility built into the programme - it is recommended you undertake all contractors test valuations using this spreadsheet. (Details on the application of contract size adjustments can be found in the RCG 2021 Guidance notes). Where RV is calculated using the comparative method (rental method) the contract size adjustment should be made as follows: Select - SCAT code box "P and M as an addition” within the 2021 Generic Contractors Test Spreadsheet facility. Or Where the spreadsheet is not used take the: Reciprocal of statutory de-capitalisation rate (i.e. 5% reciprocal = 20) multiply by rateable value of the buildings (before any overall end allowances are made and after making a notional deduction for the land value) and add to the ERC of P&M. Use resultant figure to calculate contract size adjustment. (Guidance Notes - Section 6) | Diesel engine and alternator (SET) Comprising diesel engine, shafting and alternator sitting on a metal support frame (skid). | Photo 1- Acoustic box showing silencer on top and air intake grill to right. Photo 2 - Diesel engine with battery for starting with alternator to left hand side. Photo 3 - Diesel Alternator set in a basement- ( not in acoustic box) | 1 | TRUE
1254 | 207D50 | 8366 | 207D50 | Electrics | Diesel Engine - Alternator - Set 1500rpm | In acoustic box - 50Hz 415V alternator | 14.4kw (M) of engine | 15kva alternator | Diesel Generator (SET) Comprising of several Class 1 rateable items, including within List of Accessories 2 (i) - (viii). These SETS can be found in a variety of hereditaments where the electrical supply may fail or needs to be supplemented. In most cases generation will be at 415V although in industrial complexes where greater demand is required 11kV SETS are employed. Each SET is calibrated upon installation and therefore forms one complete unit. Usually generator works at 50 Hz and 3 phase, normal working speed is 1500rpm,where used periodically, however for continuous use often lower speeds of 1100rpm are adopted AUTOMATIC START-UP with Acoustic box or enclosure. | Considered Not Applicable at time of Publication | (BEAMS Note 1) The ERC for this item should be added to the total of the ERC of the other P&M items on the site and the Buildings ERC (where applicable) to enable the correct contract size adjustment to be made. ERC of P&M Items + ERC of Building Component’s = Total ERC (net figure rateable items only) to which contract size adjustment should be applied The 2023 Generic Contractors Test Spreadsheet has this facility built into the programme - it is recommended you undertake all contractors test valuations using this spreadsheet. (Details on the application of contract size adjustments can be found in the RCG 2023 Guidance notes). Where RV is calculated using the comparative method (rental method) the contract size adjustment should be made as follows: Select - SCAT code box ""P and M as an addition” within the 2023 Generic Contractors Test Spreadsheet facility. Or Where the spreadsheet is not used take the: Reciprocal of statutory de-capitalisation rate (i.e. 5% reciprocal = 20) multiply by rateable value of the buildings (before any overall end allowances are made and after making a notional deduction for the land value) and add to the ERC of P&M. Use resultant figure to calculate contract size adjustment. (Guidance Notes - Section 6) | Costs for freestanding units are some 10% to 17% less than those with mains failure control and contained in acoustic box. Costs of boxes reducing acoustic levels whist ensuring adequate cooling, increases due to size of engine and kVa of alternator. | 1. Output of alternator (kVa) 2. Age 3. Voltage 4. Within acoustic box or in generating room. A record must be made when the rpm = 1000 . The number of cylinders to the diesel engine and the kW (M) of the engine should recorded where available. | Class 1 Table 1(b) internal combustion engines and (l )other motors. Class 1 Table 1 (k) shafting Class1 Table 1 (c) Continuous and alternating current. | - | It is assumed that the item forms part of an "average size industrial, commercial or office complex". Where it would be normal to find more than one item. | Normal batteries included in SET. EXTRA 3 or 4 batteries rated at 12 Volts, which will give a high power boost (as starting a car engine) to start the diesel engine. See 206G - Concrete base or strengthened concrete floor. Fuel storage tank. Foundations, settings, tank (fuel). | Given the specifications of the items used for cost reference purposes, such that "packaged" generator sets tend to include sufficient tankage for several hours running, it is assumed that these "enclosed" sets include fuel tanks. Free standing, (that is sets installed inside buildings and so not needing to be inside a bespoke noise attenuated enclosure) require an addition to be made for fuel storage. All costs include for exhaust extraction. | Diesel engine and alternator (SET) Comprising diesel engine, shafting and alternator sitting on a metal support frame (skid). | Photo 1- Acoustic box showing silencer on top and air intake grill to right. Photo 2 - Diesel engine with battery for starting with alternator to left hand side. Photo 3 - Diesel Alternator set in a basement- ( not in acoustic box) | 20024 |  | Each | - | 3 - INDUSTRIAL | David Grace | Colin Brook | 8988.0417 | Option 3 | 11771.1751 | 30.96% | 20241.6523 | 17121.2964 | 90.49% | 45.45% | 17121.2964 | 90.49% | Price Book Data | Nimal Rajapakse | VOA_GPN_GOV_UK\7219047 | 2021-08-05 | Medium | Blue | High | - | - | Updated indices following QA. Changed LF. 22/02/21 - Minor change to ordering of categories for grouping. Wrong Block Number, now corrected. | NA | SPONS E | 1.561 | (BEAMS Note 1) The ERC for this item should be added to the total of the ERC of the other P&M items on the site and the Buildings ERC (where applicable) to enable the correct contract size adjustment to be made. ERC of P&M Items + ERC of Building Component’s = Total ERC (net figure rateable items only) to which contract size adjustment should be applied The 2021 Generic Contractors Test Spreadsheet has this facility built into the programme - it is recommended you undertake all contractors test valuations using this spreadsheet. (Details on the application of contract size adjustments can be found in the RCG 2021 Guidance notes). Where RV is calculated using the comparative method (rental method) the contract size adjustment should be made as follows: Select - SCAT code box "P and M as an addition” within the 2021 Generic Contractors Test Spreadsheet facility. Or Where the spreadsheet is not used take the: Reciprocal of statutory de-capitalisation rate (i.e. 5% reciprocal = 20) multiply by rateable value of the buildings (before any overall end allowances are made and after making a notional deduction for the land value) and add to the ERC of P&M. Use resultant figure to calculate contract size adjustment. (Guidance Notes - Section 6) | Diesel engine and alternator (SET) Comprising diesel engine, shafting and alternator sitting on a metal support frame (skid). | Photo 1- Acoustic box showing silencer on top and air intake grill to right. Photo 2 - Diesel engine with battery for starting with alternator to left hand side. Photo 3 - Diesel Alternator set in a basement- ( not in acoustic box) | 1 | TRUE
1259 | 207D51 | 8367 | 207D51 | Electrics | Diesel Engine - Alternator - Set 1500rpm | In acoustic box - 50Hz 415V alternator | 19.2kw (M) of engine | 20kva alternator | Diesel Generator (SET) Comprising of several Class 1 rateable items, including within List of Accessories 2 (i) - (viii). These SETS can be found in a variety of hereditaments where the electrical supply may fail or needs to be supplemented. In most cases generation will be at 415V although in industrial complexes where greater demand is required 11kV SETS are employed. Each SET is calibrated upon installation and therefore forms one complete unit. Usually generator works at 50 Hz and 3 phase, normal working speed is 1500rpm,where used periodically, however for continuous use often lower speeds of 1100rpm are adopted AUTOMATIC START-UP with Acoustic box or enclosure. | Considered Not Applicable at time of Publication | (BEAMS Note 1) The ERC for this item should be added to the total of the ERC of the other P&M items on the site and the Buildings ERC (where applicable) to enable the correct contract size adjustment to be made. ERC of P&M Items + ERC of Building Component’s = Total ERC (net figure rateable items only) to which contract size adjustment should be applied The 2023 Generic Contractors Test Spreadsheet has this facility built into the programme - it is recommended you undertake all contractors test valuations using this spreadsheet. (Details on the application of contract size adjustments can be found in the RCG 2023 Guidance notes). Where RV is calculated using the comparative method (rental method) the contract size adjustment should be made as follows: Select - SCAT code box ""P and M as an addition” within the 2023 Generic Contractors Test Spreadsheet facility. Or Where the spreadsheet is not used take the: Reciprocal of statutory de-capitalisation rate (i.e. 5% reciprocal = 20) multiply by rateable value of the buildings (before any overall end allowances are made and after making a notional deduction for the land value) and add to the ERC of P&M. Use resultant figure to calculate contract size adjustment. (Guidance Notes - Section 6) | Costs for freestanding units are some 10% to 17% less than those with mains failure control and contained in acoustic box. Costs of boxes reducing acoustic levels whist ensuring adequate cooling, increases due to size of engine and kVa of alternator. | 1. Output of alternator (kVa) 2. Age 3. Voltage 4. Within acoustic box or in generating room. A record must be made when the rpm = 1000 . The number of cylinders to the diesel engine and the kW (M) of the engine should recorded where available. | Class 1 Table 1(b) internal combustion engines and (l )other motors. Class 1 Table 1 (k) shafting Class1 Table 1 (c) Continuous and alternating current. | - | It is assumed that the item forms part of an "average size industrial, commercial or office complex". Where it would be normal to find more than one item. | Normal batteries included in SET. EXTRA 3 or 4 batteries rated at 12 Volts, which will give a high power boost (as starting a car engine) to start the diesel engine. See 206G - Concrete base or strengthened concrete floor. Fuel storage tank. Foundations, settings, tank (fuel). | Given the specifications of the items used for cost reference purposes, such that "packaged" generator sets tend to include sufficient tankage for several hours running, it is assumed that these "enclosed" sets include fuel tanks. Free standing, (that is sets installed inside buildings and so not needing to be inside a bespoke noise attenuated enclosure) require an addition to be made for fuel storage. All costs include for exhaust extraction. | Diesel engine and alternator (SET) Comprising diesel engine, shafting and alternator sitting on a metal support frame (skid). | Photo 1- Acoustic box showing silencer on top and air intake grill to right. Photo 2 - Diesel engine with battery for starting with alternator to left hand side. Photo 3 - Diesel Alternator set in a basement- ( not in acoustic box) | 20024 |  | Each | - | 3 - INDUSTRIAL | David Grace | Colin Brook | 10237.2272 | Option 3 | 13407.1689 | 30.96% | 22147.9508 | 18733.7291 | 83% | 39.73% | 18733.7291 | 83% | Price Book Data | Nimal Rajapakse | VOA_GPN_GOV_UK\7219047 | 2021-08-05 | Medium | Blue | High | - | - | Updated indices following QA. Changed LF. 22/02/21 - Minor change to ordering of categories for grouping. Wrong Block Number, now corrected. | NA | SPONS E | 1.561 | (BEAMS Note 1) The ERC for this item should be added to the total of the ERC of the other P&M items on the site and the Buildings ERC (where applicable) to enable the correct contract size adjustment to be made. ERC of P&M Items + ERC of Building Component’s = Total ERC (net figure rateable items only) to which contract size adjustment should be applied The 2021 Generic Contractors Test Spreadsheet has this facility built into the programme - it is recommended you undertake all contractors test valuations using this spreadsheet. (Details on the application of contract size adjustments can be found in the RCG 2021 Guidance notes). Where RV is calculated using the comparative method (rental method) the contract size adjustment should be made as follows: Select - SCAT code box "P and M as an addition” within the 2021 Generic Contractors Test Spreadsheet facility. Or Where the spreadsheet is not used take the: Reciprocal of statutory de-capitalisation rate (i.e. 5% reciprocal = 20) multiply by rateable value of the buildings (before any overall end allowances are made and after making a notional deduction for the land value) and add to the ERC of P&M. Use resultant figure to calculate contract size adjustment. (Guidance Notes - Section 6) | Diesel engine and alternator (SET) Comprising diesel engine, shafting and alternator sitting on a metal support frame (skid). | Photo 1- Acoustic box showing silencer on top and air intake grill to right. Photo 2 - Diesel engine with battery for starting with alternator to left hand side. Photo 3 - Diesel Alternator set in a basement- ( not in acoustic box) | 1 | TRUE
1266 | 207D52 | 8368 | 207D52 | Electrics | Diesel Engine - Alternator - Set 1500rpm | In acoustic box - 50Hz 415V alternator | 27.7kw (M) of engine | 25kva alternator | Diesel Generator (SET) Comprising of several Class 1 rateable items, including within List of Accessories 2 (i) - (viii). These SETS can be found in a variety of hereditaments where the electrical supply may fail or needs to be supplemented. In most cases generation will be at 415V although in industrial complexes where greater demand is required 11kV SETS are employed. Each SET is calibrated upon installation and therefore forms one complete unit. Usually generator works at 50 Hz and 3 phase, normal working speed is 1500rpm,where used periodically, however for continuous use often lower speeds of 1100rpm are adopted AUTOMATIC START-UP with Acoustic box or enclosure. | Considered Not Applicable at time of Publication | (BEAMS Note 1) The ERC for this item should be added to the total of the ERC of the other P&M items on the site and the Buildings ERC (where applicable) to enable the correct contract size adjustment to be made. ERC of P&M Items + ERC of Building Component’s = Total ERC (net figure rateable items only) to which contract size adjustment should be applied The 2023 Generic Contractors Test Spreadsheet has this facility built into the programme - it is recommended you undertake all contractors test valuations using this spreadsheet. (Details on the application of contract size adjustments can be found in the RCG 2023 Guidance notes). Where RV is calculated using the comparative method (rental method) the contract size adjustment should be made as follows: Select - SCAT code box ""P and M as an addition” within the 2023 Generic Contractors Test Spreadsheet facility. Or Where the spreadsheet is not used take the: Reciprocal of statutory de-capitalisation rate (i.e. 5% reciprocal = 20) multiply by rateable value of the buildings (before any overall end allowances are made and after making a notional deduction for the land value) and add to the ERC of P&M. Use resultant figure to calculate contract size adjustment. (Guidance Notes - Section 6) | Costs for freestanding units are some 10% to 17% less than those with mains failure control and contained in acoustic box. Costs of boxes reducing acoustic levels whist ensuring adequate cooling, increases due to size of engine and kVa of alternator. | 1. Output of alternator (kVa) 2. Age 3. Voltage 4. Within acoustic box or in generating room. A record must be made when the rpm = 1000 . The number of cylinders to the diesel engine and the kW (M) of the engine should recorded where available. | Class 1 Table 1(b) internal combustion engines and (l )other motors. Class 1 Table 1 (k) shafting Class1 Table 1 (c) Continuous and alternating current. | - | It is assumed that the item forms part of an "average size industrial, commercial or office complex". Where it would be normal to find more than one item. | Normal batteries included in SET. EXTRA 3 or 4 batteries rated at 12 Volts, which will give a high power boost (as starting a car engine) to start the diesel engine. See 206G - Concrete base or strengthened concrete floor. Fuel storage tank. Foundations, settings, tank (fuel). | Given the specifications of the items used for cost reference purposes, such that "packaged" generator sets tend to include sufficient tankage for several hours running, it is assumed that these "enclosed" sets include fuel tanks. Free standing, (that is sets installed inside buildings and so not needing to be inside a bespoke noise attenuated enclosure) require an addition to be made for fuel storage. All costs include for exhaust extraction. | Diesel engine and alternator (SET) Comprising diesel engine, shafting and alternator sitting on a metal support frame (skid). | Photo 1- Acoustic box showing silencer on top and air intake grill to right. Photo 2 - Diesel engine with battery for starting with alternator to left hand side. Photo 3 - Diesel Alternator set in a basement- ( not in acoustic box) | 20024 |  | Each | - | 3 - INDUSTRIAL | David Grace | Colin Brook | 10968.4577 | Option 3 | 14364.8239 | 30.96% | 22602.1307 | 19117.8948 | 74.3% | 33.09% | 19117.8948 | 74.3% | Price Book Data | Nimal Rajapakse | VOA_GPN_GOV_UK\7219047 | 2021-08-05 | Medium | Blue | High | - | - | Updated indices following QA. Changed LF. 22/02/21 - Minor change to ordering of categories for grouping. Wrong Block Number, now corrected. | NA | SPONS E | 1.561 | (BEAMS Note 1) The ERC for this item should be added to the total of the ERC of the other P&M items on the site and the Buildings ERC (where applicable) to enable the correct contract size adjustment to be made. ERC of P&M Items + ERC of Building Component’s = Total ERC (net figure rateable items only) to which contract size adjustment should be applied The 2021 Generic Contractors Test Spreadsheet has this facility built into the programme - it is recommended you undertake all contractors test valuations using this spreadsheet. (Details on the application of contract size adjustments can be found in the RCG 2021 Guidance notes). Where RV is calculated using the comparative method (rental method) the contract size adjustment should be made as follows: Select - SCAT code box "P and M as an addition” within the 2021 Generic Contractors Test Spreadsheet facility. Or Where the spreadsheet is not used take the: Reciprocal of statutory de-capitalisation rate (i.e. 5% reciprocal = 20) multiply by rateable value of the buildings (before any overall end allowances are made and after making a notional deduction for the land value) and add to the ERC of P&M. Use resultant figure to calculate contract size adjustment. (Guidance Notes - Section 6) | Diesel engine and alternator (SET) Comprising diesel engine, shafting and alternator sitting on a metal support frame (skid). | Photo 1- Acoustic box showing silencer on top and air intake grill to right. Photo 2 - Diesel engine with battery for starting with alternator to left hand side. Photo 3 - Diesel Alternator set in a basement- ( not in acoustic box) | 1 | TRUE
1276 | 207D53 | 8369 | 207D53 | Electrics | Diesel Engine - Alternator - Set 1500rpm | In acoustic box - 50Hz 415V alternator | 44kw (M) of engine | 35kva alternator | Diesel Generator (SET) Comprising of several Class 1 rateable items, including within List of Accessories 2 (i) - (viii). These SETS can be found in a variety of hereditaments where the electrical supply may fail or needs to be supplemented. In most cases generation will be at 415V although in industrial complexes where greater demand is required 11kV SETS are employed. Each SET is calibrated upon installation and therefore forms one complete unit. Usually generator works at 50 Hz and 3 phase, normal working speed is 1500rpm,where used periodically, however for continuous use often lower speeds of 1100rpm are adopted AUTOMATIC START-UP with Acoustic box or enclosure. | Considered Not Applicable at time of Publication | (BEAMS Note 1) The ERC for this item should be added to the total of the ERC of the other P&M items on the site and the Buildings ERC (where applicable) to enable the correct contract size adjustment to be made. ERC of P&M Items + ERC of Building Component’s = Total ERC (net figure rateable items only) to which contract size adjustment should be applied The 2023 Generic Contractors Test Spreadsheet has this facility built into the programme - it is recommended you undertake all contractors test valuations using this spreadsheet. (Details on the application of contract size adjustments can be found in the RCG 2023 Guidance notes). Where RV is calculated using the comparative method (rental method) the contract size adjustment should be made as follows: Select - SCAT code box ""P and M as an addition” within the 2023 Generic Contractors Test Spreadsheet facility. Or Where the spreadsheet is not used take the: Reciprocal of statutory de-capitalisation rate (i.e. 5% reciprocal = 20) multiply by rateable value of the buildings (before any overall end allowances are made and after making a notional deduction for the land value) and add to the ERC of P&M. Use resultant figure to calculate contract size adjustment. (Guidance Notes - Section 6) | Costs for freestanding units are some 10% to 17% less than those with mains failure control and contained in acoustic box. Costs of boxes reducing acoustic levels whist ensuring adequate cooling, increases due to size of engine and kVa of alternator. | 1. Output of alternator (kVa) 2. Age 3. Voltage 4. Within acoustic box or in generating room. A record must be made when the rpm = 1000 . The number of cylinders to the diesel engine and the kW (M) of the engine should recorded where available. | Class 1 Table 1(b) internal combustion engines and (l )other motors. Class 1 Table 1 (k) shafting Class1 Table 1 (c) Continuous and alternating current. | - | It is assumed that the item forms part of an "average size industrial, commercial or office complex". Where it would be normal to find more than one item. | Normal batteries included in SET. EXTRA 3 or 4 batteries rated at 12 Volts, which will give a high power boost (as starting a car engine) to start the diesel engine. See 206G - Concrete base or strengthened concrete floor. Fuel storage tank. Foundations, settings, tank (fuel). | Given the specifications of the items used for cost reference purposes, such that "packaged" generator sets tend to include sufficient tankage for several hours running, it is assumed that these "enclosed" sets include fuel tanks. Free standing, (that is sets installed inside buildings and so not needing to be inside a bespoke noise attenuated enclosure) require an addition to be made for fuel storage. All costs include for exhaust extraction. | Diesel engine and alternator (SET) Comprising diesel engine, shafting and alternator sitting on a metal support frame (skid). | Photo 1- Acoustic box showing silencer on top and air intake grill to right. Photo 2 - Diesel engine with battery for starting with alternator to left hand side. Photo 3 - Diesel Alternator set in a basement- ( not in acoustic box) | 20024 |  | Each | - | 3 - INDUSTRIAL | David Grace | Colin Brook | 12065.3034 | Option 3 | 15801.3062 | 30.96% | 24508.4292 | 20730.3275 | 71.82% | 31.19% | 20730.3275 | 71.82% | Price Book Data | Nimal Rajapakse | VOA_GPN_GOV_UK\7219047 | 2021-08-05 | Medium | Blue | High | - | - | Updated indices following QA. Changed LF. 22/02/21 - Minor change to ordering of categories for grouping. Wrong Block Number, now corrected. | NA | SPONS E | 1.561 | (BEAMS Note 1) The ERC for this item should be added to the total of the ERC of the other P&M items on the site and the Buildings ERC (where applicable) to enable the correct contract size adjustment to be made. ERC of P&M Items + ERC of Building Component’s = Total ERC (net figure rateable items only) to which contract size adjustment should be applied The 2021 Generic Contractors Test Spreadsheet has this facility built into the programme - it is recommended you undertake all contractors test valuations using this spreadsheet. (Details on the application of contract size adjustments can be found in the RCG 2021 Guidance notes). Where RV is calculated using the comparative method (rental method) the contract size adjustment should be made as follows: Select - SCAT code box "P and M as an addition” within the 2021 Generic Contractors Test Spreadsheet facility. Or Where the spreadsheet is not used take the: Reciprocal of statutory de-capitalisation rate (i.e. 5% reciprocal = 20) multiply by rateable value of the buildings (before any overall end allowances are made and after making a notional deduction for the land value) and add to the ERC of P&M. Use resultant figure to calculate contract size adjustment. (Guidance Notes - Section 6) | Diesel engine and alternator (SET) Comprising diesel engine, shafting and alternator sitting on a metal support frame (skid). | Photo 1- Acoustic box showing silencer on top and air intake grill to right. Photo 2 - Diesel engine with battery for starting with alternator to left hand side. Photo 3 - Diesel Alternator set in a basement- ( not in acoustic box) | 1 | TRUE
1287 | 207D54 | 8370 | 207D54 | Electrics | Diesel Engine - Alternator - Set 1500rpm | In acoustic box - 50Hz 415V alternator | 63.5kw (M) of engine | 50kva alternator | Diesel Generator (SET) Comprising of several Class 1 rateable items, including within List of Accessories 2 (i) - (viii). These SETS can be found in a variety of hereditaments where the electrical supply may fail or needs to be supplemented. In most cases generation will be at 415V although in industrial complexes where greater demand is required 11kV SETS are employed. Each SET is calibrated upon installation and therefore forms one complete unit. Usually generator works at 50 Hz and 3 phase, normal working speed is 1500rpm,where used periodically, however for continuous use often lower speeds of 1100rpm are adopted AUTOMATIC START-UP with Acoustic box or enclosure. | Considered Not Applicable at time of Publication | (BEAMS Note 1) The ERC for this item should be added to the total of the ERC of the other P&M items on the site and the Buildings ERC (where applicable) to enable the correct contract size adjustment to be made. ERC of P&M Items + ERC of Building Component’s = Total ERC (net figure rateable items only) to which contract size adjustment should be applied The 2023 Generic Contractors Test Spreadsheet has this facility built into the programme - it is recommended you undertake all contractors test valuations using this spreadsheet. (Details on the application of contract size adjustments can be found in the RCG 2023 Guidance notes). Where RV is calculated using the comparative method (rental method) the contract size adjustment should be made as follows: Select - SCAT code box ""P and M as an addition” within the 2023 Generic Contractors Test Spreadsheet facility. Or Where the spreadsheet is not used take the: Reciprocal of statutory de-capitalisation rate (i.e. 5% reciprocal = 20) multiply by rateable value of the buildings (before any overall end allowances are made and after making a notional deduction for the land value) and add to the ERC of P&M. Use resultant figure to calculate contract size adjustment. (Guidance Notes - Section 6) | Costs for freestanding units are some 10% to 17% less than those with mains failure control and contained in acoustic box. Costs of boxes reducing acoustic levels whist ensuring adequate cooling, increases due to size of engine and kVa of alternator. | 1. Output of alternator (kVa) 2. Age 3. Voltage 4. Within acoustic box or in generating room. A record must be made when the rpm = 1000 . The number of cylinders to the diesel engine and the kW (M) of the engine should recorded where available. | Class 1 Table 1(b) internal combustion engines and (l )other motors. Class 1 Table 1 (k) shafting Class1 Table 1 (c) Continuous and alternating current. | - | It is assumed that the item forms part of an "average size industrial, commercial or office complex". Where it would be normal to find more than one item. | Normal batteries included in SET. EXTRA 3 or 4 batteries rated at 12 Volts, which will give a high power boost (as starting a car engine) to start the diesel engine. See 206G - Concrete base or strengthened concrete floor. Fuel storage tank. Foundations, settings, tank (fuel). | Given the specifications of the items used for cost reference purposes, such that "packaged" generator sets tend to include sufficient tankage for several hours running, it is assumed that these "enclosed" sets include fuel tanks. Free standing, (that is sets installed inside buildings and so not needing to be inside a bespoke noise attenuated enclosure) require an addition to be made for fuel storage. All costs include for exhaust extraction. | Diesel engine and alternator (SET) Comprising diesel engine, shafting and alternator sitting on a metal support frame (skid). | Photo 1- Acoustic box showing silencer on top and air intake grill to right. Photo 2 - Diesel engine with battery for starting with alternator to left hand side. Photo 3 - Diesel Alternator set in a basement- ( not in acoustic box) | 20024 |  | Each | - | 3 - INDUSTRIAL | David Grace | Colin Brook | 12491.8546 | Option 3 | 16359.9383 | 30.96% | 29410.115 | 24876.393 | 99.14% | 52.06% | 24876.393 | 99.14% | Price Book Data | Nimal Rajapakse | VOA_GPN_GOV_UK\7219047 | 2021-08-05 | Medium | Blue | High | - | - | Updated indices following QA. Changed LF. 22/02/21 - Minor change to ordering of categories for grouping. Wrong Block Number, now corrected. | NA | SPONS E | 1.561 | (BEAMS Note 1) The ERC for this item should be added to the total of the ERC of the other P&M items on the site and the Buildings ERC (where applicable) to enable the correct contract size adjustment to be made. ERC of P&M Items + ERC of Building Component’s = Total ERC (net figure rateable items only) to which contract size adjustment should be applied The 2021 Generic Contractors Test Spreadsheet has this facility built into the programme - it is recommended you undertake all contractors test valuations using this spreadsheet. (Details on the application of contract size adjustments can be found in the RCG 2021 Guidance notes). Where RV is calculated using the comparative method (rental method) the contract size adjustment should be made as follows: Select - SCAT code box "P and M as an addition” within the 2021 Generic Contractors Test Spreadsheet facility. Or Where the spreadsheet is not used take the: Reciprocal of statutory de-capitalisation rate (i.e. 5% reciprocal = 20) multiply by rateable value of the buildings (before any overall end allowances are made and after making a notional deduction for the land value) and add to the ERC of P&M. Use resultant figure to calculate contract size adjustment. (Guidance Notes - Section 6) | Diesel engine and alternator (SET) Comprising diesel engine, shafting and alternator sitting on a metal support frame (skid). | Photo 1- Acoustic box showing silencer on top and air intake grill to right. Photo 2 - Diesel engine with battery for starting with alternator to left hand side. Photo 3 - Diesel Alternator set in a basement- ( not in acoustic box) | 1 | TRUE
1293 | 207D55 | 8371 | 207D55 | Electrics | Diesel Engine - Alternator - Set 1500rpm | In acoustic box - 50Hz 415V alternator | 74kw (M) of engine | 70kva alternator | Diesel Generator (SET) Comprising of several Class 1 rateable items, including within List of Accessories 2 (i) - (viii). These SETS can be found in a variety of hereditaments where the electrical supply may fail or needs to be supplemented. In most cases generation will be at 415V although in industrial complexes where greater demand is required 11kV SETS are employed. Each SET is calibrated upon installation and therefore forms one complete unit. Usually generator works at 50 Hz and 3 phase, normal working speed is 1500rpm,where used periodically, however for continuous use often lower speeds of 1100rpm are adopted AUTOMATIC START-UP with Acoustic box or enclosure. | Considered Not Applicable at time of Publication | (BEAMS Note 1) The ERC for this item should be added to the total of the ERC of the other P&M items on the site and the Buildings ERC (where applicable) to enable the correct contract size adjustment to be made. ERC of P&M Items + ERC of Building Component’s = Total ERC (net figure rateable items only) to which contract size adjustment should be applied The 2023 Generic Contractors Test Spreadsheet has this facility built into the programme - it is recommended you undertake all contractors test valuations using this spreadsheet. (Details on the application of contract size adjustments can be found in the RCG 2023 Guidance notes). Where RV is calculated using the comparative method (rental method) the contract size adjustment should be made as follows: Select - SCAT code box ""P and M as an addition” within the 2023 Generic Contractors Test Spreadsheet facility. Or Where the spreadsheet is not used take the: Reciprocal of statutory de-capitalisation rate (i.e. 5% reciprocal = 20) multiply by rateable value of the buildings (before any overall end allowances are made and after making a notional deduction for the land value) and add to the ERC of P&M. Use resultant figure to calculate contract size adjustment. (Guidance Notes - Section 6) | Costs for freestanding units are some 10% to 17% less than those with mains failure control and contained in acoustic box. Costs of boxes reducing acoustic levels whist ensuring adequate cooling, increases due to size of engine and kVa of alternator. | 1. Output of alternator (kVa) 2. Age 3. Voltage 4. Within acoustic box or in generating room. A record must be made when the rpm = 1000 . The number of cylinders to the diesel engine and the kW (M) of the engine should recorded where available. | Class 1 Table 1(b) internal combustion engines and (l )other motors. Class 1 Table 1 (k) shafting Class1 Table 1 (c) Continuous and alternating current. | - | It is assumed that the item forms part of an "average size industrial, commercial or office complex". Where it would be normal to find more than one item. | Normal batteries included in SET. EXTRA 3 or 4 batteries rated at 12 Volts, which will give a high power boost (as starting a car engine) to start the diesel engine. See 206G - Concrete base or strengthened concrete floor. Fuel storage tank. Foundations, settings, tank (fuel). | Given the specifications of the items used for cost reference purposes, such that "packaged" generator sets tend to include sufficient tankage for several hours running, it is assumed that these "enclosed" sets include fuel tanks. Free standing, (that is sets installed inside buildings and so not needing to be inside a bespoke noise attenuated enclosure) require an addition to be made for fuel storage. All costs include for exhaust extraction. | Diesel engine and alternator (SET) Comprising diesel engine, shafting and alternator sitting on a metal support frame (skid). | Photo 1- Acoustic box showing silencer on top and air intake grill to right. Photo 2 - Diesel engine with battery for starting with alternator to left hand side. Photo 3 - Diesel Alternator set in a basement- ( not in acoustic box) | 20024 |  | Each | - | 3 - INDUSTRIAL | David Grace | Colin Brook | 14441.8026 | Option 3 | 18913.6847 | 30.96% | 33585.7416 | 28408.325 | 96.71% | 50.2% | 28408.325 | 96.71% | Price Book Data | Nimal Rajapakse | VOA_GPN_GOV_UK\7219047 | 2021-08-05 | Medium | Blue | High | - | - | Updated indices following QA. Changed LF. 22/02/21 - Minor change to ordering of categories for grouping. Wrong Block Number, now corrected. | NA | SPONS E | 1.561 | (BEAMS Note 1) The ERC for this item should be added to the total of the ERC of the other P&M items on the site and the Buildings ERC (where applicable) to enable the correct contract size adjustment to be made. ERC of P&M Items + ERC of Building Component’s = Total ERC (net figure rateable items only) to which contract size adjustment should be applied The 2021 Generic Contractors Test Spreadsheet has this facility built into the programme - it is recommended you undertake all contractors test valuations using this spreadsheet. (Details on the application of contract size adjustments can be found in the RCG 2021 Guidance notes). Where RV is calculated using the comparative method (rental method) the contract size adjustment should be made as follows: Select - SCAT code box "P and M as an addition” within the 2021 Generic Contractors Test Spreadsheet facility. Or Where the spreadsheet is not used take the: Reciprocal of statutory de-capitalisation rate (i.e. 5% reciprocal = 20) multiply by rateable value of the buildings (before any overall end allowances are made and after making a notional deduction for the land value) and add to the ERC of P&M. Use resultant figure to calculate contract size adjustment. (Guidance Notes - Section 6) | Diesel engine and alternator (SET) Comprising diesel engine, shafting and alternator sitting on a metal support frame (skid). | Photo 1- Acoustic box showing silencer on top and air intake grill to right. Photo 2 - Diesel engine with battery for starting with alternator to left hand side. Photo 3 - Diesel Alternator set in a basement- ( not in acoustic box) | 1 | TRUE
1300 | 207D56 | 8372 | 207D56 | Electrics | Diesel Engine - Alternator - Set 1500rpm | In acoustic box - 50Hz 415V alternator | 91.5kw (M) of engine | 90kva alternator | Diesel Generator (SET) Comprising of several Class 1 rateable items, including within List of Accessories 2 (i) - (viii). These SETS can be found in a variety of hereditaments where the electrical supply may fail or needs to be supplemented. In most cases generation will be at 415V although in industrial complexes where greater demand is required 11kV SETS are employed. Each SET is calibrated upon installation and therefore forms one complete unit. Usually generator works at 50 Hz and 3 phase, normal working speed is 1500rpm,where used periodically, however for continuous use often lower speeds of 1100rpm are adopted AUTOMATIC START-UP with Acoustic box or enclosure. | Considered Not Applicable at time of Publication | (BEAMS Note 1) The ERC for this item should be added to the total of the ERC of the other P&M items on the site and the Buildings ERC (where applicable) to enable the correct contract size adjustment to be made. ERC of P&M Items + ERC of Building Component’s = Total ERC (net figure rateable items only) to which contract size adjustment should be applied The 2023 Generic Contractors Test Spreadsheet has this facility built into the programme - it is recommended you undertake all contractors test valuations using this spreadsheet. (Details on the application of contract size adjustments can be found in the RCG 2023 Guidance notes). Where RV is calculated using the comparative method (rental method) the contract size adjustment should be made as follows: Select - SCAT code box ""P and M as an addition” within the 2023 Generic Contractors Test Spreadsheet facility. Or Where the spreadsheet is not used take the: Reciprocal of statutory de-capitalisation rate (i.e. 5% reciprocal = 20) multiply by rateable value of the buildings (before any overall end allowances are made and after making a notional deduction for the land value) and add to the ERC of P&M. Use resultant figure to calculate contract size adjustment. (Guidance Notes - Section 6) | Costs for freestanding units are some 10% to 17% less than those with mains failure control and contained in acoustic box. Costs of boxes reducing acoustic levels whist ensuring adequate cooling, increases due to size of engine and kVa of alternator. | 1. Output of alternator (kVa) 2. Age 3. Voltage 4. Within acoustic box or in generating room. A record must be made when the rpm = 1000 . The number of cylinders to the diesel engine and the kW (M) of the engine should recorded where available. | Class 1 Table 1(b) internal combustion engines and (l )other motors. Class 1 Table 1 (k) shafting Class1 Table 1 (c) Continuous and alternating current. | - | It is assumed that the item forms part of an "average size industrial, commercial or office complex". Where it would be normal to find more than one item. | Normal batteries included in SET. EXTRA 3 or 4 batteries rated at 12 Volts, which will give a high power boost (as starting a car engine) to start the diesel engine. See 206G - Concrete base or strengthened concrete floor. Fuel storage tank. Foundations, settings, tank (fuel). | Given the specifications of the items used for cost reference purposes, such that "packaged" generator sets tend to include sufficient tankage for several hours running, it is assumed that these "enclosed" sets include fuel tanks. Free standing, (that is sets installed inside buildings and so not needing to be inside a bespoke noise attenuated enclosure) require an addition to be made for fuel storage. All costs include for exhaust extraction. | Diesel engine and alternator (SET) Comprising diesel engine, shafting and alternator sitting on a metal support frame (skid). | Photo 1- Acoustic box showing silencer on top and air intake grill to right. Photo 2 - Diesel engine with battery for starting with alternator to left hand side. Photo 3 - Diesel Alternator set in a basement- ( not in acoustic box) | 20024 |  | Each | - | 3 - INDUSTRIAL | David Grace | Colin Brook | 15843.3278 | Option 3 | 20749.19 | 30.96% | 44100.053 | 37301.8007 | 135.4% | 79.77% | 37301.8007 | 135.4% | Price Book Data | Nimal Rajapakse | VOA_GPN_GOV_UK\7219047 | 2021-08-05 | Medium | Blue | High | - | - | Updated indices following QA. Changed LF. 22/02/21 - Minor change to ordering of categories for grouping. Wrong Block Number, now corrected. | NA | SPONS E | 1.561 | (BEAMS Note 1) The ERC for this item should be added to the total of the ERC of the other P&M items on the site and the Buildings ERC (where applicable) to enable the correct contract size adjustment to be made. ERC of P&M Items + ERC of Building Component’s = Total ERC (net figure rateable items only) to which contract size adjustment should be applied The 2021 Generic Contractors Test Spreadsheet has this facility built into the programme - it is recommended you undertake all contractors test valuations using this spreadsheet. (Details on the application of contract size adjustments can be found in the RCG 2021 Guidance notes). Where RV is calculated using the comparative method (rental method) the contract size adjustment should be made as follows: Select - SCAT code box "P and M as an addition” within the 2021 Generic Contractors Test Spreadsheet facility. Or Where the spreadsheet is not used take the: Reciprocal of statutory de-capitalisation rate (i.e. 5% reciprocal = 20) multiply by rateable value of the buildings (before any overall end allowances are made and after making a notional deduction for the land value) and add to the ERC of P&M. Use resultant figure to calculate contract size adjustment. (Guidance Notes - Section 6) | Diesel engine and alternator (SET) Comprising diesel engine, shafting and alternator sitting on a metal support frame (skid). | Photo 1- Acoustic box showing silencer on top and air intake grill to right. Photo 2 - Diesel engine with battery for starting with alternator to left hand side. Photo 3 - Diesel Alternator set in a basement- ( not in acoustic box) | 1 | TRUE
1242 | 207D57 | 8373 | 207D57 | Electrics | Diesel Engine - Alternator - Set 1500rpm | In acoustic box - 50Hz 415V alternator | 100kw (M) of engine | 110kva alternator | Diesel Generator (SET) Comprising of several Class 1 rateable items, including within List of Accessories 2 (i) - (viii). These SETS can be found in a variety of hereditaments where the electrical supply may fail or needs to be supplemented. In most cases generation will be at 415V although in industrial complexes where greater demand is required 11kV SETS are employed. Each SET is calibrated upon installation and therefore forms one complete unit. Usually generator works at 50 Hz and 3 phase, normal working speed is 1500rpm,where used periodically, however for continuous use often lower speeds of 1100rpm are adopted AUTOMATIC START-UP with Acoustic box or enclosure. | Considered Not Applicable at time of Publication | (BEAMS Note 1) The ERC for this item should be added to the total of the ERC of the other P&M items on the site and the Buildings ERC (where applicable) to enable the correct contract size adjustment to be made. ERC of P&M Items + ERC of Building Component’s = Total ERC (net figure rateable items only) to which contract size adjustment should be applied The 2023 Generic Contractors Test Spreadsheet has this facility built into the programme - it is recommended you undertake all contractors test valuations using this spreadsheet. (Details on the application of contract size adjustments can be found in the RCG 2023 Guidance notes). Where RV is calculated using the comparative method (rental method) the contract size adjustment should be made as follows: Select - SCAT code box ""P and M as an addition” within the 2023 Generic Contractors Test Spreadsheet facility. Or Where the spreadsheet is not used take the: Reciprocal of statutory de-capitalisation rate (i.e. 5% reciprocal = 20) multiply by rateable value of the buildings (before any overall end allowances are made and after making a notional deduction for the land value) and add to the ERC of P&M. Use resultant figure to calculate contract size adjustment. (Guidance Notes - Section 6) | Costs for freestanding units are some 10% to 17% less than those with mains failure control and contained in acoustic box. Costs of boxes reducing acoustic levels whist ensuring adequate cooling, increases due to size of engine and kVa of alternator. | 1. Output of alternator (kVa) 2. Age 3. Voltage 4. Within acoustic box or in generating room. A record must be made when the rpm = 1000 . The number of cylinders to the diesel engine and the kW (M) of the engine should recorded where available. | Class 1 Table 1(b) internal combustion engines and (l )other motors. Class 1 Table 1 (k) shafting Class1 Table 1 (c) Continuous and alternating current. | - | It is assumed that the item forms part of an "average size industrial, commercial or office complex". Where it would be normal to find more than one item. | Normal batteries included in SET. EXTRA 3 or 4 batteries rated at 12 Volts, which will give a high power boost (as starting a car engine) to start the diesel engine. See 206G - Concrete base or strengthened concrete floor. Fuel storage tank. Foundations, settings, tank (fuel). | Given the specifications of the items used for cost reference purposes, such that "packaged" generator sets tend to include sufficient tankage for several hours running, it is assumed that these "enclosed" sets include fuel tanks. Free standing, (that is sets installed inside buildings and so not needing to be inside a bespoke noise attenuated enclosure) require an addition to be made for fuel storage. All costs include for exhaust extraction. | Diesel engine and alternator (SET) Comprising diesel engine, shafting and alternator sitting on a metal support frame (skid). | Photo 1- Acoustic box showing silencer on top and air intake grill to right. Photo 2 - Diesel engine with battery for starting with alternator to left hand side. Photo 3 - Diesel Alternator set in a basement- ( not in acoustic box) | 20025 |  | Each | - | 3 - INDUSTRIAL | David Grace | Colin Brook | 17062.0453 | Option 3 | 22345.2815 | 30.96% | 44098.9692 | 37300.884 | 118.6% | 66.93% | 37300.884 | 118.6% | Price Book Data | Nimal Rajapakse | VOA_GPN_GOV_UK\7219047 | 2021-08-05 | Medium | Blue | High | - | - | Updated indices following QA. Changed LF. 22/02/21 - Minor change to ordering of categories for grouping. Wrong Block Number, now corrected. | NA | SPONS E | 1.561 | (BEAMS Note 1) The ERC for this item should be added to the total of the ERC of the other P&M items on the site and the Buildings ERC (where applicable) to enable the correct contract size adjustment to be made. ERC of P&M Items + ERC of Building Component’s = Total ERC (net figure rateable items only) to which contract size adjustment should be applied The 2021 Generic Contractors Test Spreadsheet has this facility built into the programme - it is recommended you undertake all contractors test valuations using this spreadsheet. (Details on the application of contract size adjustments can be found in the RCG 2021 Guidance notes). Where RV is calculated using the comparative method (rental method) the contract size adjustment should be made as follows: Select - SCAT code box "P and M as an addition” within the 2021 Generic Contractors Test Spreadsheet facility. Or Where the spreadsheet is not used take the: Reciprocal of statutory de-capitalisation rate (i.e. 5% reciprocal = 20) multiply by rateable value of the buildings (before any overall end allowances are made and after making a notional deduction for the land value) and add to the ERC of P&M. Use resultant figure to calculate contract size adjustment. (Guidance Notes - Section 6) | Diesel engine and alternator (SET) Comprising diesel engine, shafting and alternator sitting on a metal support frame (skid). | Photo 1- Acoustic box showing silencer on top and air intake grill to right. Photo 2 - Diesel engine with battery for starting with alternator to left hand side. Photo 3 - Diesel Alternator set in a basement- ( not in acoustic box) | 1 | TRUE
1255 | 207D58 | 8374 | 207D58 | Electrics | Diesel Engine - Alternator - Set 1500rpm | In acoustic box - 50Hz 415V alternator | 145kw (M) of engine | 165kva alternator | Diesel Generator (SET) Comprising of several Class 1 rateable items, including within List of Accessories 2 (i) - (viii). These SETS can be found in a variety of hereditaments where the electrical supply may fail or needs to be supplemented. In most cases generation will be at 415V although in industrial complexes where greater demand is required 11kV SETS are employed. Each SET is calibrated upon installation and therefore forms one complete unit. Usually generator works at 50 Hz and 3 phase, normal working speed is 1500rpm,where used periodically, however for continuous use often lower speeds of 1100rpm are adopted AUTOMATIC START-UP with Acoustic box or enclosure. | Considered Not Applicable at time of Publication | (BEAMS Note 1) The ERC for this item should be added to the total of the ERC of the other P&M items on the site and the Buildings ERC (where applicable) to enable the correct contract size adjustment to be made. ERC of P&M Items + ERC of Building Component’s = Total ERC (net figure rateable items only) to which contract size adjustment should be applied The 2023 Generic Contractors Test Spreadsheet has this facility built into the programme - it is recommended you undertake all contractors test valuations using this spreadsheet. (Details on the application of contract size adjustments can be found in the RCG 2023 Guidance notes). Where RV is calculated using the comparative method (rental method) the contract size adjustment should be made as follows: Select - SCAT code box ""P and M as an addition” within the 2023 Generic Contractors Test Spreadsheet facility. Or Where the spreadsheet is not used take the: Reciprocal of statutory de-capitalisation rate (i.e. 5% reciprocal = 20) multiply by rateable value of the buildings (before any overall end allowances are made and after making a notional deduction for the land value) and add to the ERC of P&M. Use resultant figure to calculate contract size adjustment. (Guidance Notes - Section 6) | Costs for freestanding units are some 10% to 17% less than those with mains failure control and contained in acoustic box. Costs of boxes reducing acoustic levels whist ensuring adequate cooling, increases due to size of engine and kVa of alternator. | 1. Output of alternator (kVa) 2. Age 3. Voltage 4. Within acoustic box or in generating room. A record must be made when the rpm = 1000 . The number of cylinders to the diesel engine and the kW (M) of the engine should recorded where available. | Class 1 Table 1(b) internal combustion engines and (l )other motors. Class 1 Table 1 (k) shafting Class1 Table 1 (c) Continuous and alternating current. | - | It is assumed that the item forms part of an "average size industrial, commercial or office complex". Where it would be normal to find more than one item. | Normal batteries included in SET. EXTRA 3 or 4 batteries rated at 12 Volts, which will give a high power boost (as starting a car engine) to start the diesel engine. See 206G - Concrete base or strengthened concrete floor. Fuel storage tank. Foundations, settings, tank (fuel). | Given the specifications of the items used for cost reference purposes, such that "packaged" generator sets tend to include sufficient tankage for several hours running, it is assumed that these "enclosed" sets include fuel tanks. Free standing, (that is sets installed inside buildings and so not needing to be inside a bespoke noise attenuated enclosure) require an addition to be made for fuel storage. All costs include for exhaust extraction. | Diesel engine and alternator (SET) Comprising diesel engine, shafting and alternator sitting on a metal support frame (skid). | Photo 1- Acoustic box showing silencer on top and air intake grill to right. Photo 2 - Diesel engine with battery for starting with alternator to left hand side. Photo 3 - Diesel Alternator set in a basement- ( not in acoustic box) | 20024 |  | Each | - | 3 - INDUSTRIAL | David Grace | Colin Brook | 24252.4786 | Option 3 | 31762.2216 | 30.96% | 52539.8553 | 44440.5636 | 83.24% | 39.92% | 44440.5636 | 83.24% | Price Book Data | Nimal Rajapakse | VOA_GPN_GOV_UK\7219047 | 2021-08-05 | Medium | Blue | High | - | - | Updated indices following QA. Changed LF. 22/02/21 - Minor change to ordering of categories for grouping. Wrong Block Number, now corrected. | NA | SPONS E | 1.561 | (BEAMS Note 1) The ERC for this item should be added to the total of the ERC of the other P&M items on the site and the Buildings ERC (where applicable) to enable the correct contract size adjustment to be made. ERC of P&M Items + ERC of Building Component’s = Total ERC (net figure rateable items only) to which contract size adjustment should be applied The 2021 Generic Contractors Test Spreadsheet has this facility built into the programme - it is recommended you undertake all contractors test valuations using this spreadsheet. (Details on the application of contract size adjustments can be found in the RCG 2021 Guidance notes). Where RV is calculated using the comparative method (rental method) the contract size adjustment should be made as follows: Select - SCAT code box "P and M as an addition” within the 2021 Generic Contractors Test Spreadsheet facility. Or Where the spreadsheet is not used take the: Reciprocal of statutory de-capitalisation rate (i.e. 5% reciprocal = 20) multiply by rateable value of the buildings (before any overall end allowances are made and after making a notional deduction for the land value) and add to the ERC of P&M. Use resultant figure to calculate contract size adjustment. (Guidance Notes - Section 6) | Diesel engine and alternator (SET) Comprising diesel engine, shafting and alternator sitting on a metal support frame (skid). | Photo 1- Acoustic box showing silencer on top and air intake grill to right. Photo 2 - Diesel engine with battery for starting with alternator to left hand side. Photo 3 - Diesel Alternator set in a basement- ( not in acoustic box) | 1 | TRUE
1262 | 207D59 | 8375 | 207D59 | Electrics | Diesel Engine - Alternator - Set 1500rpm | In acoustic box - 50Hz 415V alternator | 199kw (M) of engine | 200kva alternator | Diesel Generator (SET) Comprising of several Class 1 rateable items, including within List of Accessories 2 (i) - (viii). These SETS can be found in a variety of hereditaments where the electrical supply may fail or needs to be supplemented. In most cases generation will be at 415V although in industrial complexes where greater demand is required 11kV SETS are employed. Each SET is calibrated upon installation and therefore forms one complete unit. Usually generator works at 50 Hz and 3 phase, normal working speed is 1500rpm,where used periodically, however for continuous use often lower speeds of 1100rpm are adopted AUTOMATIC START-UP with Acoustic box or enclosure. | Considered Not Applicable at time of Publication | (BEAMS Note 1) The ERC for this item should be added to the total of the ERC of the other P&M items on the site and the Buildings ERC (where applicable) to enable the correct contract size adjustment to be made. ERC of P&M Items + ERC of Building Component’s = Total ERC (net figure rateable items only) to which contract size adjustment should be applied The 2023 Generic Contractors Test Spreadsheet has this facility built into the programme - it is recommended you undertake all contractors test valuations using this spreadsheet. (Details on the application of contract size adjustments can be found in the RCG 2023 Guidance notes). Where RV is calculated using the comparative method (rental method) the contract size adjustment should be made as follows: Select - SCAT code box ""P and M as an addition” within the 2023 Generic Contractors Test Spreadsheet facility. Or Where the spreadsheet is not used take the: Reciprocal of statutory de-capitalisation rate (i.e. 5% reciprocal = 20) multiply by rateable value of the buildings (before any overall end allowances are made and after making a notional deduction for the land value) and add to the ERC of P&M. Use resultant figure to calculate contract size adjustment. (Guidance Notes - Section 6) | Costs for freestanding units are some 10% to 17% less than those with mains failure control and contained in acoustic box. Costs of boxes reducing acoustic levels whist ensuring adequate cooling, increases due to size of engine and kVa of alternator. | 1. Output of alternator (kVa) 2. Age 3. Voltage 4. Within acoustic box or in generating room. A record must be made when the rpm = 1000 . The number of cylinders to the diesel engine and the kW (M) of the engine should recorded where available. | Class 1 Table 1(b) internal combustion engines and (l )other motors. Class 1 Table 1 (k) shafting Class1 Table 1 (c) Continuous and alternating current. | - | It is assumed that the item forms part of an "average size industrial, commercial or office complex". Where it would be normal to find more than one item. | Normal batteries included in SET. EXTRA 3 or 4 batteries rated at 12 Volts, which will give a high power boost (as starting a car engine) to start the diesel engine. See 206G - Concrete base or strengthened concrete floor. Fuel storage tank. Foundations, settings, tank (fuel). | Given the specifications of the items used for cost reference purposes, such that "packaged" generator sets tend to include sufficient tankage for several hours running, it is assumed that these "enclosed" sets include fuel tanks. Free standing, (that is sets installed inside buildings and so not needing to be inside a bespoke noise attenuated enclosure) require an addition to be made for fuel storage. All costs include for exhaust extraction. | Diesel engine and alternator (SET) Comprising diesel engine, shafting and alternator sitting on a metal support frame (skid). | Photo 1- Acoustic box showing silencer on top and air intake grill to right. Photo 2 - Diesel engine with battery for starting with alternator to left hand side. Photo 3 - Diesel Alternator set in a basement- ( not in acoustic box) | 20024 |  | Each | - | 3 - INDUSTRIAL | David Grace | Colin Brook | 31077.2967 | Option 3 | 40700.3343 | 30.96% | 56277.451 | 47601.9895 | 53.17% | 16.96% | 47601.9895 | 53.17% | Price Book Data | Nimal Rajapakse | VOA_GPN_GOV_UK\7219047 | 2021-08-05 | Medium | Blue | High | - | - | Updated indices following QA. Changed LF. 22/02/21 - Minor change to ordering of categories for grouping. Wrong Block Number, now corrected. | NA | SPONS E | 1.561 | (BEAMS Note 1) The ERC for this item should be added to the total of the ERC of the other P&M items on the site and the Buildings ERC (where applicable) to enable the correct contract size adjustment to be made. ERC of P&M Items + ERC of Building Component’s = Total ERC (net figure rateable items only) to which contract size adjustment should be applied The 2021 Generic Contractors Test Spreadsheet has this facility built into the programme - it is recommended you undertake all contractors test valuations using this spreadsheet. (Details on the application of contract size adjustments can be found in the RCG 2021 Guidance notes). Where RV is calculated using the comparative method (rental method) the contract size adjustment should be made as follows: Select - SCAT code box "P and M as an addition” within the 2021 Generic Contractors Test Spreadsheet facility. Or Where the spreadsheet is not used take the: Reciprocal of statutory de-capitalisation rate (i.e. 5% reciprocal = 20) multiply by rateable value of the buildings (before any overall end allowances are made and after making a notional deduction for the land value) and add to the ERC of P&M. Use resultant figure to calculate contract size adjustment. (Guidance Notes - Section 6) | Diesel engine and alternator (SET) Comprising diesel engine, shafting and alternator sitting on a metal support frame (skid). | Photo 1- Acoustic box showing silencer on top and air intake grill to right. Photo 2 - Diesel engine with battery for starting with alternator to left hand side. Photo 3 - Diesel Alternator set in a basement- ( not in acoustic box) | 1 | TRUE
1263 | 207D60 | 8376 | 207D60 | Electrics | Diesel Engine - Alternator - Set 1500rpm | In acoustic box - 50Hz 415V alternator | 217kw (M) of engine | 226kva alternator | Diesel Generator (SET) Comprising of several Class 1 rateable items, including within List of Accessories 2 (i) - (viii). These SETS can be found in a variety of hereditaments where the electrical supply may fail or needs to be supplemented. In most cases generation will be at 415V although in industrial complexes where greater demand is required 11kV SETS are employed. Each SET is calibrated upon installation and therefore forms one complete unit. Usually generator works at 50 Hz and 3 phase, normal working speed is 1500rpm,where used periodically, however for continuous use often lower speeds of 1100rpm are adopted AUTOMATIC START-UP with Acoustic box or enclosure. | Considered Not Applicable at time of Publication | (BEAMS Note 1) The ERC for this item should be added to the total of the ERC of the other P&M items on the site and the Buildings ERC (where applicable) to enable the correct contract size adjustment to be made. ERC of P&M Items + ERC of Building Component’s = Total ERC (net figure rateable items only) to which contract size adjustment should be applied The 2023 Generic Contractors Test Spreadsheet has this facility built into the programme - it is recommended you undertake all contractors test valuations using this spreadsheet. (Details on the application of contract size adjustments can be found in the RCG 2023 Guidance notes). Where RV is calculated using the comparative method (rental method) the contract size adjustment should be made as follows: Select - SCAT code box ""P and M as an addition” within the 2023 Generic Contractors Test Spreadsheet facility. Or Where the spreadsheet is not used take the: Reciprocal of statutory de-capitalisation rate (i.e. 5% reciprocal = 20) multiply by rateable value of the buildings (before any overall end allowances are made and after making a notional deduction for the land value) and add to the ERC of P&M. Use resultant figure to calculate contract size adjustment. (Guidance Notes - Section 6) | Costs for freestanding units are some 10% to 17% less than those with mains failure control and contained in acoustic box. Costs of boxes reducing acoustic levels whist ensuring adequate cooling, increases due to size of engine and kVa of alternator. | 1. Output of alternator (kVa) 2. Age 3. Voltage 4. Within acoustic box or in generating room. A record must be made when the rpm = 1000 . The number of cylinders to the diesel engine and the kW (M) of the engine should recorded where available. | Class 1 Table 1(b) internal combustion engines and (l )other motors. Class 1 Table 1 (k) shafting Class1 Table 1 (c) Continuous and alternating current. | - | It is assumed that the item forms part of an "average size industrial, commercial or office complex". Where it would be normal to find more than one item. | Normal batteries included in SET. EXTRA 3 or 4 batteries rated at 12 Volts, which will give a high power boost (as starting a car engine) to start the diesel engine. See 206G - Concrete base or strengthened concrete floor. Fuel storage tank. Foundations, settings, tank (fuel). | Given the specifications of the items used for cost reference purposes, such that "packaged" generator sets tend to include sufficient tankage for several hours running, it is assumed that these "enclosed" sets include fuel tanks. Free standing, (that is sets installed inside buildings and so not needing to be inside a bespoke noise attenuated enclosure) require an addition to be made for fuel storage. All costs include for exhaust extraction. | Diesel engine and alternator (SET) Comprising diesel engine, shafting and alternator sitting on a metal support frame (skid). | Photo 1- Acoustic box showing silencer on top and air intake grill to right. Photo 2 - Diesel engine with battery for starting with alternator to left hand side. Photo 3 - Diesel Alternator set in a basement- ( not in acoustic box) | 20024 |  | Each | - | 3 - INDUSTRIAL | David Grace | Colin Brook | 28457.0541 | Option 3 | 37268.7374 | 30.96% | 58366.0501 | 49368.6202 | 73.48% | 32.47% | 49368.6202 | 73.48% | Price Book Data | Nimal Rajapakse | VOA_GPN_GOV_UK\7219047 | 2021-08-05 | Medium | Blue | High | - | - | Updated indices following QA. Changed LF. 22/02/21 - Minor change to ordering of categories for grouping. Wrong Block Number, now corrected. | NA | SPONS E | 1.561 | (BEAMS Note 1) The ERC for this item should be added to the total of the ERC of the other P&M items on the site and the Buildings ERC (where applicable) to enable the correct contract size adjustment to be made. ERC of P&M Items + ERC of Building Component’s = Total ERC (net figure rateable items only) to which contract size adjustment should be applied The 2021 Generic Contractors Test Spreadsheet has this facility built into the programme - it is recommended you undertake all contractors test valuations using this spreadsheet. (Details on the application of contract size adjustments can be found in the RCG 2021 Guidance notes). Where RV is calculated using the comparative method (rental method) the contract size adjustment should be made as follows: Select - SCAT code box "P and M as an addition” within the 2021 Generic Contractors Test Spreadsheet facility. Or Where the spreadsheet is not used take the: Reciprocal of statutory de-capitalisation rate (i.e. 5% reciprocal = 20) multiply by rateable value of the buildings (before any overall end allowances are made and after making a notional deduction for the land value) and add to the ERC of P&M. Use resultant figure to calculate contract size adjustment. (Guidance Notes - Section 6) | Diesel engine and alternator (SET) Comprising diesel engine, shafting and alternator sitting on a metal support frame (skid). | Photo 1- Acoustic box showing silencer on top and air intake grill to right. Photo 2 - Diesel engine with battery for starting with alternator to left hand side. Photo 3 - Diesel Alternator set in a basement- ( not in acoustic box) | 1 | TRUE
1267 | 207D61 | 8377 | 207D61 | Electrics | Diesel Engine - Alternator - Set 1500rpm | In acoustic box - 50Hz 415V alternator | 304kw (M) of engine | 275kva alternator | Diesel Generator (SET) Comprising of several Class 1 rateable items, including within List of Accessories 2 (i) - (viii). These SETS can be found in a variety of hereditaments where the electrical supply may fail or needs to be supplemented. In most cases generation will be at 415V although in industrial complexes where greater demand is required 11kV SETS are employed. Each SET is calibrated upon installation and therefore forms one complete unit. Usually generator works at 50 Hz and 3 phase, normal working speed is 1500rpm,where used periodically, however for continuous use often lower speeds of 1100rpm are adopted AUTOMATIC START-UP with Acoustic box or enclosure. | Considered Not Applicable at time of Publication | (BEAMS Note 1) The ERC for this item should be added to the total of the ERC of the other P&M items on the site and the Buildings ERC (where applicable) to enable the correct contract size adjustment to be made. ERC of P&M Items + ERC of Building Component’s = Total ERC (net figure rateable items only) to which contract size adjustment should be applied The 2023 Generic Contractors Test Spreadsheet has this facility built into the programme - it is recommended you undertake all contractors test valuations using this spreadsheet. (Details on the application of contract size adjustments can be found in the RCG 2023 Guidance notes). Where RV is calculated using the comparative method (rental method) the contract size adjustment should be made as follows: Select - SCAT code box ""P and M as an addition” within the 2023 Generic Contractors Test Spreadsheet facility. Or Where the spreadsheet is not used take the: Reciprocal of statutory de-capitalisation rate (i.e. 5% reciprocal = 20) multiply by rateable value of the buildings (before any overall end allowances are made and after making a notional deduction for the land value) and add to the ERC of P&M. Use resultant figure to calculate contract size adjustment. (Guidance Notes - Section 6) | Costs for freestanding units are some 10% to 17% less than those with mains failure control and contained in acoustic box. Costs of boxes reducing acoustic levels whist ensuring adequate cooling, increases due to size of engine and kVa of alternator. | 1. Output of alternator (kVa) 2. Age 3. Voltage 4. Within acoustic box or in generating room. A record must be made when the rpm = 1000 . The number of cylinders to the diesel engine and the kW (M) of the engine should recorded where available. | Class 1 Table 1(b) internal combustion engines and (l )other motors. Class 1 Table 1 (k) shafting Class1 Table 1 (c) Continuous and alternating current. | - | It is assumed that the item forms part of an "average size industrial, commercial or office complex". Where it would be normal to find more than one item. | Normal batteries included in SET. EXTRA 3 or 4 batteries rated at 12 Volts, which will give a high power boost (as starting a car engine) to start the diesel engine. See 206G - Concrete base or strengthened concrete floor. Fuel storage tank. Foundations, settings, tank (fuel). | Given the specifications of the items used for cost reference purposes, such that "packaged" generator sets tend to include sufficient tankage for several hours running, it is assumed that these "enclosed" sets include fuel tanks. Free standing, (that is sets installed inside buildings and so not needing to be inside a bespoke noise attenuated enclosure) require an addition to be made for fuel storage. All costs include for exhaust extraction. | Diesel engine and alternator (SET) Comprising diesel engine, shafting and alternator sitting on a metal support frame (skid). | Photo 1- Acoustic box showing silencer on top and air intake grill to right. Photo 2 - Diesel engine with battery for starting with alternator to left hand side. Photo 3 - Diesel Alternator set in a basement- ( not in acoustic box) | 20024 |  | Each | - | 3 - INDUSTRIAL | David Grace | Colin Brook | 30224.1945 | Option 3 | 39583.0702 | 30.96% | 69893.4196 | 59118.9858 | 95.6% | 49.35% | 59118.9858 | 95.6% | Price Book Data | Nimal Rajapakse | VOA_GPN_GOV_UK\7219047 | 2021-08-05 | Medium | Blue | High | - | - | Updated indices following QA. Changed LF. | NA | SPONS E | 1.561 | (BEAMS Note 1) The ERC for this item should be added to the total of the ERC of the other P&M items on the site and the Buildings ERC (where applicable) to enable the correct contract size adjustment to be made. ERC of P&M Items + ERC of Building Component’s = Total ERC (net figure rateable items only) to which contract size adjustment should be applied The 2021 Generic Contractors Test Spreadsheet has this facility built into the programme - it is recommended you undertake all contractors test valuations using this spreadsheet. (Details on the application of contract size adjustments can be found in the RCG 2021 Guidance notes). Where RV is calculated using the comparative method (rental method) the contract size adjustment should be made as follows: Select - SCAT code box "P and M as an addition” within the 2021 Generic Contractors Test Spreadsheet facility. Or Where the spreadsheet is not used take the: Reciprocal of statutory de-capitalisation rate (i.e. 5% reciprocal = 20) multiply by rateable value of the buildings (before any overall end allowances are made and after making a notional deduction for the land value) and add to the ERC of P&M. Use resultant figure to calculate contract size adjustment. (Guidance Notes - Section 6) | Diesel engine and alternator (SET) Comprising diesel engine, shafting and alternator sitting on a metal support frame (skid). | Photo 1- Acoustic box showing silencer on top and air intake grill to right. Photo 2 - Diesel engine with battery for starting with alternator to left hand side. Photo 3 - Diesel Alternator set in a basement- ( not in acoustic box) | 1 | TRUE
1270 | 207D62 | 8378 | 207D62 | Electrics | Diesel Engine - Alternator - Set 1500rpm | In acoustic box - 50Hz 415V alternator | 387kw (M) of engine | 396kva alternator | Diesel Generator (SET) Comprising of several Class 1 rateable items, including within List of Accessories 2 (i) - (viii). These SETS can be found in a variety of hereditaments where the electrical supply may fail or needs to be supplemented. In most cases generation will be at 415V although in industrial complexes where greater demand is required 11kV SETS are employed. Each SET is calibrated upon installation and therefore forms one complete unit. Usually generator works at 50 Hz and 3 phase, normal working speed is 1500rpm,where used periodically, however for continuous use often lower speeds of 1100rpm are adopted AUTOMATIC START-UP with Acoustic box or enclosure. | Considered Not Applicable at time of Publication | (BEAMS Note 1) The ERC for this item should be added to the total of the ERC of the other P&M items on the site and the Buildings ERC (where applicable) to enable the correct contract size adjustment to be made. ERC of P&M Items + ERC of Building Component’s = Total ERC (net figure rateable items only) to which contract size adjustment should be applied The 2023 Generic Contractors Test Spreadsheet has this facility built into the programme - it is recommended you undertake all contractors test valuations using this spreadsheet. (Details on the application of contract size adjustments can be found in the RCG 2023 Guidance notes). Where RV is calculated using the comparative method (rental method) the contract size adjustment should be made as follows: Select - SCAT code box ""P and M as an addition” within the 2023 Generic Contractors Test Spreadsheet facility. Or Where the spreadsheet is not used take the: Reciprocal of statutory de-capitalisation rate (i.e. 5% reciprocal = 20) multiply by rateable value of the buildings (before any overall end allowances are made and after making a notional deduction for the land value) and add to the ERC of P&M. Use resultant figure to calculate contract size adjustment. (Guidance Notes - Section 6) | Costs for freestanding units are some 10% to 17% less than those with mains failure control and contained in acoustic box. Costs of boxes reducing acoustic levels whist ensuring adequate cooling, increases due to size of engine and kVa of alternator. | 1. Output of alternator (kVa) 2. Age 3. Voltage 4. Within acoustic box or in generating room. A record must be made when the rpm = 1000 . The number of cylinders to the diesel engine and the kW (M) of the engine should recorded where available. | Class 1 Table 1(b) internal combustion engines and (l )other motors. Class 1 Table 1 (k) shafting Class1 Table 1 (c) Continuous and alternating current. | - | It is assumed that the item forms part of an "average size industrial, commercial or office complex". Where it would be normal to find more than one item. | Normal batteries included in SET. EXTRA 3 or 4 batteries rated at 12 Volts, which will give a high power boost (as starting a car engine) to start the diesel engine. See 206G - Concrete base or strengthened concrete floor. Fuel storage tank. Foundations, settings, tank (fuel). | Given the specifications of the items used for cost reference purposes, such that "packaged" generator sets tend to include sufficient tankage for several hours running, it is assumed that these "enclosed" sets include fuel tanks. Free standing, (that is sets installed inside buildings and so not needing to be inside a bespoke noise attenuated enclosure) require an addition to be made for fuel storage. All costs include for exhaust extraction. | Diesel engine and alternator (SET) Comprising diesel engine, shafting and alternator sitting on a metal support frame (skid). | Photo 1- Acoustic box showing silencer on top and air intake grill to right. Photo 2 - Diesel engine with battery for starting with alternator to left hand side. Photo 3 - Diesel Alternator set in a basement- ( not in acoustic box) | 20024 |  | Each | - | 3 - INDUSTRIAL | David Grace | Colin Brook | 41680.1392 | Option 3 | 54586.3306 | 30.96% | 90771.5524 | 76778.646 | 84.21% | 40.66% | 76778.646 | 84.21% | Price Book Data | Nimal Rajapakse | VOA_GPN_GOV_UK\7219047 | 2021-08-05 | Medium | Blue | High | - | - | Updated indices following QA. Changed LF. 22/02/21 - Minor change to ordering of categories for grouping. Wrong Block Number, now corrected. | NA | SPONS E | 1.561 | (BEAMS Note 1) The ERC for this item should be added to the total of the ERC of the other P&M items on the site and the Buildings ERC (where applicable) to enable the correct contract size adjustment to be made. ERC of P&M Items + ERC of Building Component’s = Total ERC (net figure rateable items only) to which contract size adjustment should be applied The 2021 Generic Contractors Test Spreadsheet has this facility built into the programme - it is recommended you undertake all contractors test valuations using this spreadsheet. (Details on the application of contract size adjustments can be found in the RCG 2021 Guidance notes). Where RV is calculated using the comparative method (rental method) the contract size adjustment should be made as follows: Select - SCAT code box "P and M as an addition” within the 2021 Generic Contractors Test Spreadsheet facility. Or Where the spreadsheet is not used take the: Reciprocal of statutory de-capitalisation rate (i.e. 5% reciprocal = 20) multiply by rateable value of the buildings (before any overall end allowances are made and after making a notional deduction for the land value) and add to the ERC of P&M. Use resultant figure to calculate contract size adjustment. (Guidance Notes - Section 6) | Diesel engine and alternator (SET) Comprising diesel engine, shafting and alternator sitting on a metal support frame (skid). | Photo 1- Acoustic box showing silencer on top and air intake grill to right. Photo 2 - Diesel engine with battery for starting with alternator to left hand side. Photo 3 - Diesel Alternator set in a basement- ( not in acoustic box) | 1 | TRUE
1277 | 207D63 | 8379 | 207D63 | Electrics | Diesel Engine - Alternator - Set 1500rpm | In acoustic box - 50Hz 415V alternator | 471kw (M) of engine | 500kva alternator | Diesel Generator (SET) Comprising of several Class 1 rateable items, including within List of Accessories 2 (i) - (viii). These SETS can be found in a variety of hereditaments where the electrical supply may fail or needs to be supplemented. In most cases generation will be at 415V although in industrial complexes where greater demand is required 11kV SETS are employed. Each SET is calibrated upon installation and therefore forms one complete unit. Usually generator works at 50 Hz and 3 phase, normal working speed is 1500rpm,where used periodically, however for continuous use often lower speeds of 1100rpm are adopted AUTOMATIC START-UP with Acoustic box or enclosure. | Considered Not Applicable at time of Publication | (BEAMS Note 1) The ERC for this item should be added to the total of the ERC of the other P&M items on the site and the Buildings ERC (where applicable) to enable the correct contract size adjustment to be made. ERC of P&M Items + ERC of Building Component’s = Total ERC (net figure rateable items only) to which contract size adjustment should be applied The 2023 Generic Contractors Test Spreadsheet has this facility built into the programme - it is recommended you undertake all contractors test valuations using this spreadsheet. (Details on the application of contract size adjustments can be found in the RCG 2023 Guidance notes). Where RV is calculated using the comparative method (rental method) the contract size adjustment should be made as follows: Select - SCAT code box ""P and M as an addition” within the 2023 Generic Contractors Test Spreadsheet facility. Or Where the spreadsheet is not used take the: Reciprocal of statutory de-capitalisation rate (i.e. 5% reciprocal = 20) multiply by rateable value of the buildings (before any overall end allowances are made and after making a notional deduction for the land value) and add to the ERC of P&M. Use resultant figure to calculate contract size adjustment. (Guidance Notes - Section 6) | Costs for freestanding units are some 10% to 17% less than those with mains failure control and contained in acoustic box. Costs of boxes reducing acoustic levels whist ensuring adequate cooling, increases due to size of engine and kVa of alternator. | 1. Output of alternator (kVa) 2. Age 3. Voltage 4. Within acoustic box or in generating room. A record must be made when the rpm = 1000 . The number of cylinders to the diesel engine and the kW (M) of the engine should recorded where available. | Class 1 Table 1(b) internal combustion engines and (l )other motors. Class 1 Table 1 (k) shafting Class1 Table 1 (c) Continuous and alternating current. | - | It is assumed that the item forms part of an "average size industrial, commercial or office complex". Where it would be normal to find more than one item. | Normal batteries included in SET. EXTRA 3 or 4 batteries rated at 12 Volts, which will give a high power boost (as starting a car engine) to start the diesel engine. See 206G - Concrete base or strengthened concrete floor. Fuel storage tank. Foundations, settings, tank (fuel). | Given the specifications of the items used for cost reference purposes, such that "packaged" generator sets tend to include sufficient tankage for several hours running, it is assumed that these "enclosed" sets include fuel tanks. Free standing, (that is sets installed inside buildings and so not needing to be inside a bespoke noise attenuated enclosure) require an addition to be made for fuel storage. All costs include for exhaust extraction. | Diesel engine and alternator (SET) Comprising diesel engine, shafting and alternator sitting on a metal support frame (skid). | Photo 1- Acoustic box showing silencer on top and air intake grill to right. Photo 2 - Diesel engine with battery for starting with alternator to left hand side. Photo 3 - Diesel Alternator set in a basement- ( not in acoustic box) | 20024 |  | Each | - | 3 - INDUSTRIAL | David Grace | Colin Brook | 47529.9833 | Option 3 | 62247.57 | 30.96% | 107472.4871 | 90905.0448 | 91.26% | 46.04% | 90905.0448 | 91.26% | Price Book Data | Nimal Rajapakse | VOA_GPN_GOV_UK\7219047 | 2021-08-05 | Medium | Blue | High | - | - | Updated indices following QA. Changed LF. 22/02/21 - Minor change to ordering of categories for grouping. Wrong Block Number, now corrected. | NA | SPONS E | 1.561 | (BEAMS Note 1) The ERC for this item should be added to the total of the ERC of the other P&M items on the site and the Buildings ERC (where applicable) to enable the correct contract size adjustment to be made. ERC of P&M Items + ERC of Building Component’s = Total ERC (net figure rateable items only) to which contract size adjustment should be applied The 2021 Generic Contractors Test Spreadsheet has this facility built into the programme - it is recommended you undertake all contractors test valuations using this spreadsheet. (Details on the application of contract size adjustments can be found in the RCG 2021 Guidance notes). Where RV is calculated using the comparative method (rental method) the contract size adjustment should be made as follows: Select - SCAT code box "P and M as an addition” within the 2021 Generic Contractors Test Spreadsheet facility. Or Where the spreadsheet is not used take the: Reciprocal of statutory de-capitalisation rate (i.e. 5% reciprocal = 20) multiply by rateable value of the buildings (before any overall end allowances are made and after making a notional deduction for the land value) and add to the ERC of P&M. Use resultant figure to calculate contract size adjustment. (Guidance Notes - Section 6) | Diesel engine and alternator (SET) Comprising diesel engine, shafting and alternator sitting on a metal support frame (skid). | Photo 1- Acoustic box showing silencer on top and air intake grill to right. Photo 2 - Diesel engine with battery for starting with alternator to left hand side. Photo 3 - Diesel Alternator set in a basement- ( not in acoustic box) | 1 | TRUE
1282 | 207D64 | 8380 | 207D64 | Electrics | Diesel Engine - Alternator - Set 1500rpm | In acoustic box - 50Hz 415V alternator | 611kw (M) of engine | 550kva alternator | Diesel Generator (SET) Comprising of several Class 1 rateable items, including within List of Accessories 2 (i) - (viii). These SETS can be found in a variety of hereditaments where the electrical supply may fail or needs to be supplemented. In most cases generation will be at 415V although in industrial complexes where greater demand is required 11kV SETS are employed. Each SET is calibrated upon installation and therefore forms one complete unit. Usually generator works at 50 Hz and 3 phase, normal working speed is 1500rpm,where used periodically, however for continuous use often lower speeds of 1100rpm are adopted AUTOMATIC START-UP with Acoustic box or enclosure. | Considered Not Applicable at time of Publication | (BEAMS Note 1) The ERC for this item should be added to the total of the ERC of the other P&M items on the site and the Buildings ERC (where applicable) to enable the correct contract size adjustment to be made. ERC of P&M Items + ERC of Building Component’s = Total ERC (net figure rateable items only) to which contract size adjustment should be applied The 2023 Generic Contractors Test Spreadsheet has this facility built into the programme - it is recommended you undertake all contractors test valuations using this spreadsheet. (Details on the application of contract size adjustments can be found in the RCG 2023 Guidance notes). Where RV is calculated using the comparative method (rental method) the contract size adjustment should be made as follows: Select - SCAT code box ""P and M as an addition” within the 2023 Generic Contractors Test Spreadsheet facility. Or Where the spreadsheet is not used take the: Reciprocal of statutory de-capitalisation rate (i.e. 5% reciprocal = 20) multiply by rateable value of the buildings (before any overall end allowances are made and after making a notional deduction for the land value) and add to the ERC of P&M. Use resultant figure to calculate contract size adjustment. (Guidance Notes - Section 6) | Costs for freestanding units are some 10% to 17% less than those with mains failure control and contained in acoustic box. Costs of boxes reducing acoustic levels whist ensuring adequate cooling, increases due to size of engine and kVa of alternator. | 1. Output of alternator (kVa) 2. Age 3. Voltage 4. Within acoustic box or in generating room. A record must be made when the rpm = 1000 . The number of cylinders to the diesel engine and the kW (M) of the engine should recorded where available. | Class 1 Table 1(b) internal combustion engines and (l )other motors. Class 1 Table 1 (k) shafting Class1 Table 1 (c) Continuous and alternating current. | - | It is assumed that the item forms part of an "average size industrial, commercial or office complex". Where it would be normal to find more than one item. | Normal batteries included in SET. EXTRA 3 or 4 batteries rated at 12 Volts, which will give a high power boost (as starting a car engine) to start the diesel engine. See 206G - Concrete base or strengthened concrete floor. Fuel storage tank. Foundations, settings, tank (fuel). | Given the specifications of the items used for cost reference purposes, such that "packaged" generator sets tend to include sufficient tankage for several hours running, it is assumed that these "enclosed" sets include fuel tanks. Free standing, (that is sets installed inside buildings and so not needing to be inside a bespoke noise attenuated enclosure) require an addition to be made for fuel storage. All costs include for exhaust extraction. | Diesel engine and alternator (SET) Comprising diesel engine, shafting and alternator sitting on a metal support frame (skid). | Photo 1- Acoustic box showing silencer on top and air intake grill to right. Photo 2 - Diesel engine with battery for starting with alternator to left hand side. Photo 3 - Diesel Alternator set in a basement- ( not in acoustic box) | 20024 |  | Each | - | 3 - INDUSTRIAL | David Grace | Colin Brook | 54842.2884 | Option 3 | 71824.1193 | 30.96% | 118547.2483 | 100272.574 | 82.84% | 39.61% | 100272.574 | 82.84% | Price Book Data | Nimal Rajapakse | VOA_GPN_GOV_UK\7219047 | 2021-08-05 | Medium | Blue | High | - | - | Updated indices following QA. Changed LF. 22/02/21 - Minor change to ordering of categories for grouping. Wrong Block Number, now corrected. | NA | SPONS E | 1.561 | (BEAMS Note 1) The ERC for this item should be added to the total of the ERC of the other P&M items on the site and the Buildings ERC (where applicable) to enable the correct contract size adjustment to be made. ERC of P&M Items + ERC of Building Component’s = Total ERC (net figure rateable items only) to which contract size adjustment should be applied The 2021 Generic Contractors Test Spreadsheet has this facility built into the programme - it is recommended you undertake all contractors test valuations using this spreadsheet. (Details on the application of contract size adjustments can be found in the RCG 2021 Guidance notes). Where RV is calculated using the comparative method (rental method) the contract size adjustment should be made as follows: Select - SCAT code box "P and M as an addition” within the 2021 Generic Contractors Test Spreadsheet facility. Or Where the spreadsheet is not used take the: Reciprocal of statutory de-capitalisation rate (i.e. 5% reciprocal = 20) multiply by rateable value of the buildings (before any overall end allowances are made and after making a notional deduction for the land value) and add to the ERC of P&M. Use resultant figure to calculate contract size adjustment. (Guidance Notes - Section 6) | Diesel engine and alternator (SET) Comprising diesel engine, shafting and alternator sitting on a metal support frame (skid). | Photo 1- Acoustic box showing silencer on top and air intake grill to right. Photo 2 - Diesel engine with battery for starting with alternator to left hand side. Photo 3 - Diesel Alternator set in a basement- ( not in acoustic box) | 1 | TRUE
1283 | 207D65 | 8384 | 207D65 | Electrics | Diesel Engine - Alternator - Set 1500rpm | In acoustic box - 50Hz 415V alternator | 611kw (M) of engine | 600kva alternator | Diesel Generator (SET) Comprising of several Class 1 rateable items, including within List of Accessories 2 (i) - (viii). These SETS can be found in a variety of hereditaments where the electrical supply may fail or needs to be supplemented. In most cases generation will be at 415V although in industrial complexes where greater demand is required 11kV SETS are employed. Each SET is calibrated upon installation and therefore forms one complete unit. Usually generator works at 50 Hz and 3 phase, normal working speed is 1500rpm,where used periodically, however for continuous use often lower speeds of 1100rpm are adopted AUTOMATIC START-UP with Acoustic box or enclosure. | Considered Not Applicable at time of Publication | (BEAMS Note 1) The ERC for this item should be added to the total of the ERC of the other P&M items on the site and the Buildings ERC (where applicable) to enable the correct contract size adjustment to be made. ERC of P&M Items + ERC of Building Component’s = Total ERC (net figure rateable items only) to which contract size adjustment should be applied The 2023 Generic Contractors Test Spreadsheet has this facility built into the programme - it is recommended you undertake all contractors test valuations using this spreadsheet. (Details on the application of contract size adjustments can be found in the RCG 2023 Guidance notes). Where RV is calculated using the comparative method (rental method) the contract size adjustment should be made as follows: Select - SCAT code box ""P and M as an addition” within the 2023 Generic Contractors Test Spreadsheet facility. Or Where the spreadsheet is not used take the: Reciprocal of statutory de-capitalisation rate (i.e. 5% reciprocal = 20) multiply by rateable value of the buildings (before any overall end allowances are made and after making a notional deduction for the land value) and add to the ERC of P&M. Use resultant figure to calculate contract size adjustment. (Guidance Notes - Section 6) | Costs for freestanding units are some 10% to 17% less than those with mains failure control and contained in acoustic box. Costs of boxes reducing acoustic levels whist ensuring adequate cooling, increases due to size of engine and kVa of alternator. | 1. Output of alternator (kVa) 2. Age 3. Voltage 4. Within acoustic box or in generating room. A record must be made when the rpm = 1000 . The number of cylinders to the diesel engine and the kW (M) of the engine should recorded where available. | Class 1 Table 1(b) internal combustion engines and (l )other motors. Class 1 Table 1 (k) shafting Class1 Table 1 (c) Continuous and alternating current. | - | It is assumed that the item forms part of an "average size industrial, commercial or office complex". Where it would be normal to find more than one item. | Normal batteries included in SET. EXTRA 3 or 4 batteries rated at 12 Volts, which will give a high power boost (as starting a car engine) to start the diesel engine. See 206G - Concrete base or strengthened concrete floor. Fuel storage tank. Foundations, settings, tank (fuel). | Given the specifications of the items used for cost reference purposes, such that "packaged" generator sets tend to include sufficient tankage for several hours running, it is assumed that these "enclosed" sets include fuel tanks. Free standing, (that is sets installed inside buildings and so not needing to be inside a bespoke noise attenuated enclosure) require an addition to be made for fuel storage. All costs include for exhaust extraction. | Diesel engine and alternator (SET) Comprising diesel engine, shafting and alternator sitting on a metal support frame (skid). | Photo 1- Acoustic box showing silencer on top and air intake grill to right. Photo 2 - Diesel engine with battery for starting with alternator to left hand side. Photo 3 - Diesel Alternator set in a basement- ( not in acoustic box) | 20024 |  | Each | - | 3 - INDUSTRIAL | David Grace | Colin Brook | 59717.1585 | Option 3 | 78208.4854 | 30.96% | 130528.7978 | 110407.1054 | 84.88% | 41.17% | 110407.1054 | 84.88% | Price Book Data | Nimal Rajapakse | VOA_GPN_GOV_UK\7219047 | 2021-02-22 | Medium | Blue | High | - | - | Updated indices following QA. Changed LF. 22/02/21 - Minor change to ordering of categories for grouping. Wrong Block Number, now corrected. | NA | SPONS E | 1.561 | (BEAMS Note 1) The ERC for this item should be added to the total of the ERC of the other P&M items on the site and the Buildings ERC (where applicable) to enable the correct contract size adjustment to be made. ERC of P&M Items + ERC of Building Component’s = Total ERC (net figure rateable items only) to which contract size adjustment should be applied The 2021 Generic Contractors Test Spreadsheet has this facility built into the programme - it is recommended you undertake all contractors test valuations using this spreadsheet. (Details on the application of contract size adjustments can be found in the RCG 2021 Guidance notes). Where RV is calculated using the comparative method (rental method) the contract size adjustment should be made as follows: Select - SCAT code box "P and M as an addition” within the 2021 Generic Contractors Test Spreadsheet facility. Or Where the spreadsheet is not used take the: Reciprocal of statutory de-capitalisation rate (i.e. 5% reciprocal = 20) multiply by rateable value of the buildings (before any overall end allowances are made and after making a notional deduction for the land value) and add to the ERC of P&M. Use resultant figure to calculate contract size adjustment. (Guidance Notes - Section 6) | Diesel engine and alternator (SET) Comprising diesel engine, shafting and alternator sitting on a metal support frame (skid). | Photo 1- Acoustic box showing silencer on top and air intake grill to right. Photo 2 - Diesel engine with battery for starting with alternator to left hand side. Photo 3 - Diesel Alternator set in a basement- ( not in acoustic box) | 1 | TRUE
1284 | 207D66 | 8385 | 207D66 | Electrics | Diesel Engine - Alternator - Set 1500rpm | In acoustic box - 50Hz 415V alternator | 611kw (M) of engine | 650kva alternator | Diesel Generator (SET) Comprising of several Class 1 rateable items, including within List of Accessories 2 (i) - (viii). These SETS can be found in a variety of hereditaments where the electrical supply may fail or needs to be supplemented. In most cases generation will be at 415V although in industrial complexes where greater demand is required 11kV SETS are employed. Each SET is calibrated upon installation and therefore forms one complete unit. Usually generator works at 50 Hz and 3 phase, normal working speed is 1500rpm,where used periodically, however for continuous use often lower speeds of 1100rpm are adopted AUTOMATIC START-UP with Acoustic box or enclosure. | Considered Not Applicable at time of Publication | (BEAMS Note 1) The ERC for this item should be added to the total of the ERC of the other P&M items on the site and the Buildings ERC (where applicable) to enable the correct contract size adjustment to be made. ERC of P&M Items + ERC of Building Component’s = Total ERC (net figure rateable items only) to which contract size adjustment should be applied The 2023 Generic Contractors Test Spreadsheet has this facility built into the programme - it is recommended you undertake all contractors test valuations using this spreadsheet. (Details on the application of contract size adjustments can be found in the RCG 2023 Guidance notes). Where RV is calculated using the comparative method (rental method) the contract size adjustment should be made as follows: Select - SCAT code box ""P and M as an addition” within the 2023 Generic Contractors Test Spreadsheet facility. Or Where the spreadsheet is not used take the: Reciprocal of statutory de-capitalisation rate (i.e. 5% reciprocal = 20) multiply by rateable value of the buildings (before any overall end allowances are made and after making a notional deduction for the land value) and add to the ERC of P&M. Use resultant figure to calculate contract size adjustment. (Guidance Notes - Section 6) | Costs for freestanding units are some 10% to 17% less than those with mains failure control and contained in acoustic box. Costs of boxes reducing acoustic levels whist ensuring adequate cooling, increases due to size of engine and kVa of alternator. | 1. Output of alternator (kVa) 2. Age 3. Voltage 4. Within acoustic box or in generating room. A record must be made when the rpm = 1000 . The number of cylinders to the diesel engine and the kW (M) of the engine should recorded where available. | Class 1 Table 1(b) internal combustion engines and (l )other motors. Class 1 Table 1 (k) shafting Class1 Table 1 (c) Continuous and alternating current. | - | It is assumed that the item forms part of an "average size industrial, commercial or office complex". Where it would be normal to find more than one item. | Normal batteries included in SET. EXTRA 3 or 4 batteries rated at 12 Volts, which will give a high power boost (as starting a car engine) to start the diesel engine. See 206G - Concrete base or strengthened concrete floor. Fuel storage tank. Foundations, settings, tank (fuel). | Given the specifications of the items used for cost reference purposes, such that "packaged" generator sets tend to include sufficient tankage for several hours running, it is assumed that these "enclosed" sets include fuel tanks. Free standing, (that is sets installed inside buildings and so not needing to be inside a bespoke noise attenuated enclosure) require an addition to be made for fuel storage. All costs include for exhaust extraction. | Diesel engine and alternator (SET) Comprising diesel engine, shafting and alternator sitting on a metal support frame (skid). | Photo 1- Acoustic box showing silencer on top and air intake grill to right. Photo 2 - Diesel engine with battery for starting with alternator to left hand side. Photo 3 - Diesel Alternator set in a basement- ( not in acoustic box) | 20024 |  | Each | - | 3 - INDUSTRIAL | David Grace | Colin Brook | 67029.4636 | Option 3 | 87785.0347 | 30.96% | 143872.887 | 121694.1339 | 81.55% | 38.63% | 121694.1339 | 81.55% | Price Book Data | Nimal Rajapakse | VOA_GPN_GOV_UK\7219047 | 2021-08-05 | Medium | Blue | High | - | - | Updated indices following QA. Changed LF. 22/02/21 - Minor change to ordering of categories for grouping. Wrong Block Number, now corrected. | NA | SPONS E | 1.561 | (BEAMS Note 1) The ERC for this item should be added to the total of the ERC of the other P&M items on the site and the Buildings ERC (where applicable) to enable the correct contract size adjustment to be made. ERC of P&M Items + ERC of Building Component’s = Total ERC (net figure rateable items only) to which contract size adjustment should be applied The 2021 Generic Contractors Test Spreadsheet has this facility built into the programme - it is recommended you undertake all contractors test valuations using this spreadsheet. (Details on the application of contract size adjustments can be found in the RCG 2021 Guidance notes). Where RV is calculated using the comparative method (rental method) the contract size adjustment should be made as follows: Select - SCAT code box "P and M as an addition” within the 2021 Generic Contractors Test Spreadsheet facility. Or Where the spreadsheet is not used take the: Reciprocal of statutory de-capitalisation rate (i.e. 5% reciprocal = 20) multiply by rateable value of the buildings (before any overall end allowances are made and after making a notional deduction for the land value) and add to the ERC of P&M. Use resultant figure to calculate contract size adjustment. (Guidance Notes - Section 6) | Diesel engine and alternator (SET) Comprising diesel engine, shafting and alternator sitting on a metal support frame (skid). | Photo 1- Acoustic box showing silencer on top and air intake grill to right. Photo 2 - Diesel engine with battery for starting with alternator to left hand side. Photo 3 - Diesel Alternator set in a basement- ( not in acoustic box) | 1 | TRUE
1290 | 207D67 | 8386 | 207D67 | Electrics | Diesel Engine - Alternator - Set 1500rpm | In acoustic box - 50Hz 415V alternator | 683kw (M) of engine | 700kva alternator | Diesel Generator (SET) Comprising of several Class 1 rateable items, including within List of Accessories 2 (i) - (viii). These SETS can be found in a variety of hereditaments where the electrical supply may fail or needs to be supplemented. In most cases generation will be at 415V although in industrial complexes where greater demand is required 11kV SETS are employed. Each SET is calibrated upon installation and therefore forms one complete unit. Usually generator works at 50 Hz and 3 phase, normal working speed is 1500rpm,where used periodically, however for continuous use often lower speeds of 1100rpm are adopted AUTOMATIC START-UP with Acoustic box or enclosure. | Considered Not Applicable at time of Publication | (BEAMS Note 1) The ERC for this item should be added to the total of the ERC of the other P&M items on the site and the Buildings ERC (where applicable) to enable the correct contract size adjustment to be made. ERC of P&M Items + ERC of Building Component’s = Total ERC (net figure rateable items only) to which contract size adjustment should be applied The 2023 Generic Contractors Test Spreadsheet has this facility built into the programme - it is recommended you undertake all contractors test valuations using this spreadsheet. (Details on the application of contract size adjustments can be found in the RCG 2023 Guidance notes). Where RV is calculated using the comparative method (rental method) the contract size adjustment should be made as follows: Select - SCAT code box ""P and M as an addition” within the 2023 Generic Contractors Test Spreadsheet facility. Or Where the spreadsheet is not used take the: Reciprocal of statutory de-capitalisation rate (i.e. 5% reciprocal = 20) multiply by rateable value of the buildings (before any overall end allowances are made and after making a notional deduction for the land value) and add to the ERC of P&M. Use resultant figure to calculate contract size adjustment. (Guidance Notes - Section 6) | Costs for freestanding units are some 10% to 17% less than those with mains failure control and contained in acoustic box. Costs of boxes reducing acoustic levels whist ensuring adequate cooling, increases due to size of engine and kVa of alternator. | 1. Output of alternator (kVa) 2. Age 3. Voltage 4. Within acoustic box or in generating room. A record must be made when the rpm = 1000 . The number of cylinders to the diesel engine and the kW (M) of the engine should recorded where available. | Class 1 Table 1(b) internal combustion engines and (l )other motors. Class 1 Table 1 (k) shafting Class1 Table 1 (c) Continuous and alternating current. | - | It is assumed that the item forms part of an "average size industrial, commercial or office complex". Where it would be normal to find more than one item. | Normal batteries included in SET. EXTRA 3 or 4 batteries rated at 12 Volts, which will give a high power boost (as starting a car engine) to start the diesel engine. See 206G - Concrete base or strengthened concrete floor. Fuel storage tank. Foundations, settings, tank (fuel). | Given the specifications of the items used for cost reference purposes, such that "packaged" generator sets tend to include sufficient tankage for several hours running, it is assumed that these "enclosed" sets include fuel tanks. Free standing, (that is sets installed inside buildings and so not needing to be inside a bespoke noise attenuated enclosure) require an addition to be made for fuel storage. All costs include for exhaust extraction. | Diesel engine and alternator (SET) Comprising diesel engine, shafting and alternator sitting on a metal support frame (skid). | Photo 1- Acoustic box showing silencer on top and air intake grill to right. Photo 2 - Diesel engine with battery for starting with alternator to left hand side. Photo 3 - Diesel Alternator set in a basement- ( not in acoustic box) | 20024 |  | Each | - | 3 - INDUSTRIAL | David Grace | Colin Brook | 85310.2264 | Option 3 | 111726.4077 | 30.96% | 161391.0313 | 136511.7653 | 60.02% | 22.18% | 136511.7653 | 60.02% | Price Book Data | Nimal Rajapakse | VOA_GPN_GOV_UK\7219047 | 2021-08-05 | Medium | Blue | High | - | - | Updated indices following QA. Changed LF. 22/02/21 - Minor change to ordering of categories for grouping. Wrong Block Number, now corrected. | NA | SPONS E | 1.561 | (BEAMS Note 1) The ERC for this item should be added to the total of the ERC of the other P&M items on the site and the Buildings ERC (where applicable) to enable the correct contract size adjustment to be made. ERC of P&M Items + ERC of Building Component’s = Total ERC (net figure rateable items only) to which contract size adjustment should be applied The 2021 Generic Contractors Test Spreadsheet has this facility built into the programme - it is recommended you undertake all contractors test valuations using this spreadsheet. (Details on the application of contract size adjustments can be found in the RCG 2021 Guidance notes). Where RV is calculated using the comparative method (rental method) the contract size adjustment should be made as follows: Select - SCAT code box "P and M as an addition” within the 2021 Generic Contractors Test Spreadsheet facility. Or Where the spreadsheet is not used take the: Reciprocal of statutory de-capitalisation rate (i.e. 5% reciprocal = 20) multiply by rateable value of the buildings (before any overall end allowances are made and after making a notional deduction for the land value) and add to the ERC of P&M. Use resultant figure to calculate contract size adjustment. (Guidance Notes - Section 6) | Diesel engine and alternator (SET) Comprising diesel engine, shafting and alternator sitting on a metal support frame (skid). | Photo 1- Acoustic box showing silencer on top and air intake grill to right. Photo 2 - Diesel engine with battery for starting with alternator to left hand side. Photo 3 - Diesel Alternator set in a basement- ( not in acoustic box) | 1 | TRUE
1292 | 207D68 | 8387 | 207D68 | Electrics | Diesel Engine - Alternator - Set 1500rpm | In acoustic box - 50Hz 415V alternator | 741kw (M) of engine | 750kva alternator | Diesel Generator (SET) Comprising of several Class 1 rateable items, including within List of Accessories 2 (i) - (viii). These SETS can be found in a variety of hereditaments where the electrical supply may fail or needs to be supplemented. In most cases generation will be at 415V although in industrial complexes where greater demand is required 11kV SETS are employed. Each SET is calibrated upon installation and therefore forms one complete unit. Usually generator works at 50 Hz and 3 phase, normal working speed is 1500rpm,where used periodically, however for continuous use often lower speeds of 1100rpm are adopted AUTOMATIC START-UP with Acoustic box or enclosure. | Considered Not Applicable at time of Publication | (BEAMS Note 1) The ERC for this item should be added to the total of the ERC of the other P&M items on the site and the Buildings ERC (where applicable) to enable the correct contract size adjustment to be made. ERC of P&M Items + ERC of Building Component’s = Total ERC (net figure rateable items only) to which contract size adjustment should be applied The 2023 Generic Contractors Test Spreadsheet has this facility built into the programme - it is recommended you undertake all contractors test valuations using this spreadsheet. (Details on the application of contract size adjustments can be found in the RCG 2023 Guidance notes). Where RV is calculated using the comparative method (rental method) the contract size adjustment should be made as follows: Select - SCAT code box ""P and M as an addition” within the 2023 Generic Contractors Test Spreadsheet facility. Or Where the spreadsheet is not used take the: Reciprocal of statutory de-capitalisation rate (i.e. 5% reciprocal = 20) multiply by rateable value of the buildings (before any overall end allowances are made and after making a notional deduction for the land value) and add to the ERC of P&M. Use resultant figure to calculate contract size adjustment. (Guidance Notes - Section 6) | Costs for freestanding units are some 10% to 17% less than those with mains failure control and contained in acoustic box. Costs of boxes reducing acoustic levels whist ensuring adequate cooling, increases due to size of engine and kVa of alternator. | 1. Output of alternator (kVa) 2. Age 3. Voltage 4. Within acoustic box or in generating room. A record must be made when the rpm = 1000 . The number of cylinders to the diesel engine and the kW (M) of the engine should recorded where available. | Class 1 Table 1(b) internal combustion engines and (l )other motors. Class 1 Table 1 (k) shafting Class1 Table 1 (c) Continuous and alternating current. | - | It is assumed that the item forms part of an "average size industrial, commercial or office complex". Where it would be normal to find more than one item. | Normal batteries included in SET. EXTRA 3 or 4 batteries rated at 12 Volts, which will give a high power boost (as starting a car engine) to start the diesel engine. See 206G - Concrete base or strengthened concrete floor. Fuel storage tank. Foundations, settings, tank (fuel). | Given the specifications of the items used for cost reference purposes, such that "packaged" generator sets tend to include sufficient tankage for several hours running, it is assumed that these "enclosed" sets include fuel tanks. Free standing, (that is sets installed inside buildings and so not needing to be inside a bespoke noise attenuated enclosure) require an addition to be made for fuel storage. All costs include for exhaust extraction. | Diesel engine and alternator (SET) Comprising diesel engine, shafting and alternator sitting on a metal support frame (skid). | Photo 1- Acoustic box showing silencer on top and air intake grill to right. Photo 2 - Diesel engine with battery for starting with alternator to left hand side. Photo 3 - Diesel Alternator set in a basement- ( not in acoustic box) | 20024 |  | Each | - | 3 - INDUSTRIAL | David Grace | Colin Brook | 88966.3789 | Option 3 | 116514.6824 | 30.96% | 179726.3852 | 152020.629 | 70.87% | 30.47% | 152020.629 | 70.87% | Price Book Data | Nimal Rajapakse | VOA_GPN_GOV_UK\7219047 | 2021-08-05 | Medium | Blue | High | - | - | Updated indices following QA. Changed LF. 22/02/21 - Minor change to ordering of categories for grouping. Wrong Block Number, now corrected. | NA | SPONS E | 1.561 | (BEAMS Note 1) The ERC for this item should be added to the total of the ERC of the other P&M items on the site and the Buildings ERC (where applicable) to enable the correct contract size adjustment to be made. ERC of P&M Items + ERC of Building Component’s = Total ERC (net figure rateable items only) to which contract size adjustment should be applied The 2021 Generic Contractors Test Spreadsheet has this facility built into the programme - it is recommended you undertake all contractors test valuations using this spreadsheet. (Details on the application of contract size adjustments can be found in the RCG 2021 Guidance notes). Where RV is calculated using the comparative method (rental method) the contract size adjustment should be made as follows: Select - SCAT code box "P and M as an addition” within the 2021 Generic Contractors Test Spreadsheet facility. Or Where the spreadsheet is not used take the: Reciprocal of statutory de-capitalisation rate (i.e. 5% reciprocal = 20) multiply by rateable value of the buildings (before any overall end allowances are made and after making a notional deduction for the land value) and add to the ERC of P&M. Use resultant figure to calculate contract size adjustment. (Guidance Notes - Section 6) | Diesel engine and alternator (SET) Comprising diesel engine, shafting and alternator sitting on a metal support frame (skid). | Photo 1- Acoustic box showing silencer on top and air intake grill to right. Photo 2 - Diesel engine with battery for starting with alternator to left hand side. Photo 3 - Diesel Alternator set in a basement- ( not in acoustic box) | 1 | TRUE
1318 | 206B90 | 8258 | 206B90 | Electrics | Distribution board | Low voltage control panel | In average building | Per panel | Panel Installation Remote control Delivery (included in the item costs) Distribution board (Circuit and bus bar connection) Add to total of all switch panels | Considered Not Applicable at time of Publication | (BEAMS Note 2) The ERC for this item should be added to all other rateable items on the hereditament (except land). Therefore the total of the ERC of the other Building Items and the P&M ERC (where applicable) to enable the correct contract size adjustment to be made. ERC of Building Component + ERC of P&M = Total ERC to which contract size adjustment should be applied. The appropriate % adjustment should be made in accordance with the scale for contract size adjustment specified under section 6 of the RCG 2023 Guidance notes. The currency ERC rates are set at £4m (Four Million Pounds) @ 1st April 2021 (AVD) for the RCG 2023 Publication. | General costs Typical for a 400v system. | For use for complete installations where detailed information is not available or cannot be accessed. | Preamble to Class 1 (a) (b) (c)(i) See Class 1 Table 1 (d) and (f). | See Class 1 (c)(i) for limitation of rateability "In the case of electrical power, the first distribution board". | Distribution Boards, Bus Bar, Generator, Transformer, Cables. | It is assumed that the item forms part of an ;average size industrial, commercial or office complex;. Where it would be normal to find more than one item in such a hereditament the ERC stated has been adjusted to reflect any number / quantity, discount. These figures are NOT one off figures. | - | Photo 1 - Typical industrial installation. | - | 20044 |  | Each | Per panel | NA | NA | NA | 1791.5148 | Option 3 | 2346.2546 | 30.96% | 8677.6071 | 7339.9088 | 309.7% | 212.8% | 7339.9088 | 309.7% | Indexed | NA | VOA_GPN_GOV_UK\7246041 | 2019-08-30 | Medium | Blue | High | Risk taken from previous CG | - | - | NA | SPONS E | NA | (BEAMS Note 2) The ERC for this item should be added to all other rateable items on the hereditament (except land). Therefore the total of the ERC of the other Building Items and the P&M ERC (where applicable) to enable the correct contract size adjustment to be made. ERC of Building Component + ERC of P&M = Total ERC to which contract size adjustment should be applied. The appropriate % adjustment should be made in accordance with the scale for contract size adjustment specified under section 6 of the RCG 2021 Guidance notes. The currency ERC rates are set at £4m (Four Million Pounds) @ 1st April 2019 (AVD) for the RCG 2021 Publication. | Photo 1 - Typical industrial installation. | - | 2 | TRUE
1319 | 206B91 | 8259 | 206B91 | Electrics | Distribution board | Low voltage control panel | Remote control | In average building | Panel Installation Remote control Delivery (included in the item costs) Distribution board (Circuit and bus bar connection) Add to total of all switch panels | Considered Not Applicable at time of Publication | (BEAMS Note 2) The ERC for this item should be added to all other rateable items on the hereditament (except land). Therefore the total of the ERC of the other Building Items and the P&M ERC (where applicable) to enable the correct contract size adjustment to be made. ERC of Building Component + ERC of P&M = Total ERC to which contract size adjustment should be applied. The appropriate % adjustment should be made in accordance with the scale for contract size adjustment specified under section 6 of the RCG 2023 Guidance notes. The currency ERC rates are set at £4m (Four Million Pounds) @ 1st April 2021 (AVD) for the RCG 2023 Publication. | General costs Typical for a 400v system. | For use for complete installations where detailed information is not available or cannot be accessed. | Preamble to Class 1 (a) (b) (c)(i) See Class 1 Table 1 (d) and (f). | See Class 1 (c)(i) for limitation of rateability "In the case of electrical power, the first distribution board". | Distribution Boards, Bus Bar, Generator, Transformer, Cables. | It is assumed that the item forms part of an ;average size industrial, commercial or office complex;. Where it would be normal to find more than one item in such a hereditament the ERC stated has been adjusted to reflect any number / quantity, discount. These figures are NOT one off figures. | - | Photo 1 - Typical industrial installation. | - | 20044 |  | Each | Per panel | NA | NA | NA | 383.896 | Option 3 | 502.7688 | 30.96% | 8677.6071 | 7339.9088 | 1812% | 1360% | 7339.9088 | 1812% | Indexed | NA | VOA_GPN_GOV_UK\7246041 | 2019-08-30 | Medium | Blue | High | Risk taken from previous CG | - | - | NA | SPONS E | NA | (BEAMS Note 2) The ERC for this item should be added to all other rateable items on the hereditament (except land). Therefore the total of the ERC of the other Building Items and the P&M ERC (where applicable) to enable the correct contract size adjustment to be made. ERC of Building Component + ERC of P&M = Total ERC to which contract size adjustment should be applied. The appropriate % adjustment should be made in accordance with the scale for contract size adjustment specified under section 6 of the RCG 2021 Guidance notes. The currency ERC rates are set at £4m (Four Million Pounds) @ 1st April 2019 (AVD) for the RCG 2021 Publication. | Photo 1 - Typical industrial installation. | - | 2 | TRUE
| 206B92 |  | 206B92 | Electrics | Distribution Board | delivery | included in the item cost | - | - | Considered Not Applicable at time of Publication | (BEAMS Note 2) The ERC for this item should be added to all other rateable items on the hereditament (except land). Therefore the total of the ERC of the other Building Items and the P&M ERC (where applicable) to enable the correct contract size adjustment to be made. ERC of Building Component + ERC of P&M = Total ERC to which contract size adjustment should be applied. The appropriate % adjustment should be made in accordance with the scale for contract size adjustment specified under section 6 of the RCG 2023 Guidance notes. The currency ERC rates are set at £4m (Four Million Pounds) @ 1st April 2021 (AVD) for the RCG 2023 Publication. | - | - | - | - | - | - | - | - | - | - |  | each | - | NA | NA | NA | 320.5227 | Option 3 | 419.7721 | 30.96% |  | 0 | -100% | -100% | 419.7721 | 30.96% | Indexed | NA |  | 2021-09-30 |  |  |  | Indexed from NI RCG2020 | - | - | NA | SPONS E | NA |  |  |  |  | TRUE
| 206B93 |  | 206B93 | Electrics | Distribution Board | complete | Add to total cost of switches | 0.3 | - | Considered Not Applicable at time of Publication | (BEAMS Note 2) The ERC for this item should be added to all other rateable items on the hereditament (except land). Therefore the total of the ERC of the other Building Items and the P&M ERC (where applicable) to enable the correct contract size adjustment to be made. ERC of Building Component + ERC of P&M = Total ERC to which contract size adjustment should be applied. The appropriate % adjustment should be made in accordance with the scale for contract size adjustment specified under section 6 of the RCG 2023 Guidance notes. The currency ERC rates are set at £4m (Four Million Pounds) @ 1st April 2021 (AVD) for the RCG 2023 Publication. | - | - | - | - | - | - | - | - | - | - |  | each | - | NA | NA | NA | 0 | Option 3 | 0 | 0% |  | 0 | 0% | 0% | 0 | 0% | Indexed | NA |  | 2021-09-30 |  |  |  | Indexed from NI RCG2020 | - | - | NA | SPONS E | NA |  |  |  |  | TRUE
| 206C01 |  | 206C01 | Electrics | Generator - Alternator | No Motor - driver | - | - | - | Considered Not Applicable at time of Publication | (BEAMS Note 2) The ERC for this item should be added to all other rateable items on the hereditament (except land). Therefore the total of the ERC of the other Building Items and the P&M ERC (where applicable) to enable the correct contract size adjustment to be made. ERC of Building Component + ERC of P&M = Total ERC to which contract size adjustment should be applied. The appropriate % adjustment should be made in accordance with the scale for contract size adjustment specified under section 6 of the RCG 2023 Guidance notes. The currency ERC rates are set at £4m (Four Million Pounds) @ 1st April 2021 (AVD) for the RCG 2023 Publication. | - | - | - | - | - | - | - | - | - | - |  | each | - | NA | NA | NA | 0 | Option 3 | 0 | 0% |  | 0 | 0% | 0% | 0 | 0% | Indexed | NA |  | 2021-09-30 |  |  |  | Indexed from NI RCG2020 | - | - | NA | SPONS E | NA |  |  |  |  | TRUE
| 206D01 |  | 206D01 | Electrics | Rectifier | - | - | - | - | Considered Not Applicable at time of Publication | (BEAMS Note 2) The ERC for this item should be added to all other rateable items on the hereditament (except land). Therefore the total of the ERC of the other Building Items and the P&M ERC (where applicable) to enable the correct contract size adjustment to be made. ERC of Building Component + ERC of P&M = Total ERC to which contract size adjustment should be applied. The appropriate % adjustment should be made in accordance with the scale for contract size adjustment specified under section 6 of the RCG 2023 Guidance notes. The currency ERC rates are set at £4m (Four Million Pounds) @ 1st April 2021 (AVD) for the RCG 2023 Publication. | - | - | - | - | - | - | - | - | - | - |  | each | - | NA | NA | NA | 0 | Option 3 | 0 | 0% |  | 0 | 0% | 0% | 0 | 0% | Indexed | NA |  | 2021-09-30 |  |  |  | Indexed from NI RCG2020 | - | - | NA | SPONS E | NA |  |  |  |  | TRUE
1320 | 206S90 | 8887 | 206S90 | Electrics | Solar Panels | Photovoltaic | Installation up to 4kW Capacity | Wales, Scotland, Northern Ireland - use this ERC England - Under the Green Agenda (SI 2022 No. 405) - valuer judgement of £0 ERC | Solar panels Solar technology has been exploited in the UK, however recently removal of subsidies and tax benefits for domestic and commercial use has decreased interest and demand. Many roadside and pipeline installations are now solar panel powered. Panels are also fixed to a roof structure or on a frame to the ground. The more common units are photovoltaic cells, often panels some 2.5 sq. m. in size. The current is DC and can be stored in batteries but this is generally inverted into AC to onward transmission to the grid. Advances in technology ensure that currents are stable. In these cases the solar energy is used for electrical power. | Considered Not Applicable at time of Publication | (BEAMS Note 1) The ERC for this item should be added to the total of the ERC of the other P&M items on the site and the Buildings ERC (where applicable) to enable the correct contract size adjustment to be made. ERC of P&M Items + ERC of Building Component’s = Total ERC (net figure rateable items only) to which contract size adjustment should be applied The 2023 Generic Contractors Test Spreadsheet has this facility built into the programme - it is recommended you undertake all contractors test valuations using this spreadsheet. (Details on the application of contract size adjustments can be found in the RCG 2023 Guidance notes). Where RV is calculated using the comparative method (rental method) the contract size adjustment should be made as follows: Select - SCAT code box ""P and M as an addition” within the 2023 Generic Contractors Test Spreadsheet facility. Or Where the spreadsheet is not used take the: Reciprocal of statutory de-capitalisation rate (i.e. 5% reciprocal = 20) multiply by rateable value of the buildings (before any overall end allowances are made and after making a notional deduction for the land value) and add to the ERC of P&M. Use resultant figure to calculate contract size adjustment. (Guidance Notes - Section 6) | Prices shown are per kW of installed capacity. | Typical small commercial installation of solar photovoltaic panels generating electrical power for on site use. The current produced is DC (Direct Current), but is converted to AC (Alternating Current) by an inverter for use within the hereditament or for export to the National Grid. Installations most commonly comprise mono or polycrystalline panels, each with an installed capacity of around 250 Watts (W). They are normally roof mounted (but can be ground mounted) and cover approximately 7 sq m per kilowatt (kW = 1000 Watts) of capacity. The estimated replacement cost shown is the price per kilowatt of installed capacity (DC) for the full installation which will include solar panels, frames & clamps, inverter(s), isolation switches, generation meter and installation costs. For larger installations (above 50 Kw), or stand alone sub 50 kW systems where power is mainly or exclusively exported to the National Grid, please refer to the Utilities, Transport & Telecoms Team (UTT). Find out the installed capacity, but if not possible to do, then assume 250 W per panel. | Panels, supports, cables, inverter, switchgear and all associated controls and ancillary items. Class 1 Table 1 (n) & List of Accessories. The prices shown are inclusive of these elements. | - | - | - | See 206S90 - 92. | PV Panels in an array. | - | 20027 |  | kW | Up to 4 kW, price shown is per kW. | 3 - INDUSTRIAL | David Grace | - | #N/A | Option 3 | ERROR | 0% | 1644 | 1390.5689 | 0% | 0% | 1390.5689 | 0% | P&M | Lee Jackson | VOA_GPN_GOV_UK\7236957 | 2022-07-01 | Medium | Blue | Please Select | - | - | - | NA | SPONS E | 1.451 | (BEAMS Note 1) The ERC for this item should be added to the total of the ERC of the other P&M items on the site and the Buildings ERC (where applicable) to enable the correct contract size adjustment to be made. ERC of P&M Items + ERC of Building Component’s = Total ERC (net figure rateable items only) to which contract size adjustment should be applied The 2021 Generic Contractors Test Spreadsheet has this facility built into the programme - it is recommended you undertake all contractors test valuations using this spreadsheet. (Details on the application of contract size adjustments can be found in the RCG 2021 Guidance notes). Where RV is calculated using the comparative method (rental method) the contract size adjustment should be made as follows: Select - SCAT code box "P and M as an addition” within the 2021 Generic Contractors Test Spreadsheet facility. Or Where the spreadsheet is not used take the: Reciprocal of statutory de-capitalisation rate (i.e. 5% reciprocal = 20) multiply by rateable value of the buildings (before any overall end allowances are made and after making a notional deduction for the land value) and add to the ERC of P&M. Use resultant figure to calculate contract size adjustment. (Guidance Notes - Section 6) | PV Panels in an array. | - | 1 | TRUE
1321 | 206S91 | 8888 | 206S91 | Electrics | Solar Panels | Photovoltaic | Solar PV between 4 kW and 150 kW capacity | Wales, Scotland, Northern Ireland - use this ERC England - Under the Green Agenda (SI 2022 No. 405) - below 50 kW valuer judgement of £0 ERC above 50 kW valuer judgement of 10% this ERC | Solar panels Solar technology has been exploited in the UK, however recently removal of subsidies and tax benefits for domestic and commercial use has decreased interest and demand. Many roadside and pipeline installations are now solar panel powered. Panels are also fixed to a roof structure or on a frame to the ground. The more common units are photovoltaic cells, often panels some 2.5 sq. m. in size. The current is DC and can be stored in batteries but this is generally inverted into AC to onward transmission to the grid. Advances in technology ensure that currents are stable. In these cases the solar energy is used for electrical power. | Considered Not Applicable at time of Publication | (BEAMS Note 1) The ERC for this item should be added to the total of the ERC of the other P&M items on the site and the Buildings ERC (where applicable) to enable the correct contract size adjustment to be made. ERC of P&M Items + ERC of Building Component’s = Total ERC (net figure rateable items only) to which contract size adjustment should be applied The 2023 Generic Contractors Test Spreadsheet has this facility built into the programme - it is recommended you undertake all contractors test valuations using this spreadsheet. (Details on the application of contract size adjustments can be found in the RCG 2023 Guidance notes). Where RV is calculated using the comparative method (rental method) the contract size adjustment should be made as follows: Select - SCAT code box ""P and M as an addition” within the 2023 Generic Contractors Test Spreadsheet facility. Or Where the spreadsheet is not used take the: Reciprocal of statutory de-capitalisation rate (i.e. 5% reciprocal = 20) multiply by rateable value of the buildings (before any overall end allowances are made and after making a notional deduction for the land value) and add to the ERC of P&M. Use resultant figure to calculate contract size adjustment. (Guidance Notes - Section 6) | Prices shown are per kW of installed capacity. | Typical small commercial installation of solar photovoltaic panels generating electrical power for on site use. The current produced is DC (Direct Current), but is converted to AC (Alternating Current) by an inverter for use within the hereditament or for export to the National Grid. Installations most commonly comprise mono or polycrystalline panels, each with an installed capacity of around 250 Watts (W). They are normally roof mounted (but can be ground mounted) and cover approximately 7 sq m per kilowatt (kW = 1000 Watts) of capacity. The estimated replacement cost shown is the price per kilowatt of installed capacity (DC) for the full installation which will include solar panels, frames & clamps, inverter(s), isolation switches, generation meter and installation costs. For larger installations (above 50 Kw), or stand alone sub 50 kW systems where power is mainly or exclusively exported to the National Grid, please refer to the Utilities, Transport & Telecoms Team (UTT). Find out the installed capacity, but if not possible to do, then assume 250 W per panel. | Panels, supports, cables, inverter, switchgear and all associated controls and ancillary items. Class 1 Table 1 (n) & List of Accessories. The prices shown are inclusive of these elements. | - | - | - | See 206S90 - 92. | PV Panels in an array. | - | 20027 |  | kW | Between 4kW and 150kW capacity, price shown is per kW. | 3 - INDUSTRIAL | David Grace | - | #N/A | Option 3 | ERROR | 0% | 1022 | 864.4534 | 0% | 0% | 864.4534 | 0% | P&M | Lee Jackson | VOA_GPN_GOV_UK\7236957 | 2022-07-01 | Medium | Blue | Please Select | - | - | - | NA | SPONS E | 1.451 | (BEAMS Note 1) The ERC for this item should be added to the total of the ERC of the other P&M items on the site and the Buildings ERC (where applicable) to enable the correct contract size adjustment to be made. ERC of P&M Items + ERC of Building Component’s = Total ERC (net figure rateable items only) to which contract size adjustment should be applied The 2021 Generic Contractors Test Spreadsheet has this facility built into the programme - it is recommended you undertake all contractors test valuations using this spreadsheet. (Details on the application of contract size adjustments can be found in the RCG 2021 Guidance notes). Where RV is calculated using the comparative method (rental method) the contract size adjustment should be made as follows: Select - SCAT code box "P and M as an addition” within the 2021 Generic Contractors Test Spreadsheet facility. Or Where the spreadsheet is not used take the: Reciprocal of statutory de-capitalisation rate (i.e. 5% reciprocal = 20) multiply by rateable value of the buildings (before any overall end allowances are made and after making a notional deduction for the land value) and add to the ERC of P&M. Use resultant figure to calculate contract size adjustment. (Guidance Notes - Section 6) | PV Panels in an array. | - | 1 | TRUE
1322 | 206S92 | 8889 | 206S92 | Electrics | Solar Panels | Photovoltaic | Solar PV greater than 150 kW capacity | Wales, Scotland, Northern Ireland - use this ERC England - Under the Green Agenda (SI 2022 No. 405) - valuer judgement of 10% ERC | Solar panels Solar technology has been exploited in the UK, however recently removal of subsidies and tax benefits for domestic and commercial use has decreased interest and demand. Many roadside and pipeline installations are now solar panel powered. Panels are also fixed to a roof structure or on a frame to the ground. The more common units are photovoltaic cells, often panels some 2.5 sq. m. in size. The current is DC and can be stored in batteries but this is generally inverted into AC to onward transmission to the grid. Advances in technology ensure that currents are stable. In these cases the solar energy is used for electrical power. | Considered Not Applicable at time of Publication | (BEAMS Note 1) The ERC for this item should be added to the total of the ERC of the other P&M items on the site and the Buildings ERC (where applicable) to enable the correct contract size adjustment to be made. ERC of P&M Items + ERC of Building Component’s = Total ERC (net figure rateable items only) to which contract size adjustment should be applied The 2023 Generic Contractors Test Spreadsheet has this facility built into the programme - it is recommended you undertake all contractors test valuations using this spreadsheet. (Details on the application of contract size adjustments can be found in the RCG 2023 Guidance notes). Where RV is calculated using the comparative method (rental method) the contract size adjustment should be made as follows: Select - SCAT code box ""P and M as an addition” within the 2023 Generic Contractors Test Spreadsheet facility. Or Where the spreadsheet is not used take the: Reciprocal of statutory de-capitalisation rate (i.e. 5% reciprocal = 20) multiply by rateable value of the buildings (before any overall end allowances are made and after making a notional deduction for the land value) and add to the ERC of P&M. Use resultant figure to calculate contract size adjustment. (Guidance Notes - Section 6) | Prices shown are per kW of installed capacity. | Typical small commercial installation of solar photovoltaic panels generating electrical power for on site use. The current produced is DC (Direct Current), but is converted to AC (Alternating Current) by an inverter for use within the hereditament or for export to the National Grid. Installations most commonly comprise mono or polycrystalline panels, each with an installed capacity of around 250 Watts (W). They are normally roof mounted (but can be ground mounted) and cover approximately 7 sq m per kilowatt (kW = 1000 Watts) of capacity. The estimated replacement cost shown is the price per kilowatt of installed capacity (DC) for the full installation which will include solar panels, frames & clamps, inverter(s), isolation switches, generation meter and installation costs. For larger installations (above 50 Kw), or stand alone sub 50 kW systems where power is mainly or exclusively exported to the National Grid, please refer to the Utilities, Transport & Telecoms Team (UTT). Find out the installed capacity, but if not possible to do, then assume 250 W per panel. | Panels, supports, cables, inverter, switchgear and all associated controls and ancillary items. Class 1 Table 1 (n) & List of Accessories. The prices shown are inclusive of these elements. | - | - | - | See 206S90 - 92. | PV Panels in an array. | - | 20027 |  | kW | Greater than 150 kW, price shown is per kW. | 3 - INDUSTRIAL | David Grace | - | #N/A | Option 3 | ERROR | 0% | 996 | 842.4614 | 0% | 0% | 842.4614 | 0% | P&M | Lee Jackson | VOA_GPN_GOV_UK\7236957 | 2022-07-01 | Medium | Blue | Please Select | - | - | - | NA | SPONS E | 1.451 | (BEAMS Note 1) The ERC for this item should be added to the total of the ERC of the other P&M items on the site and the Buildings ERC (where applicable) to enable the correct contract size adjustment to be made. ERC of P&M Items + ERC of Building Component’s = Total ERC (net figure rateable items only) to which contract size adjustment should be applied The 2021 Generic Contractors Test Spreadsheet has this facility built into the programme - it is recommended you undertake all contractors test valuations using this spreadsheet. (Details on the application of contract size adjustments can be found in the RCG 2021 Guidance notes). Where RV is calculated using the comparative method (rental method) the contract size adjustment should be made as follows: Select - SCAT code box "P and M as an addition” within the 2021 Generic Contractors Test Spreadsheet facility. Or Where the spreadsheet is not used take the: Reciprocal of statutory de-capitalisation rate (i.e. 5% reciprocal = 20) multiply by rateable value of the buildings (before any overall end allowances are made and after making a notional deduction for the land value) and add to the ERC of P&M. Use resultant figure to calculate contract size adjustment. (Guidance Notes - Section 6) | PV Panels in an array. | - | 1 | TRUE
| 207A01 |  | 207A01 | Engines | Diesel | (Motive power) (engine only) | Normal Working Speed - rpm 18 - 2500 | Brake horse power - 52 | - | Considered Not Applicable at time of Publication | (BEAMS Note 1) The ERC for this item should be added to the total of the ERC of the other P&M items on the site and the Buildings ERC (where applicable) to enable the correct contract size adjustment to be made. ERC of P&M Items + ERC of Building Component’s = Total ERC (net figure rateable items only) to which contract size adjustment should be applied The 2023 Generic Contractors Test Spreadsheet has this facility built into the programme - it is recommended you undertake all contractors test valuations using this spreadsheet. (Details on the application of contract size adjustments can be found in the RCG 2023 Guidance notes). Where RV is calculated using the comparative method (rental method) the contract size adjustment should be made as follows: Select - SCAT code box ""P and M as an addition” within the 2023 Generic Contractors Test Spreadsheet facility. Or Where the spreadsheet is not used take the: Reciprocal of statutory de-capitalisation rate (i.e. 5% reciprocal = 20) multiply by rateable value of the buildings (before any overall end allowances are made and after making a notional deduction for the land value) and add to the ERC of P&M. Use resultant figure to calculate contract size adjustment. (Guidance Notes - Section 6) | - | - | - | - | - | - | - | - | - | - |  | each | - | NA | NA | NA | 0 | Option 3 | 0 | 0% |  | 0 | 0% | 0% | 0 | 0% | Indexed | NA |  | 2021-09-30 |  |  |  | Indexed from NI RCG2020 | - | - | NA | SPONS E | NA |  |  |  |  | TRUE
| 207A02 |  | 207A02 | Engines | Diesel | (Motive power) (engine only) | Normal Working Speed - rpm 18 - 2500 | Brake horse power - 69 | - | Considered Not Applicable at time of Publication | (BEAMS Note 1) The ERC for this item should be added to the total of the ERC of the other P&M items on the site and the Buildings ERC (where applicable) to enable the correct contract size adjustment to be made. ERC of P&M Items + ERC of Building Component’s = Total ERC (net figure rateable items only) to which contract size adjustment should be applied The 2023 Generic Contractors Test Spreadsheet has this facility built into the programme - it is recommended you undertake all contractors test valuations using this spreadsheet. (Details on the application of contract size adjustments can be found in the RCG 2023 Guidance notes). Where RV is calculated using the comparative method (rental method) the contract size adjustment should be made as follows: Select - SCAT code box ""P and M as an addition” within the 2023 Generic Contractors Test Spreadsheet facility. Or Where the spreadsheet is not used take the: Reciprocal of statutory de-capitalisation rate (i.e. 5% reciprocal = 20) multiply by rateable value of the buildings (before any overall end allowances are made and after making a notional deduction for the land value) and add to the ERC of P&M. Use resultant figure to calculate contract size adjustment. (Guidance Notes - Section 6) | - | - | - | - | - | - | - | - | - | - |  | each | - | NA | NA | NA | 0 | Option 3 | 0 | 0% |  | 0 | 0% | 0% | 0 | 0% | Indexed | NA |  | 2021-09-30 |  |  |  | Indexed from NI RCG2020 | - | - | NA | SPONS E | NA |  |  |  |  | TRUE
| 207A03 |  | 207A03 | Engines | Diesel | (Motive power) (engine only) | Normal Working Speed - rpm 18 - 2500 | Brake horse power - 103 | - | Considered Not Applicable at time of Publication | (BEAMS Note 1) The ERC for this item should be added to the total of the ERC of the other P&M items on the site and the Buildings ERC (where applicable) to enable the correct contract size adjustment to be made. ERC of P&M Items + ERC of Building Component’s = Total ERC (net figure rateable items only) to which contract size adjustment should be applied The 2023 Generic Contractors Test Spreadsheet has this facility built into the programme - it is recommended you undertake all contractors test valuations using this spreadsheet. (Details on the application of contract size adjustments can be found in the RCG 2023 Guidance notes). Where RV is calculated using the comparative method (rental method) the contract size adjustment should be made as follows: Select - SCAT code box ""P and M as an addition” within the 2023 Generic Contractors Test Spreadsheet facility. Or Where the spreadsheet is not used take the: Reciprocal of statutory de-capitalisation rate (i.e. 5% reciprocal = 20) multiply by rateable value of the buildings (before any overall end allowances are made and after making a notional deduction for the land value) and add to the ERC of P&M. Use resultant figure to calculate contract size adjustment. (Guidance Notes - Section 6) | - | - | - | - | - | - | - | - | - | - |  | each | - | NA | NA | NA | 0 | Option 3 | 0 | 0% |  | 0 | 0% | 0% | 0 | 0% | Indexed | NA |  | 2021-09-30 |  |  |  | Indexed from NI RCG2020 | - | - | NA | SPONS E | NA |  |  |  |  | TRUE
| 207A04 |  | 207A04 | Engines | Diesel | (Motive power) (engine only) | Normal Working Speed - rpm 18 - 2500 | Brake horse power - 133 | - | Considered Not Applicable at time of Publication | (BEAMS Note 1) The ERC for this item should be added to the total of the ERC of the other P&M items on the site and the Buildings ERC (where applicable) to enable the correct contract size adjustment to be made. ERC of P&M Items + ERC of Building Component’s = Total ERC (net figure rateable items only) to which contract size adjustment should be applied The 2023 Generic Contractors Test Spreadsheet has this facility built into the programme - it is recommended you undertake all contractors test valuations using this spreadsheet. (Details on the application of contract size adjustments can be found in the RCG 2023 Guidance notes). Where RV is calculated using the comparative method (rental method) the contract size adjustment should be made as follows: Select - SCAT code box ""P and M as an addition” within the 2023 Generic Contractors Test Spreadsheet facility. Or Where the spreadsheet is not used take the: Reciprocal of statutory de-capitalisation rate (i.e. 5% reciprocal = 20) multiply by rateable value of the buildings (before any overall end allowances are made and after making a notional deduction for the land value) and add to the ERC of P&M. Use resultant figure to calculate contract size adjustment. (Guidance Notes - Section 6) | - | - | - | - | - | - | - | - | - | - |  | each | - | NA | NA | NA | 0 | Option 3 | 0 | 0% |  | 0 | 0% | 0% | 0 | 0% | Indexed | NA |  | 2021-09-30 |  |  |  | Indexed from NI RCG2020 | - | - | NA | SPONS E | NA |  |  |  |  | TRUE
| 207A05 |  | 207A05 | Engines | Diesel | (Motive power) (engine only) | Normal Working Speed - rpm 18 - 2500 | Brake horse power - 141 | - | Considered Not Applicable at time of Publication | (BEAMS Note 1) The ERC for this item should be added to the total of the ERC of the other P&M items on the site and the Buildings ERC (where applicable) to enable the correct contract size adjustment to be made. ERC of P&M Items + ERC of Building Component’s = Total ERC (net figure rateable items only) to which contract size adjustment should be applied The 2023 Generic Contractors Test Spreadsheet has this facility built into the programme - it is recommended you undertake all contractors test valuations using this spreadsheet. (Details on the application of contract size adjustments can be found in the RCG 2023 Guidance notes). Where RV is calculated using the comparative method (rental method) the contract size adjustment should be made as follows: Select - SCAT code box ""P and M as an addition” within the 2023 Generic Contractors Test Spreadsheet facility. Or Where the spreadsheet is not used take the: Reciprocal of statutory de-capitalisation rate (i.e. 5% reciprocal = 20) multiply by rateable value of the buildings (before any overall end allowances are made and after making a notional deduction for the land value) and add to the ERC of P&M. Use resultant figure to calculate contract size adjustment. (Guidance Notes - Section 6) | - | - | - | - | - | - | - | - | - | - |  | each | - | NA | NA | NA | 0 | Option 3 | 0 | 0% |  | 0 | 0% | 0% | 0 | 0% | Indexed | NA |  | 2021-09-30 |  |  |  | Indexed from NI RCG2020 | - | - | NA | SPONS E | NA |  |  |  |  | TRUE
| 207A06 |  | 207A06 | Engines | Diesel | (Motive power) (engine only) | Normal Working Speed - rpm 18 - 2500 | Brake horse power - 181 | - | Considered Not Applicable at time of Publication | (BEAMS Note 1) The ERC for this item should be added to the total of the ERC of the other P&M items on the site and the Buildings ERC (where applicable) to enable the correct contract size adjustment to be made. ERC of P&M Items + ERC of Building Component’s = Total ERC (net figure rateable items only) to which contract size adjustment should be applied The 2023 Generic Contractors Test Spreadsheet has this facility built into the programme - it is recommended you undertake all contractors test valuations using this spreadsheet. (Details on the application of contract size adjustments can be found in the RCG 2023 Guidance notes). Where RV is calculated using the comparative method (rental method) the contract size adjustment should be made as follows: Select - SCAT code box ""P and M as an addition” within the 2023 Generic Contractors Test Spreadsheet facility. Or Where the spreadsheet is not used take the: Reciprocal of statutory de-capitalisation rate (i.e. 5% reciprocal = 20) multiply by rateable value of the buildings (before any overall end allowances are made and after making a notional deduction for the land value) and add to the ERC of P&M. Use resultant figure to calculate contract size adjustment. (Guidance Notes - Section 6) | - | - | - | - | - | - | - | - | - | - |  | each | - | NA | NA | NA | 0 | Option 3 | 0 | 0% |  | 0 | 0% | 0% | 0 | 0% | Indexed | NA |  | 2021-09-30 |  |  |  | Indexed from NI RCG2020 | - | - | NA | SPONS E | NA |  |  |  |  | TRUE
| 207A07 |  | 207A07 | Engines | Diesel | (Motive power) (engine only) | Normal Working Speed - rpm 18 - 2500 | Brake horse power - 208 | - | Considered Not Applicable at time of Publication | (BEAMS Note 1) The ERC for this item should be added to the total of the ERC of the other P&M items on the site and the Buildings ERC (where applicable) to enable the correct contract size adjustment to be made. ERC of P&M Items + ERC of Building Component’s = Total ERC (net figure rateable items only) to which contract size adjustment should be applied The 2023 Generic Contractors Test Spreadsheet has this facility built into the programme - it is recommended you undertake all contractors test valuations using this spreadsheet. (Details on the application of contract size adjustments can be found in the RCG 2023 Guidance notes). Where RV is calculated using the comparative method (rental method) the contract size adjustment should be made as follows: Select - SCAT code box ""P and M as an addition” within the 2023 Generic Contractors Test Spreadsheet facility. Or Where the spreadsheet is not used take the: Reciprocal of statutory de-capitalisation rate (i.e. 5% reciprocal = 20) multiply by rateable value of the buildings (before any overall end allowances are made and after making a notional deduction for the land value) and add to the ERC of P&M. Use resultant figure to calculate contract size adjustment. (Guidance Notes - Section 6) | - | - | - | - | - | - | - | - | - | - |  | each | - | NA | NA | NA | 0 | Option 3 | 0 | 0% |  | 0 | 0% | 0% | 0 | 0% | Indexed | NA |  | 2021-09-30 |  |  |  | Indexed from NI RCG2020 | - | - | NA | SPONS E | NA |  |  |  |  | TRUE
| 207A08 |  | 207A08 | Engines | Diesel | (Motive power) (engine only) | Normal Working Speed - rpm 18 - 2500 | Brake horse power - 258 | - | Considered Not Applicable at time of Publication | (BEAMS Note 1) The ERC for this item should be added to the total of the ERC of the other P&M items on the site and the Buildings ERC (where applicable) to enable the correct contract size adjustment to be made. ERC of P&M Items + ERC of Building Component’s = Total ERC (net figure rateable items only) to which contract size adjustment should be applied The 2023 Generic Contractors Test Spreadsheet has this facility built into the programme - it is recommended you undertake all contractors test valuations using this spreadsheet. (Details on the application of contract size adjustments can be found in the RCG 2023 Guidance notes). Where RV is calculated using the comparative method (rental method) the contract size adjustment should be made as follows: Select - SCAT code box ""P and M as an addition” within the 2023 Generic Contractors Test Spreadsheet facility. Or Where the spreadsheet is not used take the: Reciprocal of statutory de-capitalisation rate (i.e. 5% reciprocal = 20) multiply by rateable value of the buildings (before any overall end allowances are made and after making a notional deduction for the land value) and add to the ERC of P&M. Use resultant figure to calculate contract size adjustment. (Guidance Notes - Section 6) | - | - | - | - | - | - | - | - | - | - |  | each | - | NA | NA | NA | 0 | Option 3 | 0 | 0% |  | 0 | 0% | 0% | 0 | 0% | Indexed | NA |  | 2021-09-30 |  |  |  | Indexed from NI RCG2020 | - | - | NA | SPONS E | NA |  |  |  |  | TRUE
| 207A09 |  | 207A09 | Engines | Diesel | (Motive power) (engine only) | Normal Working Speed - rpm 18 - 2500 | Brake horse power - 285 | - | Considered Not Applicable at time of Publication | (BEAMS Note 1) The ERC for this item should be added to the total of the ERC of the other P&M items on the site and the Buildings ERC (where applicable) to enable the correct contract size adjustment to be made. ERC of P&M Items + ERC of Building Component’s = Total ERC (net figure rateable items only) to which contract size adjustment should be applied The 2023 Generic Contractors Test Spreadsheet has this facility built into the programme - it is recommended you undertake all contractors test valuations using this spreadsheet. (Details on the application of contract size adjustments can be found in the RCG 2023 Guidance notes). Where RV is calculated using the comparative method (rental method) the contract size adjustment should be made as follows: Select - SCAT code box ""P and M as an addition” within the 2023 Generic Contractors Test Spreadsheet facility. Or Where the spreadsheet is not used take the: Reciprocal of statutory de-capitalisation rate (i.e. 5% reciprocal = 20) multiply by rateable value of the buildings (before any overall end allowances are made and after making a notional deduction for the land value) and add to the ERC of P&M. Use resultant figure to calculate contract size adjustment. (Guidance Notes - Section 6) | - | - | - | - | - | - | - | - | - | - |  | each | - | NA | NA | NA | 0 | Option 3 | 0 | 0% |  | 0 | 0% | 0% | 0 | 0% | Indexed | NA |  | 2021-09-30 |  |  |  | Indexed from NI RCG2020 | - | - | NA | SPONS E | NA |  |  |  |  | TRUE
| 207A10 |  | 207A10 | Engines | Diesel | (Motive power) (engine only) | Normal Working Speed - rpm 18 - 2500 | Brake horse power - 291 | - | Considered Not Applicable at time of Publication | (BEAMS Note 1) The ERC for this item should be added to the total of the ERC of the other P&M items on the site and the Buildings ERC (where applicable) to enable the correct contract size adjustment to be made. ERC of P&M Items + ERC of Building Component’s = Total ERC (net figure rateable items only) to which contract size adjustment should be applied The 2023 Generic Contractors Test Spreadsheet has this facility built into the programme - it is recommended you undertake all contractors test valuations using this spreadsheet. (Details on the application of contract size adjustments can be found in the RCG 2023 Guidance notes). Where RV is calculated using the comparative method (rental method) the contract size adjustment should be made as follows: Select - SCAT code box ""P and M as an addition” within the 2023 Generic Contractors Test Spreadsheet facility. Or Where the spreadsheet is not used take the: Reciprocal of statutory de-capitalisation rate (i.e. 5% reciprocal = 20) multiply by rateable value of the buildings (before any overall end allowances are made and after making a notional deduction for the land value) and add to the ERC of P&M. Use resultant figure to calculate contract size adjustment. (Guidance Notes - Section 6) | - | - | - | - | - | - | - | - | - | - |  | each | - | NA | NA | NA | 0 | Option 3 | 0 | 0% |  | 0 | 0% | 0% | 0 | 0% | Indexed | NA |  | 2021-09-30 |  |  |  | Indexed from NI RCG2020 | - | - | NA | SPONS E | NA |  |  |  |  | TRUE
| 207A11 |  | 207A11 | Engines | Diesel | (Motive power) (engine only) | Normal Working Speed - rpm 18 - 2500 | Brake horse power - 359 | - | Considered Not Applicable at time of Publication | (BEAMS Note 1) The ERC for this item should be added to the total of the ERC of the other P&M items on the site and the Buildings ERC (where applicable) to enable the correct contract size adjustment to be made. ERC of P&M Items + ERC of Building Component’s = Total ERC (net figure rateable items only) to which contract size adjustment should be applied The 2023 Generic Contractors Test Spreadsheet has this facility built into the programme - it is recommended you undertake all contractors test valuations using this spreadsheet. (Details on the application of contract size adjustments can be found in the RCG 2023 Guidance notes). Where RV is calculated using the comparative method (rental method) the contract size adjustment should be made as follows: Select - SCAT code box ""P and M as an addition” within the 2023 Generic Contractors Test Spreadsheet facility. Or Where the spreadsheet is not used take the: Reciprocal of statutory de-capitalisation rate (i.e. 5% reciprocal = 20) multiply by rateable value of the buildings (before any overall end allowances are made and after making a notional deduction for the land value) and add to the ERC of P&M. Use resultant figure to calculate contract size adjustment. (Guidance Notes - Section 6) | - | - | - | - | - | - | - | - | - | - |  | each | - | NA | NA | NA | 0 | Option 3 | 0 | 0% |  | 0 | 0% | 0% | 0 | 0% | Indexed | NA |  | 2021-09-30 |  |  |  | Indexed from NI RCG2020 | - | - | NA | SPONS E | NA |  |  |  |  | TRUE
| 207A12 |  | 207A12 | Engines | Diesel | (Motive power) (engine only) | Normal Working Speed - rpm 18 - 2500 | Brake horse power - 440 | - | Considered Not Applicable at time of Publication | (BEAMS Note 1) The ERC for this item should be added to the total of the ERC of the other P&M items on the site and the Buildings ERC (where applicable) to enable the correct contract size adjustment to be made. ERC of P&M Items + ERC of Building Component’s = Total ERC (net figure rateable items only) to which contract size adjustment should be applied The 2023 Generic Contractors Test Spreadsheet has this facility built into the programme - it is recommended you undertake all contractors test valuations using this spreadsheet. (Details on the application of contract size adjustments can be found in the RCG 2023 Guidance notes). Where RV is calculated using the comparative method (rental method) the contract size adjustment should be made as follows: Select - SCAT code box ""P and M as an addition” within the 2023 Generic Contractors Test Spreadsheet facility. Or Where the spreadsheet is not used take the: Reciprocal of statutory de-capitalisation rate (i.e. 5% reciprocal = 20) multiply by rateable value of the buildings (before any overall end allowances are made and after making a notional deduction for the land value) and add to the ERC of P&M. Use resultant figure to calculate contract size adjustment. (Guidance Notes - Section 6) | - | - | - | - | - | - | - | - | - | - |  | each | - | NA | NA | NA | 0 | Option 3 | 0 | 0% |  | 0 | 0% | 0% | 0 | 0% | Indexed | NA |  | 2021-09-30 |  |  |  | Indexed from NI RCG2020 | - | - | NA | SPONS E | NA |  |  |  |  | TRUE
| 207A13 |  | 207A13 | Engines | Diesel Continuous Use - Long Periods | (Motive power) (engine only) | Low Turning - rpm < 1000 | Brake horse power - 500 | - | Considered Not Applicable at time of Publication | (BEAMS Note 1) The ERC for this item should be added to the total of the ERC of the other P&M items on the site and the Buildings ERC (where applicable) to enable the correct contract size adjustment to be made. ERC of P&M Items + ERC of Building Component’s = Total ERC (net figure rateable items only) to which contract size adjustment should be applied The 2023 Generic Contractors Test Spreadsheet has this facility built into the programme - it is recommended you undertake all contractors test valuations using this spreadsheet. (Details on the application of contract size adjustments can be found in the RCG 2023 Guidance notes). Where RV is calculated using the comparative method (rental method) the contract size adjustment should be made as follows: Select - SCAT code box ""P and M as an addition” within the 2023 Generic Contractors Test Spreadsheet facility. Or Where the spreadsheet is not used take the: Reciprocal of statutory de-capitalisation rate (i.e. 5% reciprocal = 20) multiply by rateable value of the buildings (before any overall end allowances are made and after making a notional deduction for the land value) and add to the ERC of P&M. Use resultant figure to calculate contract size adjustment. (Guidance Notes - Section 6) | - | - | - | - | - | - | - | - | - | - |  | each | - | NA | NA | NA | 0 | Option 3 | 0 | 0% |  | 0 | 0% | 0% | 0 | 0% | Indexed | NA |  | 2021-09-30 |  |  |  | Indexed from NI RCG2020 | - | - | NA | SPONS E | NA |  |  |  |  | TRUE
| 207A14 |  | 207A14 | Engines | Diesel Continuous Use - Long Periods | (Motive power) (engine only) | Low Turning - rpm < 1000 | Brake horse power - 600 | - | Considered Not Applicable at time of Publication | (BEAMS Note 1) The ERC for this item should be added to the total of the ERC of the other P&M items on the site and the Buildings ERC (where applicable) to enable the correct contract size adjustment to be made. ERC of P&M Items + ERC of Building Component’s = Total ERC (net figure rateable items only) to which contract size adjustment should be applied The 2023 Generic Contractors Test Spreadsheet has this facility built into the programme - it is recommended you undertake all contractors test valuations using this spreadsheet. (Details on the application of contract size adjustments can be found in the RCG 2023 Guidance notes). Where RV is calculated using the comparative method (rental method) the contract size adjustment should be made as follows: Select - SCAT code box ""P and M as an addition” within the 2023 Generic Contractors Test Spreadsheet facility. Or Where the spreadsheet is not used take the: Reciprocal of statutory de-capitalisation rate (i.e. 5% reciprocal = 20) multiply by rateable value of the buildings (before any overall end allowances are made and after making a notional deduction for the land value) and add to the ERC of P&M. Use resultant figure to calculate contract size adjustment. (Guidance Notes - Section 6) | - | - | - | - | - | - | - | - | - | - |  | each | - | NA | NA | NA | 0 | Option 3 | 0 | 0% |  | 0 | 0% | 0% | 0 | 0% | Indexed | NA |  | 2021-09-30 |  |  |  | Indexed from NI RCG2020 | - | - | NA | SPONS E | NA |  |  |  |  | TRUE
| 207A15 |  | 207A15 | Engines | Diesel Continuous Use - Long Periods | (Motive power) (engine only) | Low Turning - rpm < 1000 | Brake horse power - 700 | - | Considered Not Applicable at time of Publication | (BEAMS Note 1) The ERC for this item should be added to the total of the ERC of the other P&M items on the site and the Buildings ERC (where applicable) to enable the correct contract size adjustment to be made. ERC of P&M Items + ERC of Building Component’s = Total ERC (net figure rateable items only) to which contract size adjustment should be applied The 2023 Generic Contractors Test Spreadsheet has this facility built into the programme - it is recommended you undertake all contractors test valuations using this spreadsheet. (Details on the application of contract size adjustments can be found in the RCG 2023 Guidance notes). Where RV is calculated using the comparative method (rental method) the contract size adjustment should be made as follows: Select - SCAT code box ""P and M as an addition” within the 2023 Generic Contractors Test Spreadsheet facility. Or Where the spreadsheet is not used take the: Reciprocal of statutory de-capitalisation rate (i.e. 5% reciprocal = 20) multiply by rateable value of the buildings (before any overall end allowances are made and after making a notional deduction for the land value) and add to the ERC of P&M. Use resultant figure to calculate contract size adjustment. (Guidance Notes - Section 6) | - | - | - | - | - | - | - | - | - | - |  | each | - | NA | NA | NA | 0 | Option 3 | 0 | 0% |  | 0 | 0% | 0% | 0 | 0% | Indexed | NA |  | 2021-09-30 |  |  |  | Indexed from NI RCG2020 | - | - | NA | SPONS E | NA |  |  |  |  | TRUE
| 207A16 |  | 207A16 | Engines | Diesel Continuous Use - Long Periods | (Motive power) (engine only) | Low Turning - rpm < 1000 | Brake horse power - 890 | - | Considered Not Applicable at time of Publication | (BEAMS Note 1) The ERC for this item should be added to the total of the ERC of the other P&M items on the site and the Buildings ERC (where applicable) to enable the correct contract size adjustment to be made. ERC of P&M Items + ERC of Building Component’s = Total ERC (net figure rateable items only) to which contract size adjustment should be applied The 2023 Generic Contractors Test Spreadsheet has this facility built into the programme - it is recommended you undertake all contractors test valuations using this spreadsheet. (Details on the application of contract size adjustments can be found in the RCG 2023 Guidance notes). Where RV is calculated using the comparative method (rental method) the contract size adjustment should be made as follows: Select - SCAT code box ""P and M as an addition” within the 2023 Generic Contractors Test Spreadsheet facility. Or Where the spreadsheet is not used take the: Reciprocal of statutory de-capitalisation rate (i.e. 5% reciprocal = 20) multiply by rateable value of the buildings (before any overall end allowances are made and after making a notional deduction for the land value) and add to the ERC of P&M. Use resultant figure to calculate contract size adjustment. (Guidance Notes - Section 6) | - | - | - | - | - | - | - | - | - | - |  | each | - | NA | NA | NA | 0 | Option 3 | 0 | 0% |  | 0 | 0% | 0% | 0 | 0% | Indexed | NA |  | 2021-09-30 |  |  |  | Indexed from NI RCG2020 | - | - | NA | SPONS E | NA |  |  |  |  | TRUE
| 207A17 |  | 207A17 | Engines | Diesel Continuous Use - Long Periods | (Motive power) (engine only) | Low Turning - rpm < 1000 | Brake horse power - 1000 | - | Considered Not Applicable at time of Publication | (BEAMS Note 1) The ERC for this item should be added to the total of the ERC of the other P&M items on the site and the Buildings ERC (where applicable) to enable the correct contract size adjustment to be made. ERC of P&M Items + ERC of Building Component’s = Total ERC (net figure rateable items only) to which contract size adjustment should be applied The 2023 Generic Contractors Test Spreadsheet has this facility built into the programme - it is recommended you undertake all contractors test valuations using this spreadsheet. (Details on the application of contract size adjustments can be found in the RCG 2023 Guidance notes). Where RV is calculated using the comparative method (rental method) the contract size adjustment should be made as follows: Select - SCAT code box ""P and M as an addition” within the 2023 Generic Contractors Test Spreadsheet facility. Or Where the spreadsheet is not used take the: Reciprocal of statutory de-capitalisation rate (i.e. 5% reciprocal = 20) multiply by rateable value of the buildings (before any overall end allowances are made and after making a notional deduction for the land value) and add to the ERC of P&M. Use resultant figure to calculate contract size adjustment. (Guidance Notes - Section 6) | - | - | - | - | - | - | - | - | - | - |  | each | - | NA | NA | NA | 0 | Option 3 | 0 | 0% |  | 0 | 0% | 0% | 0 | 0% | Indexed | NA |  | 2021-09-30 |  |  |  | Indexed from NI RCG2020 | - | - | NA | SPONS E | NA |  |  |  |  | TRUE
| 207A18 |  | 207A18 | Engines | Diesel Continuous Use - Long Periods | (Motive power) (engine only) | Low Turning - rpm < 1000 | Brake horse power - 1500 | - | Considered Not Applicable at time of Publication | (BEAMS Note 1) The ERC for this item should be added to the total of the ERC of the other P&M items on the site and the Buildings ERC (where applicable) to enable the correct contract size adjustment to be made. ERC of P&M Items + ERC of Building Component’s = Total ERC (net figure rateable items only) to which contract size adjustment should be applied The 2023 Generic Contractors Test Spreadsheet has this facility built into the programme - it is recommended you undertake all contractors test valuations using this spreadsheet. (Details on the application of contract size adjustments can be found in the RCG 2023 Guidance notes). Where RV is calculated using the comparative method (rental method) the contract size adjustment should be made as follows: Select - SCAT code box ""P and M as an addition” within the 2023 Generic Contractors Test Spreadsheet facility. Or Where the spreadsheet is not used take the: Reciprocal of statutory de-capitalisation rate (i.e. 5% reciprocal = 20) multiply by rateable value of the buildings (before any overall end allowances are made and after making a notional deduction for the land value) and add to the ERC of P&M. Use resultant figure to calculate contract size adjustment. (Guidance Notes - Section 6) | - | - | - | - | - | - | - | - | - | - |  | each | - | NA | NA | NA | 0 | Option 3 | 0 | 0% |  | 0 | 0% | 0% | 0 | 0% | Indexed | NA |  | 2021-09-30 |  |  |  | Indexed from NI RCG2020 | - | - | NA | SPONS E | NA |  |  |  |  | TRUE
| 207A19 |  | 207A19 | Engines | Diesel Continuous Use - Long Periods | (Motive power) (engine only) | Low Turning - rpm < 1000 | Brake horse power - 2112 | - | Considered Not Applicable at time of Publication | (BEAMS Note 1) The ERC for this item should be added to the total of the ERC of the other P&M items on the site and the Buildings ERC (where applicable) to enable the correct contract size adjustment to be made. ERC of P&M Items + ERC of Building Component’s = Total ERC (net figure rateable items only) to which contract size adjustment should be applied The 2023 Generic Contractors Test Spreadsheet has this facility built into the programme - it is recommended you undertake all contractors test valuations using this spreadsheet. (Details on the application of contract size adjustments can be found in the RCG 2023 Guidance notes). Where RV is calculated using the comparative method (rental method) the contract size adjustment should be made as follows: Select - SCAT code box ""P and M as an addition” within the 2023 Generic Contractors Test Spreadsheet facility. Or Where the spreadsheet is not used take the: Reciprocal of statutory de-capitalisation rate (i.e. 5% reciprocal = 20) multiply by rateable value of the buildings (before any overall end allowances are made and after making a notional deduction for the land value) and add to the ERC of P&M. Use resultant figure to calculate contract size adjustment. (Guidance Notes - Section 6) | - | - | - | - | - | - | - | - | - | - |  | each | - | NA | NA | NA | 0 | Option 3 | 0 | 0% |  | 0 | 0% | 0% | 0 | 0% | Indexed | NA |  | 2021-09-30 |  |  |  | Indexed from NI RCG2020 | - | - | NA | SPONS E | NA |  |  |  |  | TRUE
| 207A20 |  | 207A20 | Engines | Diesel Continuous Use - Long Periods | (Motive power) (engine only) | Low Turning - rpm < 1000 | Brake horse power - 3000 | - | Considered Not Applicable at time of Publication | (BEAMS Note 1) The ERC for this item should be added to the total of the ERC of the other P&M items on the site and the Buildings ERC (where applicable) to enable the correct contract size adjustment to be made. ERC of P&M Items + ERC of Building Component’s = Total ERC (net figure rateable items only) to which contract size adjustment should be applied The 2023 Generic Contractors Test Spreadsheet has this facility built into the programme - it is recommended you undertake all contractors test valuations using this spreadsheet. (Details on the application of contract size adjustments can be found in the RCG 2023 Guidance notes). Where RV is calculated using the comparative method (rental method) the contract size adjustment should be made as follows: Select - SCAT code box ""P and M as an addition” within the 2023 Generic Contractors Test Spreadsheet facility. Or Where the spreadsheet is not used take the: Reciprocal of statutory de-capitalisation rate (i.e. 5% reciprocal = 20) multiply by rateable value of the buildings (before any overall end allowances are made and after making a notional deduction for the land value) and add to the ERC of P&M. Use resultant figure to calculate contract size adjustment. (Guidance Notes - Section 6) | - | - | - | - | - | - | - | - | - | - |  | each | - | NA | NA | NA | 0 | Option 3 | 0 | 0% |  | 0 | 0% | 0% | 0 | 0% | Indexed | NA |  | 2021-09-30 |  |  |  | Indexed from NI RCG2020 | - | - | NA | SPONS E | NA |  |  |  |  | TRUE
| 207A21 |  | 207A21 | Engines | Diesel Continuous Use - Long Periods | (Motive power) (engine only) | Low Turning - rpm < 1000 | Brake horse power - 5000 | - | Considered Not Applicable at time of Publication | (BEAMS Note 1) The ERC for this item should be added to the total of the ERC of the other P&M items on the site and the Buildings ERC (where applicable) to enable the correct contract size adjustment to be made. ERC of P&M Items + ERC of Building Component’s = Total ERC (net figure rateable items only) to which contract size adjustment should be applied The 2023 Generic Contractors Test Spreadsheet has this facility built into the programme - it is recommended you undertake all contractors test valuations using this spreadsheet. (Details on the application of contract size adjustments can be found in the RCG 2023 Guidance notes). Where RV is calculated using the comparative method (rental method) the contract size adjustment should be made as follows: Select - SCAT code box ""P and M as an addition” within the 2023 Generic Contractors Test Spreadsheet facility. Or Where the spreadsheet is not used take the: Reciprocal of statutory de-capitalisation rate (i.e. 5% reciprocal = 20) multiply by rateable value of the buildings (before any overall end allowances are made and after making a notional deduction for the land value) and add to the ERC of P&M. Use resultant figure to calculate contract size adjustment. (Guidance Notes - Section 6) | - | - | - | - | - | - | - | - | - | - |  | each | - | NA | NA | NA | 0 | Option 3 | 0 | 0% |  | 0 | 0% | 0% | 0 | 0% | Indexed | NA |  | 2021-09-30 |  |  |  | Indexed from NI RCG2020 | - | - | NA | SPONS E | NA |  |  |  |  | TRUE
| 207A22 |  | 207A22 | Engines | Diesel Continuous Use - Long Periods | (Motive power) (engine only) | Low Turning - rpm < 1000 | Brake horse power - 6000 | - | Considered Not Applicable at time of Publication | (BEAMS Note 1) The ERC for this item should be added to the total of the ERC of the other P&M items on the site and the Buildings ERC (where applicable) to enable the correct contract size adjustment to be made. ERC of P&M Items + ERC of Building Component’s = Total ERC (net figure rateable items only) to which contract size adjustment should be applied The 2023 Generic Contractors Test Spreadsheet has this facility built into the programme - it is recommended you undertake all contractors test valuations using this spreadsheet. (Details on the application of contract size adjustments can be found in the RCG 2023 Guidance notes). Where RV is calculated using the comparative method (rental method) the contract size adjustment should be made as follows: Select - SCAT code box ""P and M as an addition” within the 2023 Generic Contractors Test Spreadsheet facility. Or Where the spreadsheet is not used take the: Reciprocal of statutory de-capitalisation rate (i.e. 5% reciprocal = 20) multiply by rateable value of the buildings (before any overall end allowances are made and after making a notional deduction for the land value) and add to the ERC of P&M. Use resultant figure to calculate contract size adjustment. (Guidance Notes - Section 6) | - | - | - | - | - | - | - | - | - | - |  | each | - | NA | NA | NA | 0 | Option 3 | 0 | 0% |  | 0 | 0% | 0% | 0 | 0% | Indexed | NA |  | 2021-09-30 |  |  |  | Indexed from NI RCG2020 | - | - | NA | SPONS E | NA |  |  |  |  | TRUE
| 207A23 |  | 207A23 | Engines | Diesel Continuous Use - Long Periods | (Motive power) (engine only) | Low Turning - rpm < 1000 | Brake horse power - 7000 | - | Considered Not Applicable at time of Publication | (BEAMS Note 1) The ERC for this item should be added to the total of the ERC of the other P&M items on the site and the Buildings ERC (where applicable) to enable the correct contract size adjustment to be made. ERC of P&M Items + ERC of Building Component’s = Total ERC (net figure rateable items only) to which contract size adjustment should be applied The 2023 Generic Contractors Test Spreadsheet has this facility built into the programme - it is recommended you undertake all contractors test valuations using this spreadsheet. (Details on the application of contract size adjustments can be found in the RCG 2023 Guidance notes). Where RV is calculated using the comparative method (rental method) the contract size adjustment should be made as follows: Select - SCAT code box ""P and M as an addition” within the 2023 Generic Contractors Test Spreadsheet facility. Or Where the spreadsheet is not used take the: Reciprocal of statutory de-capitalisation rate (i.e. 5% reciprocal = 20) multiply by rateable value of the buildings (before any overall end allowances are made and after making a notional deduction for the land value) and add to the ERC of P&M. Use resultant figure to calculate contract size adjustment. (Guidance Notes - Section 6) | - | - | - | - | - | - | - | - | - | - |  | each | - | NA | NA | NA | 0 | Option 3 | 0 | 0% |  | 0 | 0% | 0% | 0 | 0% | Indexed | NA |  | 2021-09-30 |  |  |  | Indexed from NI RCG2020 | - | - | NA | SPONS E | NA |  |  |  |  | TRUE
| 207A24 |  | 207A24 | Engines | Diesel Continuous Use - Long Periods | (Motive power) (engine only) | Low Turning - rpm < 1000 | Brake horse power - 8000 | - | Considered Not Applicable at time of Publication | (BEAMS Note 1) The ERC for this item should be added to the total of the ERC of the other P&M items on the site and the Buildings ERC (where applicable) to enable the correct contract size adjustment to be made. ERC of P&M Items + ERC of Building Component’s = Total ERC (net figure rateable items only) to which contract size adjustment should be applied The 2023 Generic Contractors Test Spreadsheet has this facility built into the programme - it is recommended you undertake all contractors test valuations using this spreadsheet. (Details on the application of contract size adjustments can be found in the RCG 2023 Guidance notes). Where RV is calculated using the comparative method (rental method) the contract size adjustment should be made as follows: Select - SCAT code box ""P and M as an addition” within the 2023 Generic Contractors Test Spreadsheet facility. Or Where the spreadsheet is not used take the: Reciprocal of statutory de-capitalisation rate (i.e. 5% reciprocal = 20) multiply by rateable value of the buildings (before any overall end allowances are made and after making a notional deduction for the land value) and add to the ERC of P&M. Use resultant figure to calculate contract size adjustment. (Guidance Notes - Section 6) | - | - | - | - | - | - | - | - | - | - |  | each | - | NA | NA | NA | 0 | Option 3 | 0 | 0% |  | 0 | 0% | 0% | 0 | 0% | Indexed | NA |  | 2021-09-30 |  |  |  | Indexed from NI RCG2020 | - | - | NA | SPONS E | NA |  |  |  |  | TRUE
| 207A25 |  | 207A25 | Engines | Diesel Continuous Use - Long Periods | (Motive power) (engine only) | Low Turning - rpm < 1000 | Brake horse power - 9000 | - | Considered Not Applicable at time of Publication | (BEAMS Note 1) The ERC for this item should be added to the total of the ERC of the other P&M items on the site and the Buildings ERC (where applicable) to enable the correct contract size adjustment to be made. ERC of P&M Items + ERC of Building Component’s = Total ERC (net figure rateable items only) to which contract size adjustment should be applied The 2023 Generic Contractors Test Spreadsheet has this facility built into the programme - it is recommended you undertake all contractors test valuations using this spreadsheet. (Details on the application of contract size adjustments can be found in the RCG 2023 Guidance notes). Where RV is calculated using the comparative method (rental method) the contract size adjustment should be made as follows: Select - SCAT code box ""P and M as an addition” within the 2023 Generic Contractors Test Spreadsheet facility. Or Where the spreadsheet is not used take the: Reciprocal of statutory de-capitalisation rate (i.e. 5% reciprocal = 20) multiply by rateable value of the buildings (before any overall end allowances are made and after making a notional deduction for the land value) and add to the ERC of P&M. Use resultant figure to calculate contract size adjustment. (Guidance Notes - Section 6) | - | - | - | - | - | - | - | - | - | - |  | each | - | NA | NA | NA | 0 | Option 3 | 0 | 0% |  | 0 | 0% | 0% | 0 | 0% | Indexed | NA |  | 2021-09-30 |  |  |  | Indexed from NI RCG2020 | - | - | NA | SPONS E | NA |  |  |  |  | TRUE
| 207A26 |  | 207A26 | Engines | Diesel Continuous Use - Long Periods | (Motive power) (engine only) | Low Turning - rpm < 1000 | Brake horse power - 10000 | - | Considered Not Applicable at time of Publication | (BEAMS Note 1) The ERC for this item should be added to the total of the ERC of the other P&M items on the site and the Buildings ERC (where applicable) to enable the correct contract size adjustment to be made. ERC of P&M Items + ERC of Building Component’s = Total ERC (net figure rateable items only) to which contract size adjustment should be applied The 2023 Generic Contractors Test Spreadsheet has this facility built into the programme - it is recommended you undertake all contractors test valuations using this spreadsheet. (Details on the application of contract size adjustments can be found in the RCG 2023 Guidance notes). Where RV is calculated using the comparative method (rental method) the contract size adjustment should be made as follows: Select - SCAT code box ""P and M as an addition” within the 2023 Generic Contractors Test Spreadsheet facility. Or Where the spreadsheet is not used take the: Reciprocal of statutory de-capitalisation rate (i.e. 5% reciprocal = 20) multiply by rateable value of the buildings (before any overall end allowances are made and after making a notional deduction for the land value) and add to the ERC of P&M. Use resultant figure to calculate contract size adjustment. (Guidance Notes - Section 6) | - | - | - | - | - | - | - | - | - | - |  | each | - | NA | NA | NA | 0 | Option 3 | 0 | 0% |  | 0 | 0% | 0% | 0 | 0% | Indexed | NA |  | 2021-09-30 |  |  |  | Indexed from NI RCG2020 | - | - | NA | SPONS E | NA |  |  |  |  | TRUE
| 207A27 |  | 207A27 | Engines | Diesel Continuous Use - Long Periods | (Motive power) (engine only) | Low Turning - rpm < 1000 | Brake horse power - 15000 | - | Considered Not Applicable at time of Publication | (BEAMS Note 1) The ERC for this item should be added to the total of the ERC of the other P&M items on the site and the Buildings ERC (where applicable) to enable the correct contract size adjustment to be made. ERC of P&M Items + ERC of Building Component’s = Total ERC (net figure rateable items only) to which contract size adjustment should be applied The 2023 Generic Contractors Test Spreadsheet has this facility built into the programme - it is recommended you undertake all contractors test valuations using this spreadsheet. (Details on the application of contract size adjustments can be found in the RCG 2023 Guidance notes). Where RV is calculated using the comparative method (rental method) the contract size adjustment should be made as follows: Select - SCAT code box ""P and M as an addition” within the 2023 Generic Contractors Test Spreadsheet facility. Or Where the spreadsheet is not used take the: Reciprocal of statutory de-capitalisation rate (i.e. 5% reciprocal = 20) multiply by rateable value of the buildings (before any overall end allowances are made and after making a notional deduction for the land value) and add to the ERC of P&M. Use resultant figure to calculate contract size adjustment. (Guidance Notes - Section 6) | - | - | - | - | - | - | - | - | - | - |  | each | - | NA | NA | NA | 0 | Option 3 | 0 | 0% |  | 0 | 0% | 0% | 0 | 0% | Indexed | NA |  | 2021-09-30 |  |  |  | Indexed from NI RCG2020 | - | - | NA | SPONS E | NA |  |  |  |  | TRUE
| 207A28 |  | 207A28 | Engines | Diesel Continuous Use - Long Periods | (Motive power) (engine only) | Low Turning - rpm < 1000 | Brake horse power - 20000 | - | Considered Not Applicable at time of Publication | (BEAMS Note 1) The ERC for this item should be added to the total of the ERC of the other P&M items on the site and the Buildings ERC (where applicable) to enable the correct contract size adjustment to be made. ERC of P&M Items + ERC of Building Component’s = Total ERC (net figure rateable items only) to which contract size adjustment should be applied The 2023 Generic Contractors Test Spreadsheet has this facility built into the programme - it is recommended you undertake all contractors test valuations using this spreadsheet. (Details on the application of contract size adjustments can be found in the RCG 2023 Guidance notes). Where RV is calculated using the comparative method (rental method) the contract size adjustment should be made as follows: Select - SCAT code box ""P and M as an addition” within the 2023 Generic Contractors Test Spreadsheet facility. Or Where the spreadsheet is not used take the: Reciprocal of statutory de-capitalisation rate (i.e. 5% reciprocal = 20) multiply by rateable value of the buildings (before any overall end allowances are made and after making a notional deduction for the land value) and add to the ERC of P&M. Use resultant figure to calculate contract size adjustment. (Guidance Notes - Section 6) | - | - | - | - | - | - | - | - | - | - |  | each | - | NA | NA | NA | 0 | Option 3 | 0 | 0% |  | 0 | 0% | 0% | 0 | 0% | Indexed | NA |  | 2021-09-30 |  |  |  | Indexed from NI RCG2020 | - | - | NA | SPONS E | NA |  |  |  |  | TRUE
| 207A29 |  | 207A29 | Engines | Diesel Continuous Use - Long Periods | (Motive power) (engine only) | Low Turning - rpm < 1000 | Brake horse power - 25000 | - | Considered Not Applicable at time of Publication | (BEAMS Note 1) The ERC for this item should be added to the total of the ERC of the other P&M items on the site and the Buildings ERC (where applicable) to enable the correct contract size adjustment to be made. ERC of P&M Items + ERC of Building Component’s = Total ERC (net figure rateable items only) to which contract size adjustment should be applied The 2023 Generic Contractors Test Spreadsheet has this facility built into the programme - it is recommended you undertake all contractors test valuations using this spreadsheet. (Details on the application of contract size adjustments can be found in the RCG 2023 Guidance notes). Where RV is calculated using the comparative method (rental method) the contract size adjustment should be made as follows: Select - SCAT code box ""P and M as an addition” within the 2023 Generic Contractors Test Spreadsheet facility. Or Where the spreadsheet is not used take the: Reciprocal of statutory de-capitalisation rate (i.e. 5% reciprocal = 20) multiply by rateable value of the buildings (before any overall end allowances are made and after making a notional deduction for the land value) and add to the ERC of P&M. Use resultant figure to calculate contract size adjustment. (Guidance Notes - Section 6) | - | - | - | - | - | - | - | - | - | - |  | each | - | NA | NA | NA | 0 | Option 3 | 0 | 0% |  | 0 | 0% | 0% | 0 | 0% | Indexed | NA |  | 2021-09-30 |  |  |  | Indexed from NI RCG2020 | - | - | NA | SPONS E | NA |  |  |  |  | TRUE
| 207A30 |  | 207A30 | Engines | Diesel Continuous Use - Long Periods | (Motive power) (engine only) | Low Turning - rpm < 1000 | Brake horse power - 30000 | - | Considered Not Applicable at time of Publication | (BEAMS Note 1) The ERC for this item should be added to the total of the ERC of the other P&M items on the site and the Buildings ERC (where applicable) to enable the correct contract size adjustment to be made. ERC of P&M Items + ERC of Building Component’s = Total ERC (net figure rateable items only) to which contract size adjustment should be applied The 2023 Generic Contractors Test Spreadsheet has this facility built into the programme - it is recommended you undertake all contractors test valuations using this spreadsheet. (Details on the application of contract size adjustments can be found in the RCG 2023 Guidance notes). Where RV is calculated using the comparative method (rental method) the contract size adjustment should be made as follows: Select - SCAT code box ""P and M as an addition” within the 2023 Generic Contractors Test Spreadsheet facility. Or Where the spreadsheet is not used take the: Reciprocal of statutory de-capitalisation rate (i.e. 5% reciprocal = 20) multiply by rateable value of the buildings (before any overall end allowances are made and after making a notional deduction for the land value) and add to the ERC of P&M. Use resultant figure to calculate contract size adjustment. (Guidance Notes - Section 6) | - | - | - | - | - | - | - | - | - | - |  | each | - | NA | NA | NA | 0 | Option 3 | 0 | 0% |  | 0 | 0% | 0% | 0 | 0% | Indexed | NA |  | 2021-09-30 |  |  |  | Indexed from NI RCG2020 | - | - | NA | SPONS E | NA |  |  |  |  | TRUE
| 207A31 |  | 207A31 | Engines | Diesel Continuous Use - Long Periods | (Motive power) (engine only) | Low Turning - rpm < 1000 | Brake horse power - 40000 | - | Considered Not Applicable at time of Publication | (BEAMS Note 1) The ERC for this item should be added to the total of the ERC of the other P&M items on the site and the Buildings ERC (where applicable) to enable the correct contract size adjustment to be made. ERC of P&M Items + ERC of Building Component’s = Total ERC (net figure rateable items only) to which contract size adjustment should be applied The 2023 Generic Contractors Test Spreadsheet has this facility built into the programme - it is recommended you undertake all contractors test valuations using this spreadsheet. (Details on the application of contract size adjustments can be found in the RCG 2023 Guidance notes). Where RV is calculated using the comparative method (rental method) the contract size adjustment should be made as follows: Select - SCAT code box ""P and M as an addition” within the 2023 Generic Contractors Test Spreadsheet facility. Or Where the spreadsheet is not used take the: Reciprocal of statutory de-capitalisation rate (i.e. 5% reciprocal = 20) multiply by rateable value of the buildings (before any overall end allowances are made and after making a notional deduction for the land value) and add to the ERC of P&M. Use resultant figure to calculate contract size adjustment. (Guidance Notes - Section 6) | - | - | - | - | - | - | - | - | - | - |  | each | - | NA | NA | NA | 0 | Option 3 | 0 | 0% |  | 0 | 0% | 0% | 0 | 0% | Indexed | NA |  | 2021-09-30 |  |  |  | Indexed from NI RCG2020 | - | - | NA | SPONS E | NA |  |  |  |  | TRUE
| 207A32 |  | 207A32 | Engines | Diesel Continuous Use - Long Periods | (Motive power) (engine only) | Low Turning - rpm < 1000 | Brake horse power - 50000 | - | Considered Not Applicable at time of Publication | (BEAMS Note 1) The ERC for this item should be added to the total of the ERC of the other P&M items on the site and the Buildings ERC (where applicable) to enable the correct contract size adjustment to be made. ERC of P&M Items + ERC of Building Component’s = Total ERC (net figure rateable items only) to which contract size adjustment should be applied The 2023 Generic Contractors Test Spreadsheet has this facility built into the programme - it is recommended you undertake all contractors test valuations using this spreadsheet. (Details on the application of contract size adjustments can be found in the RCG 2023 Guidance notes). Where RV is calculated using the comparative method (rental method) the contract size adjustment should be made as follows: Select - SCAT code box ""P and M as an addition” within the 2023 Generic Contractors Test Spreadsheet facility. Or Where the spreadsheet is not used take the: Reciprocal of statutory de-capitalisation rate (i.e. 5% reciprocal = 20) multiply by rateable value of the buildings (before any overall end allowances are made and after making a notional deduction for the land value) and add to the ERC of P&M. Use resultant figure to calculate contract size adjustment. (Guidance Notes - Section 6) | - | - | - | - | - | - | - | - | - | - |  | each | - | NA | NA | NA | 0 | Option 3 | 0 | 0% |  | 0 | 0% | 0% | 0 | 0% | Indexed | NA |  | 2021-09-30 |  |  |  | Indexed from NI RCG2020 | - | - | NA | SPONS E | NA |  |  |  |  | TRUE
| 207B01 |  | 207B01 | Engines | Gas Turbine | (Motive power) (turbine only) | - | - | - | Considered Not Applicable at time of Publication | (BEAMS Note 1) The ERC for this item should be added to the total of the ERC of the other P&M items on the site and the Buildings ERC (where applicable) to enable the correct contract size adjustment to be made. ERC of P&M Items + ERC of Building Component’s = Total ERC (net figure rateable items only) to which contract size adjustment should be applied The 2023 Generic Contractors Test Spreadsheet has this facility built into the programme - it is recommended you undertake all contractors test valuations using this spreadsheet. (Details on the application of contract size adjustments can be found in the RCG 2023 Guidance notes). Where RV is calculated using the comparative method (rental method) the contract size adjustment should be made as follows: Select - SCAT code box ""P and M as an addition” within the 2023 Generic Contractors Test Spreadsheet facility. Or Where the spreadsheet is not used take the: Reciprocal of statutory de-capitalisation rate (i.e. 5% reciprocal = 20) multiply by rateable value of the buildings (before any overall end allowances are made and after making a notional deduction for the land value) and add to the ERC of P&M. Use resultant figure to calculate contract size adjustment. (Guidance Notes - Section 6) | - | - | - | - | - | - | - | - | - | - |  | each | - | NA | NA | NA | 359808.4821 | Option 3 | 471222.6294 | 30.96% |  | 0 | -100% | -100% | 471222.6294 | 30.96% | Indexed | NA |  | 2021-09-30 |  |  |  | Indexed from NI RCG2020 | - | - | NA | SPONS E | NA |  |  |  |  | TRUE
| 207C01 |  | 207C01 | Engines | Electric | (Motive power) (motor only) | - | - | - | Considered Not Applicable at time of Publication | (BEAMS Note 1) The ERC for this item should be added to the total of the ERC of the other P&M items on the site and the Buildings ERC (where applicable) to enable the correct contract size adjustment to be made. ERC of P&M Items + ERC of Building Component’s = Total ERC (net figure rateable items only) to which contract size adjustment should be applied The 2023 Generic Contractors Test Spreadsheet has this facility built into the programme - it is recommended you undertake all contractors test valuations using this spreadsheet. (Details on the application of contract size adjustments can be found in the RCG 2023 Guidance notes). Where RV is calculated using the comparative method (rental method) the contract size adjustment should be made as follows: Select - SCAT code box ""P and M as an addition” within the 2023 Generic Contractors Test Spreadsheet facility. Or Where the spreadsheet is not used take the: Reciprocal of statutory de-capitalisation rate (i.e. 5% reciprocal = 20) multiply by rateable value of the buildings (before any overall end allowances are made and after making a notional deduction for the land value) and add to the ERC of P&M. Use resultant figure to calculate contract size adjustment. (Guidance Notes - Section 6) | - | - | - | - | - | - | - | - | - | - |  | each | - | NA | NA | NA | 0 | Option 3 | 0 | 0% |  | 0 | 0% | 0% | 0 | 0% | Indexed | NA |  | 2021-09-30 |  |  |  | Indexed from NI RCG2020 | - | - | NA | SPONS E | NA |  |  |  |  | TRUE
| 207W01 |  | 207W01 | Engines | Gas Engine | (Motive power) (engine only) | - | - | - | Considered Not Applicable at time of Publication | (BEAMS Note 1) The ERC for this item should be added to the total of the ERC of the other P&M items on the site and the Buildings ERC (where applicable) to enable the correct contract size adjustment to be made. ERC of P&M Items + ERC of Building Component’s = Total ERC (net figure rateable items only) to which contract size adjustment should be applied The 2023 Generic Contractors Test Spreadsheet has this facility built into the programme - it is recommended you undertake all contractors test valuations using this spreadsheet. (Details on the application of contract size adjustments can be found in the RCG 2023 Guidance notes). Where RV is calculated using the comparative method (rental method) the contract size adjustment should be made as follows: Select - SCAT code box ""P and M as an addition” within the 2023 Generic Contractors Test Spreadsheet facility. Or Where the spreadsheet is not used take the: Reciprocal of statutory de-capitalisation rate (i.e. 5% reciprocal = 20) multiply by rateable value of the buildings (before any overall end allowances are made and after making a notional deduction for the land value) and add to the ERC of P&M. Use resultant figure to calculate contract size adjustment. (Guidance Notes - Section 6) | - | - | - | - | - | - | - | - | - | - |  | each | - | NA | NA | NA | 0 | Option 3 | 0 | 0% |  | 0 | 0% | 0% | 0 | 0% | Indexed | NA |  | 2021-09-30 |  |  |  | Indexed from NI RCG2020 | - | - | NA | SPONS E | NA |  |  |  |  | TRUE
| 207S01 |  | 207S01 | Electrics | Steam turbine | Back pressure | Steam at above 250°C | Bhp | - | Considered Not Applicable at time of Publication | (BEAMS Note 1) The ERC for this item should be added to the total of the ERC of the other P&M items on the site and the Buildings ERC (where applicable) to enable the correct contract size adjustment to be made. ERC of P&M Items + ERC of Building Component’s = Total ERC (net figure rateable items only) to which contract size adjustment should be applied The 2023 Generic Contractors Test Spreadsheet has this facility built into the programme - it is recommended you undertake all contractors test valuations using this spreadsheet. (Details on the application of contract size adjustments can be found in the RCG 2023 Guidance notes). Where RV is calculated using the comparative method (rental method) the contract size adjustment should be made as follows: Select - SCAT code box ""P and M as an addition” within the 2023 Generic Contractors Test Spreadsheet facility. Or Where the spreadsheet is not used take the: Reciprocal of statutory de-capitalisation rate (i.e. 5% reciprocal = 20) multiply by rateable value of the buildings (before any overall end allowances are made and after making a notional deduction for the land value) and add to the ERC of P&M. Use resultant figure to calculate contract size adjustment. (Guidance Notes - Section 6) | - | - | - | - | - | - | - | - | - | - |  | each | - | NA | NA | NA | 0 | Option 3 | 0 | 0% |  | 0 | 0% | 0% | 0 | 0% | Indexed | NA |  | 2021-09-30 |  |  |  | Indexed from NI RCG2020 | - | - | NA | SPONS E | NA |  |  |  |  | TRUE
| 207T01 |  | 207T01 | Electrics | Steam Turbine - Alternator - Set | - | Within room | kVa alternator | - | Considered Not Applicable at time of Publication | (BEAMS Note 1) The ERC for this item should be added to the total of the ERC of the other P&M items on the site and the Buildings ERC (where applicable) to enable the correct contract size adjustment to be made. ERC of P&M Items + ERC of Building Component’s = Total ERC (net figure rateable items only) to which contract size adjustment should be applied The 2023 Generic Contractors Test Spreadsheet has this facility built into the programme - it is recommended you undertake all contractors test valuations using this spreadsheet. (Details on the application of contract size adjustments can be found in the RCG 2023 Guidance notes). Where RV is calculated using the comparative method (rental method) the contract size adjustment should be made as follows: Select - SCAT code box ""P and M as an addition” within the 2023 Generic Contractors Test Spreadsheet facility. Or Where the spreadsheet is not used take the: Reciprocal of statutory de-capitalisation rate (i.e. 5% reciprocal = 20) multiply by rateable value of the buildings (before any overall end allowances are made and after making a notional deduction for the land value) and add to the ERC of P&M. Use resultant figure to calculate contract size adjustment. (Guidance Notes - Section 6) | - | - | - | - | - | - | - | - | - | - |  | each | - | NA | NA | NA | 0 | Option 3 | 0 | 0% |  | 0 | 0% | 0% | 0 | 0% | Indexed | NA |  | 2021-09-30 |  |  |  | Indexed from NI RCG2020 | - | - | NA | SPONS E | NA |  |  |  |  | TRUE
| 207T02 |  | 207T02 | Electrics | Steam Turbine - Alternator - Set | - | Within room | kVa alternator | - | Considered Not Applicable at time of Publication | (BEAMS Note 1) The ERC for this item should be added to the total of the ERC of the other P&M items on the site and the Buildings ERC (where applicable) to enable the correct contract size adjustment to be made. ERC of P&M Items + ERC of Building Component’s = Total ERC (net figure rateable items only) to which contract size adjustment should be applied The 2023 Generic Contractors Test Spreadsheet has this facility built into the programme - it is recommended you undertake all contractors test valuations using this spreadsheet. (Details on the application of contract size adjustments can be found in the RCG 2023 Guidance notes). Where RV is calculated using the comparative method (rental method) the contract size adjustment should be made as follows: Select - SCAT code box ""P and M as an addition” within the 2023 Generic Contractors Test Spreadsheet facility. Or Where the spreadsheet is not used take the: Reciprocal of statutory de-capitalisation rate (i.e. 5% reciprocal = 20) multiply by rateable value of the buildings (before any overall end allowances are made and after making a notional deduction for the land value) and add to the ERC of P&M. Use resultant figure to calculate contract size adjustment. (Guidance Notes - Section 6) | - | - | - | - | - | - | - | - | - | - |  | each | - | NA | NA | NA | 0 | Option 3 | 0 | 0% |  | 0 | 0% | 0% | 0 | 0% | Indexed | NA |  | 2021-09-30 |  |  |  | Indexed from NI RCG2020 | - | - | NA | SPONS E | NA |  |  |  |  | TRUE
| 207T03 |  | 207T03 | Electrics | Steam Turbine - Alternator - Set | - | Within room | kVa alternator | - | Considered Not Applicable at time of Publication | (BEAMS Note 1) The ERC for this item should be added to the total of the ERC of the other P&M items on the site and the Buildings ERC (where applicable) to enable the correct contract size adjustment to be made. ERC of P&M Items + ERC of Building Component’s = Total ERC (net figure rateable items only) to which contract size adjustment should be applied The 2023 Generic Contractors Test Spreadsheet has this facility built into the programme - it is recommended you undertake all contractors test valuations using this spreadsheet. (Details on the application of contract size adjustments can be found in the RCG 2023 Guidance notes). Where RV is calculated using the comparative method (rental method) the contract size adjustment should be made as follows: Select - SCAT code box ""P and M as an addition” within the 2023 Generic Contractors Test Spreadsheet facility. Or Where the spreadsheet is not used take the: Reciprocal of statutory de-capitalisation rate (i.e. 5% reciprocal = 20) multiply by rateable value of the buildings (before any overall end allowances are made and after making a notional deduction for the land value) and add to the ERC of P&M. Use resultant figure to calculate contract size adjustment. (Guidance Notes - Section 6) | - | - | - | - | - | - | - | - | - | - |  | each | - | NA | NA | NA | 0 | Option 3 | 0 | 0% |  | 0 | 0% | 0% | 0 | 0% | Indexed | NA |  | 2021-09-30 |  |  |  | Indexed from NI RCG2020 | - | - | NA | SPONS E | NA |  |  |  |  | TRUE
| 207T04 |  | 207T04 | Electrics | Steam Turbine - Alternator - Set | - | Within room | kVa alternator | - | Considered Not Applicable at time of Publication | (BEAMS Note 1) The ERC for this item should be added to the total of the ERC of the other P&M items on the site and the Buildings ERC (where applicable) to enable the correct contract size adjustment to be made. ERC of P&M Items + ERC of Building Component’s = Total ERC (net figure rateable items only) to which contract size adjustment should be applied The 2023 Generic Contractors Test Spreadsheet has this facility built into the programme - it is recommended you undertake all contractors test valuations using this spreadsheet. (Details on the application of contract size adjustments can be found in the RCG 2023 Guidance notes). Where RV is calculated using the comparative method (rental method) the contract size adjustment should be made as follows: Select - SCAT code box ""P and M as an addition” within the 2023 Generic Contractors Test Spreadsheet facility. Or Where the spreadsheet is not used take the: Reciprocal of statutory de-capitalisation rate (i.e. 5% reciprocal = 20) multiply by rateable value of the buildings (before any overall end allowances are made and after making a notional deduction for the land value) and add to the ERC of P&M. Use resultant figure to calculate contract size adjustment. (Guidance Notes - Section 6) | - | - | - | - | - | - | - | - | - | - |  | each | - | NA | NA | NA | 0 | Option 3 | 0 | 0% |  | 0 | 0% | 0% | 0 | 0% | Indexed | NA |  | 2021-09-30 |  |  |  | Indexed from NI RCG2020 | - | - | NA | SPONS E | NA |  |  |  |  | TRUE
| 207T05 |  | 207T05 | Electrics | Steam Turbine - Alternator - Set | - | Within room | kVa alternator | - | Considered Not Applicable at time of Publication | (BEAMS Note 1) The ERC for this item should be added to the total of the ERC of the other P&M items on the site and the Buildings ERC (where applicable) to enable the correct contract size adjustment to be made. ERC of P&M Items + ERC of Building Component’s = Total ERC (net figure rateable items only) to which contract size adjustment should be applied The 2023 Generic Contractors Test Spreadsheet has this facility built into the programme - it is recommended you undertake all contractors test valuations using this spreadsheet. (Details on the application of contract size adjustments can be found in the RCG 2023 Guidance notes). Where RV is calculated using the comparative method (rental method) the contract size adjustment should be made as follows: Select - SCAT code box ""P and M as an addition” within the 2023 Generic Contractors Test Spreadsheet facility. Or Where the spreadsheet is not used take the: Reciprocal of statutory de-capitalisation rate (i.e. 5% reciprocal = 20) multiply by rateable value of the buildings (before any overall end allowances are made and after making a notional deduction for the land value) and add to the ERC of P&M. Use resultant figure to calculate contract size adjustment. (Guidance Notes - Section 6) | - | - | - | - | - | - | - | - | - | - |  | each | - | NA | NA | NA | 0 | Option 3 | 0 | 0% |  | 0 | 0% | 0% | 0 | 0% | Indexed | NA |  | 2021-09-30 |  |  |  | Indexed from NI RCG2020 | - | - | NA | SPONS E | NA |  |  |  |  | TRUE
| 207T06 |  | 207T06 | Electrics | Steam Turbine - Alternator - Set | - | Within room | kVa alternator | - | Considered Not Applicable at time of Publication | (BEAMS Note 1) The ERC for this item should be added to the total of the ERC of the other P&M items on the site and the Buildings ERC (where applicable) to enable the correct contract size adjustment to be made. ERC of P&M Items + ERC of Building Component’s = Total ERC (net figure rateable items only) to which contract size adjustment should be applied The 2023 Generic Contractors Test Spreadsheet has this facility built into the programme - it is recommended you undertake all contractors test valuations using this spreadsheet. (Details on the application of contract size adjustments can be found in the RCG 2023 Guidance notes). Where RV is calculated using the comparative method (rental method) the contract size adjustment should be made as follows: Select - SCAT code box ""P and M as an addition” within the 2023 Generic Contractors Test Spreadsheet facility. Or Where the spreadsheet is not used take the: Reciprocal of statutory de-capitalisation rate (i.e. 5% reciprocal = 20) multiply by rateable value of the buildings (before any overall end allowances are made and after making a notional deduction for the land value) and add to the ERC of P&M. Use resultant figure to calculate contract size adjustment. (Guidance Notes - Section 6) | - | - | - | - | - | - | - | - | - | - |  | each | - | NA | NA | NA | 0 | Option 3 | 0 | 0% |  | 0 | 0% | 0% | 0 | 0% | Indexed | NA |  | 2021-09-30 |  |  |  | Indexed from NI RCG2020 | - | - | NA | SPONS E | NA |  |  |  |  | TRUE
1323 | 206B62 | 8522 | 206B62 | Electrics | Switches | Air Circuit Breaker Voltage 11kv | Breaking Capacity 150mva | Amps 800 | A circuit breaker is an automatically operated switch that is used to isolate a circuit or large item of machinery from the incoming power. It is designed to operate when a fault condition arises e.g. short circuit or overload, in the same way as a fuse. However it can be reset when the fault condition has been removed. When breaking a high power circuit an arc (or spark) occurs, this can damage the circuit breaker and if the arc is continuous the circuit will not be fully isolated. To prevent this the arc is suppressed by having the contacts surrounded by SF6 gas, under ooil, in a vacuum or by using an air blast. All types are currently in use but the gas or vacuum type are generally installed in new systems. | Considered Not Applicable at time of Publication | (BEAMS Note 1) The ERC for this item should be added to the total of the ERC of the other P&M items on the site and the Buildings ERC (where applicable) to enable the correct contract size adjustment to be made. ERC of P&M Items + ERC of Building Component’s = Total ERC (net figure rateable items only) to which contract size adjustment should be applied The 2023 Generic Contractors Test Spreadsheet has this facility built into the programme - it is recommended you undertake all contractors test valuations using this spreadsheet. (Details on the application of contract size adjustments can be found in the RCG 2023 Guidance notes). Where RV is calculated using the comparative method (rental method) the contract size adjustment should be made as follows: Select - SCAT code box ""P and M as an addition” within the 2023 Generic Contractors Test Spreadsheet facility. Or Where the spreadsheet is not used take the: Reciprocal of statutory de-capitalisation rate (i.e. 5% reciprocal = 20) multiply by rateable value of the buildings (before any overall end allowances are made and after making a notional deduction for the land value) and add to the ERC of P&M. Use resultant figure to calculate contract size adjustment. (Guidance Notes - Section 6) | - | Voltage of circuit i.e. 11kV, Breaking capacity i.e. mVa, Current (amps) e.g. 2,000 amp. Age. Indoors or outdors. | A schematic MUST be studied. See Class 1 © (i) Class 1 Table 1 (d) and (f) note:- may be attached under first distribution board but still rateable. If different location but first switch after distribution board - not rateable. | After first distribution board - see note in rateable element. | It is assumed that the item forms part of an 'average size industrial, commercial or office complex'. Where it would be norml to find more than one item in such hereditament the ERC stated has been adjusted to reflect any number / quantity, discount. These figues are NOT one off figures. | Distribution Board, Bus Bar, Generator, Cable, Transformer, Rectifier. | - | Typical switchgear | Not necessarily vacuum type | 20033 |  | Each | - | 3 - INDUSTRIAL | David Grace | Colin Brook | 7230.651 | Option 3 | 9469.6111 | 30.96% | 7873 | 6659.3361 | -7.901% | -29.68% | 6659.3361 | -7.901% | ERC Over-ridden | A Lloyd | VOA_GPN_GOV_UK\5576733 | 2020-09-29 | Medium | Blue | High | This item relevant to all valuation panels, Colin Brook is lead for p&m. | Based on CG2021 rebased. | - | NA | SPONS E | 1.56 | (BEAMS Note 1) The ERC for this item should be added to the total of the ERC of the other P&M items on the site and the Buildings ERC (where applicable) to enable the correct contract size adjustment to be made. ERC of P&M Items + ERC of Building Component’s = Total ERC (net figure rateable items only) to which contract size adjustment should be applied The 2021 Generic Contractors Test Spreadsheet has this facility built into the programme - it is recommended you undertake all contractors test valuations using this spreadsheet. (Details on the application of contract size adjustments can be found in the RCG 2021 Guidance notes). Where RV is calculated using the comparative method (rental method) the contract size adjustment should be made as follows: Select - SCAT code box "P and M as an addition” within the 2021 Generic Contractors Test Spreadsheet facility. Or Where the spreadsheet is not used take the: Reciprocal of statutory de-capitalisation rate (i.e. 5% reciprocal = 20) multiply by rateable value of the buildings (before any overall end allowances are made and after making a notional deduction for the land value) and add to the ERC of P&M. Use resultant figure to calculate contract size adjustment. (Guidance Notes - Section 6) | Typical switchgear | Not necessarily vacuum type | 1 | TRUE
1324 | 206B63 | 8523 | 206B63 | Electrics | Switches | Air Circuit Breaker Voltage 11kv | Breaking Capacity 150mva | Amps 1,250 | A circuit breaker is an automatically operated switch that is used to isolate a circuit or large item of machinery from the incoming power. It is designed to operate when a fault condition arises e.g. short circuit or overload, in the same way as a fuse. However it can be reset when the fault condition has been removed. When breaking a high power circuit an arc (or spark) occurs, this can damage the circuit breaker and if the arc is continuous the circuit will not be fully isolated. To prevent this the arc is suppressed by having the contacts surrounded by SF6 gas, under oil, in a vacuum or by using an air blast. All types are currently in use but the gas or vacuum type are generally installed in new systems. | Considered Not Applicable at time of Publication | (BEAMS Note 1) The ERC for this item should be added to the total of the ERC of the other P&M items on the site and the Buildings ERC (where applicable) to enable the correct contract size adjustment to be made. ERC of P&M Items + ERC of Building Component’s = Total ERC (net figure rateable items only) to which contract size adjustment should be applied The 2023 Generic Contractors Test Spreadsheet has this facility built into the programme - it is recommended you undertake all contractors test valuations using this spreadsheet. (Details on the application of contract size adjustments can be found in the RCG 2023 Guidance notes). Where RV is calculated using the comparative method (rental method) the contract size adjustment should be made as follows: Select - SCAT code box ""P and M as an addition” within the 2023 Generic Contractors Test Spreadsheet facility. Or Where the spreadsheet is not used take the: Reciprocal of statutory de-capitalisation rate (i.e. 5% reciprocal = 20) multiply by rateable value of the buildings (before any overall end allowances are made and after making a notional deduction for the land value) and add to the ERC of P&M. Use resultant figure to calculate contract size adjustment. (Guidance Notes - Section 6) | - | Voltage of circuit i.e. 11kV, Breaking capacity i.e. mVa, Current (amps) e.g. 2,000 amp. Age. Indoors or outdors. | A schematic MUST be studied. See Class 1 © (i) Class 1 Table 1 (d) and (f) note:- may be attached under first distribution board but still rateable. If different location but first switch after distribution board - not rateable. | After first distribution board - see note in rateable element. | It is assumed that the item forms part of an 'average size industrial, commercial or office complex'. Where it would be norml to find more than one item in such hereditament the ERC stated has been adjusted to reflect any number / quantity, discount. These figues are NOT one off figures. | Distribution Board, Bus Bar, Generator, Cable, Transformer, Rectifier. | - | Typical switchgear | Not necessarily vacuum type | 20033 |  | Each | - | 3 - INDUSTRIAL | David Grace | Colin Brook | 7333.0233 | Option 3 | 9603.6828 | 30.96% | 7979 | 6748.9957 | -7.964% | -29.72% | 6748.9957 | -7.964% | ERC Over-ridden | A Lloyd | VOA_GPN_GOV_UK\5576733 | 2020-09-29 | Medium | Blue | High | This item relevant to all valuation panels, Colin Brook is lead for p&m. | Based on CG2021 rebased. | - | NA | SPONS E | 1.56 | (BEAMS Note 1) The ERC for this item should be added to the total of the ERC of the other P&M items on the site and the Buildings ERC (where applicable) to enable the correct contract size adjustment to be made. ERC of P&M Items + ERC of Building Component’s = Total ERC (net figure rateable items only) to which contract size adjustment should be applied The 2021 Generic Contractors Test Spreadsheet has this facility built into the programme - it is recommended you undertake all contractors test valuations using this spreadsheet. (Details on the application of contract size adjustments can be found in the RCG 2021 Guidance notes). Where RV is calculated using the comparative method (rental method) the contract size adjustment should be made as follows: Select - SCAT code box "P and M as an addition” within the 2021 Generic Contractors Test Spreadsheet facility. Or Where the spreadsheet is not used take the: Reciprocal of statutory de-capitalisation rate (i.e. 5% reciprocal = 20) multiply by rateable value of the buildings (before any overall end allowances are made and after making a notional deduction for the land value) and add to the ERC of P&M. Use resultant figure to calculate contract size adjustment. (Guidance Notes - Section 6) | Typical switchgear | Not necessarily vacuum type | 1 | TRUE
1325 | 206B64 | 8524 | 206B64 | Electrics | Switches | Air Circuit Breaker Voltage 11kv | Breaking Capacity 150mva | Amps 2,500 | A circuit breaker is an automatically operated switch that is used to isolate a circuit or large item of machinery from the incoming power. It is designed to operate when a fault condition arises e.g. short circuit or overload, in the same way as a fuse. However it can be reset when the fault condition has been removed. When breaking a high power circuit an arc (or spark) occurs, this can damage the circuit breaker and if the arc is continuous the circuit will not be fully isolated. To prevent this the arc is suppressed by having the contacts surrounded by SF6 gas, under oil, in a vacuum or by using an air blast. All types are currently in use but the gas or vacuum type are generally installed in new systems. | Considered Not Applicable at time of Publication | (BEAMS Note 1) The ERC for this item should be added to the total of the ERC of the other P&M items on the site and the Buildings ERC (where applicable) to enable the correct contract size adjustment to be made. ERC of P&M Items + ERC of Building Component’s = Total ERC (net figure rateable items only) to which contract size adjustment should be applied The 2023 Generic Contractors Test Spreadsheet has this facility built into the programme - it is recommended you undertake all contractors test valuations using this spreadsheet. (Details on the application of contract size adjustments can be found in the RCG 2023 Guidance notes). Where RV is calculated using the comparative method (rental method) the contract size adjustment should be made as follows: Select - SCAT code box ""P and M as an addition” within the 2023 Generic Contractors Test Spreadsheet facility. Or Where the spreadsheet is not used take the: Reciprocal of statutory de-capitalisation rate (i.e. 5% reciprocal = 20) multiply by rateable value of the buildings (before any overall end allowances are made and after making a notional deduction for the land value) and add to the ERC of P&M. Use resultant figure to calculate contract size adjustment. (Guidance Notes - Section 6) | - | Voltage of circuit i.e. 11kV, Breaking capacity i.e. mVa, Current (amps) e.g. 2,000 amp. Age. Indoors or outdors. | A schematic MUST be studied. See Class 1 © (i) Class 1 Table 1 (d) and (f) note:- may be attached under first distribution board but still rateable. If different location but first switch after distribution board - not rateable. | After first distribution board - see note in rateable element. | It is assumed that the item forms part of an 'average size industrial, commercial or office complex'. Where it would be norml to find more than one item in such hereditament the ERC stated has been adjusted to reflect any number / quantity, discount. These figues are NOT one off figures. | Distribution Board, Bus Bar, Generator, Cable, Transformer, Rectifier. | - | Typical switchgear | Not necessarily vacuum type | 20033 |  | Each | - | 3 - INDUSTRIAL | David Grace | Colin Brook | 9885.0178 | Option 3 | 12945.8985 | 30.96% | 10764 | 9104.6735 | -7.894% | -29.67% | 9104.6735 | -7.894% | ERC Over-ridden | A Lloyd | VOA_GPN_GOV_UK\5576733 | 2020-09-29 | Medium | Blue | High | This item relevant to all valuation panels, Colin Brook is lead for p&m. | Based on CG2021 rebased. | - | NA | SPONS E | 1.56 | (BEAMS Note 1) The ERC for this item should be added to the total of the ERC of the other P&M items on the site and the Buildings ERC (where applicable) to enable the correct contract size adjustment to be made. ERC of P&M Items + ERC of Building Component’s = Total ERC (net figure rateable items only) to which contract size adjustment should be applied The 2021 Generic Contractors Test Spreadsheet has this facility built into the programme - it is recommended you undertake all contractors test valuations using this spreadsheet. (Details on the application of contract size adjustments can be found in the RCG 2021 Guidance notes). Where RV is calculated using the comparative method (rental method) the contract size adjustment should be made as follows: Select - SCAT code box "P and M as an addition” within the 2021 Generic Contractors Test Spreadsheet facility. Or Where the spreadsheet is not used take the: Reciprocal of statutory de-capitalisation rate (i.e. 5% reciprocal = 20) multiply by rateable value of the buildings (before any overall end allowances are made and after making a notional deduction for the land value) and add to the ERC of P&M. Use resultant figure to calculate contract size adjustment. (Guidance Notes - Section 6) | Typical switchgear | Not necessarily vacuum type | 1 | TRUE
1326 | 206B65 | 8525 | 206B65 | Electrics | Switches | Air Circuit Breaker Voltage 11kv | Breaking Capacity 500mva | Amps 800 | A circuit breaker is an automatically operated switch that is used to isolate a circuit or large item of machinery from the incoming power. It is designed to operate when a fault condition arises e.g. short circuit or overload, in the same way as a fuse. However it can be reset when the fault condition has been removed. When breaking a high power circuit an arc (or spark) occurs, this can damage the circuit breaker and if the arc is continuous the circuit will not be fully isolated. To prevent this the arc is suppressed by having the contacts surrounded by SF6 gas, under oil, in a vacuum or by using an air blast. All types are currently in use but the gas or vacuum type are generally installed in new systems. | Considered Not Applicable at time of Publication | (BEAMS Note 1) The ERC for this item should be added to the total of the ERC of the other P&M items on the site and the Buildings ERC (where applicable) to enable the correct contract size adjustment to be made. ERC of P&M Items + ERC of Building Component’s = Total ERC (net figure rateable items only) to which contract size adjustment should be applied The 2023 Generic Contractors Test Spreadsheet has this facility built into the programme - it is recommended you undertake all contractors test valuations using this spreadsheet. (Details on the application of contract size adjustments can be found in the RCG 2023 Guidance notes). Where RV is calculated using the comparative method (rental method) the contract size adjustment should be made as follows: Select - SCAT code box ""P and M as an addition” within the 2023 Generic Contractors Test Spreadsheet facility. Or Where the spreadsheet is not used take the: Reciprocal of statutory de-capitalisation rate (i.e. 5% reciprocal = 20) multiply by rateable value of the buildings (before any overall end allowances are made and after making a notional deduction for the land value) and add to the ERC of P&M. Use resultant figure to calculate contract size adjustment. (Guidance Notes - Section 6) | - | Voltage of circuit i.e. 11kV, Breaking capacity i.e. mVa, Current (amps) e.g. 2,000 amp. Age. Indoors or outdors. | A schematic MUST be studied. See Class 1 © (i) Class 1 Table 1 (d) and (f) note:- may be attached under first distribution board but still rateable. If different location but first switch after distribution board - not rateable. | After first distribution board - see note in rateable element. | It is assumed that the item forms part of an 'average size industrial, commercial or office complex'. Where it would be norml to find more than one item in such hereditament the ERC stated has been adjusted to reflect any number / quantity, discount. These figues are NOT one off figures. | Distribution Board, Bus Bar, Generator, Cable, Transformer, Rectifier. | - | Typical switchgear | Not necessarily vacuum type | 20033 |  | Each | - | 3 - INDUSTRIAL | David Grace | Colin Brook | 7742.5124 | Option 3 | 10139.9695 | 30.96% | 8427 | 7127.9342 | -7.938% | -29.7% | 7127.9342 | -7.938% | ERC Over-ridden | A Lloyd | VOA_GPN_GOV_UK\5576733 | 2020-09-29 | Medium | Blue | High | This item relevant to all valuation panels, Colin Brook is lead for p&m. | Based on CG2021 rebased. | - | NA | SPONS E | 1.56 | (BEAMS Note 1) The ERC for this item should be added to the total of the ERC of the other P&M items on the site and the Buildings ERC (where applicable) to enable the correct contract size adjustment to be made. ERC of P&M Items + ERC of Building Component’s = Total ERC (net figure rateable items only) to which contract size adjustment should be applied The 2021 Generic Contractors Test Spreadsheet has this facility built into the programme - it is recommended you undertake all contractors test valuations using this spreadsheet. (Details on the application of contract size adjustments can be found in the RCG 2021 Guidance notes). Where RV is calculated using the comparative method (rental method) the contract size adjustment should be made as follows: Select - SCAT code box "P and M as an addition” within the 2021 Generic Contractors Test Spreadsheet facility. Or Where the spreadsheet is not used take the: Reciprocal of statutory de-capitalisation rate (i.e. 5% reciprocal = 20) multiply by rateable value of the buildings (before any overall end allowances are made and after making a notional deduction for the land value) and add to the ERC of P&M. Use resultant figure to calculate contract size adjustment. (Guidance Notes - Section 6) | Typical switchgear | Not necessarily vacuum type | 1 | TRUE
1327 | 206B66 | 8526 | 206B66 | Electrics | Switches | Air Circuit Breaker Voltage 11kv | Breaking Capacity 500mva | Amps 1,250 | A circuit breaker is an automatically operated switch that is used to isolate a circuit or large item of machinery from the incoming power. It is designed to operate when a fault condition arises e.g. short circuit or overload, in the same way as a fuse. However it can be reset when the fault condition has been removed. When breaking a high power circuit an arc (or spark) occurs, this can damage the circuit breaker and if the arc is continuous the circuit will not be fully isolated. To prevent this the arc is suppressed by having the contacts surrounded by SF6 gas, under oil, in a vacuum or by using an air blast. All types are currently in use but the gas or vacuum type are generally installed in new systems. | Considered Not Applicable at time of Publication | (BEAMS Note 1) The ERC for this item should be added to the total of the ERC of the other P&M items on the site and the Buildings ERC (where applicable) to enable the correct contract size adjustment to be made. ERC of P&M Items + ERC of Building Component’s = Total ERC (net figure rateable items only) to which contract size adjustment should be applied The 2023 Generic Contractors Test Spreadsheet has this facility built into the programme - it is recommended you undertake all contractors test valuations using this spreadsheet. (Details on the application of contract size adjustments can be found in the RCG 2023 Guidance notes). Where RV is calculated using the comparative method (rental method) the contract size adjustment should be made as follows: Select - SCAT code box ""P and M as an addition” within the 2023 Generic Contractors Test Spreadsheet facility. Or Where the spreadsheet is not used take the: Reciprocal of statutory de-capitalisation rate (i.e. 5% reciprocal = 20) multiply by rateable value of the buildings (before any overall end allowances are made and after making a notional deduction for the land value) and add to the ERC of P&M. Use resultant figure to calculate contract size adjustment. (Guidance Notes - Section 6) | - | Voltage of circuit i.e. 11kV, Breaking capacity i.e. mVa, Current (amps) e.g. 2,000 amp. Age. Indoors or outdors. | A schematic MUST be studied. See Class 1 © (i) Class 1 Table 1 (d) and (f) note:- may be attached under first distribution board but still rateable. If different location but first switch after distribution board - not rateable. | After first distribution board - see note in rateable element. | It is assumed that the item forms part of an 'average size industrial, commercial or office complex'. Where it would be norml to find more than one item in such hereditament the ERC stated has been adjusted to reflect any number / quantity, discount. These figues are NOT one off figures. | Distribution Board, Bus Bar, Generator, Cable, Transformer, Rectifier. | - | Typical switchgear | Not necessarily vacuum type | 20033 |  | Each | - | 3 - INDUSTRIAL | David Grace | Colin Brook | 7844.8847 | Option 3 | 10274.0412 | 30.96% | 8545 | 7227.7439 | -7.867% | -29.65% | 7227.7439 | -7.867% | ERC Over-ridden | A Lloyd | VOA_GPN_GOV_UK\5576733 | 2020-09-29 | Medium | Blue | High | This item relevant to all valuation panels, Colin Brook is lead for p&m. | Based on CG2021 rebased. | - | NA | SPONS E | 1.56 | (BEAMS Note 1) The ERC for this item should be added to the total of the ERC of the other P&M items on the site and the Buildings ERC (where applicable) to enable the correct contract size adjustment to be made. ERC of P&M Items + ERC of Building Component’s = Total ERC (net figure rateable items only) to which contract size adjustment should be applied The 2021 Generic Contractors Test Spreadsheet has this facility built into the programme - it is recommended you undertake all contractors test valuations using this spreadsheet. (Details on the application of contract size adjustments can be found in the RCG 2021 Guidance notes). Where RV is calculated using the comparative method (rental method) the contract size adjustment should be made as follows: Select - SCAT code box "P and M as an addition” within the 2021 Generic Contractors Test Spreadsheet facility. Or Where the spreadsheet is not used take the: Reciprocal of statutory de-capitalisation rate (i.e. 5% reciprocal = 20) multiply by rateable value of the buildings (before any overall end allowances are made and after making a notional deduction for the land value) and add to the ERC of P&M. Use resultant figure to calculate contract size adjustment. (Guidance Notes - Section 6) | Typical switchgear | Not necessarily vacuum type | 1 | TRUE
1328 | 206B67 | 8527 | 206B67 | Electrics | Switches | Air Circuit Breaker Voltage 11kv | Breaking Capacity 500mva | Amps 2,500 | A circuit breaker is an automatically operated switch that is used to isolate a circuit or large item of machinery from the incoming power. It is designed to operate when a fault condition arises e.g. short circuit or overload, in the same way as a fuse. However it can be reset when the fault condition has been removed. When breaking a high power circuit an arc (or spark) occurs, this can damage the circuit breaker and if the arc is continuous the circuit will not be fully isolated. To prevent this the arc is suppressed by having the contacts surrounded by SF6 gas, under oil, in a vacuum or by using an air blast. All types are currently in use but the gas or vacuum type are generally installed in new systems. | Considered Not Applicable at time of Publication | (BEAMS Note 1) The ERC for this item should be added to the total of the ERC of the other P&M items on the site and the Buildings ERC (where applicable) to enable the correct contract size adjustment to be made. ERC of P&M Items + ERC of Building Component’s = Total ERC (net figure rateable items only) to which contract size adjustment should be applied The 2023 Generic Contractors Test Spreadsheet has this facility built into the programme - it is recommended you undertake all contractors test valuations using this spreadsheet. (Details on the application of contract size adjustments can be found in the RCG 2023 Guidance notes). Where RV is calculated using the comparative method (rental method) the contract size adjustment should be made as follows: Select - SCAT code box ""P and M as an addition” within the 2023 Generic Contractors Test Spreadsheet facility. Or Where the spreadsheet is not used take the: Reciprocal of statutory de-capitalisation rate (i.e. 5% reciprocal = 20) multiply by rateable value of the buildings (before any overall end allowances are made and after making a notional deduction for the land value) and add to the ERC of P&M. Use resultant figure to calculate contract size adjustment. (Guidance Notes - Section 6) | - | Voltage of circuit i.e. 11kV, Breaking capacity i.e. mVa, Current (amps) e.g. 2,000 amp. Age. Indoors or outdors. | A schematic MUST be studied. See Class 1 © (i) Class 1 Table 1 (d) and (f) note:- may be attached under first distribution board but still rateable. If different location but first switch after distribution board - not rateable. | After first distribution board - see note in rateable element. | It is assumed that the item forms part of an 'average size industrial, commercial or office complex'. Where it would be norml to find more than one item in such hereditament the ERC stated has been adjusted to reflect any number / quantity, discount. These figues are NOT one off figures. | Distribution Board, Bus Bar, Generator, Cable, Transformer, Rectifier. | - | Typical switchgear | Not necessarily vacuum type | - |  | Each | - | 3 - INDUSTRIAL | David Grace | Colin Brook | 10134.8549 | Option 3 | 13273.0972 | 30.96% | 11036 | 9334.7433 | -7.895% | -29.67% | 9334.7433 | -7.895% | ERC Over-ridden | A Lloyd | VOA_GPN_GOV_UK\5576733 | 2020-09-29 | Medium | Blue | High | This item relevant to all valuation panels, Colin Brook is lead for p&m. | Based on CG2021 rebased. | - | NA | SPONS E | 1.56 | (BEAMS Note 1) The ERC for this item should be added to the total of the ERC of the other P&M items on the site and the Buildings ERC (where applicable) to enable the correct contract size adjustment to be made. ERC of P&M Items + ERC of Building Component’s = Total ERC (net figure rateable items only) to which contract size adjustment should be applied The 2021 Generic Contractors Test Spreadsheet has this facility built into the programme - it is recommended you undertake all contractors test valuations using this spreadsheet. (Details on the application of contract size adjustments can be found in the RCG 2021 Guidance notes). Where RV is calculated using the comparative method (rental method) the contract size adjustment should be made as follows: Select - SCAT code box "P and M as an addition” within the 2021 Generic Contractors Test Spreadsheet facility. Or Where the spreadsheet is not used take the: Reciprocal of statutory de-capitalisation rate (i.e. 5% reciprocal = 20) multiply by rateable value of the buildings (before any overall end allowances are made and after making a notional deduction for the land value) and add to the ERC of P&M. Use resultant figure to calculate contract size adjustment. (Guidance Notes - Section 6) | Typical switchgear | Not necessarily vacuum type | 1 | TRUE
1329 | 206B14 | 8469 | 206B14 | Electrics | Switches | Oil Circuit Breaker Voltage 11kv | Breaking Capacity 250mva | Amps 400 | A circuit breaker is an automatically operated switch that is used to isolate a circuit or large item of machinery from the incoming power. It is designed to operate when a fault condition arises e.g. short circuit or overload, in the same way as a fuse. However it can be reset when the fault condition has been removed. When breaking a high power circuit an arc (or spark) occurs, this can damage the circuit breaker and if the arc is continuous the circuit will not be fully isolated. To prevent this the arc is suppressed by having the contacts surrounded by SF6 gas, under ooil, in a vacuum or by using an air blast. All types are currently in use but the gas or vacuum type are generally installed in new systems. | Considered Not Applicable at time of Publication | (BEAMS Note 1) The ERC for this item should be added to the total of the ERC of the other P&M items on the site and the Buildings ERC (where applicable) to enable the correct contract size adjustment to be made. ERC of P&M Items + ERC of Building Component’s = Total ERC (net figure rateable items only) to which contract size adjustment should be applied The 2023 Generic Contractors Test Spreadsheet has this facility built into the programme - it is recommended you undertake all contractors test valuations using this spreadsheet. (Details on the application of contract size adjustments can be found in the RCG 2023 Guidance notes). Where RV is calculated using the comparative method (rental method) the contract size adjustment should be made as follows: Select - SCAT code box ""P and M as an addition” within the 2023 Generic Contractors Test Spreadsheet facility. Or Where the spreadsheet is not used take the: Reciprocal of statutory de-capitalisation rate (i.e. 5% reciprocal = 20) multiply by rateable value of the buildings (before any overall end allowances are made and after making a notional deduction for the land value) and add to the ERC of P&M. Use resultant figure to calculate contract size adjustment. (Guidance Notes - Section 6) | - | Voltage of circuit i.e. 11kV, Breaking capacity i.e. mVa, Current (amps) i.e.400 amp. Age. Indoors or outdors. | A schematic MUST be studied. See Class 1 © (i) Class 1 Table 1 (d) and (f) note:- may be attached under first distribution board but still rateable. If different location but first switch after distribution board - not rateable. | After first distribution board - see note in rateable element. | It is assumed that the item forms part of an 'average size industrial, commercial or office complex'. Where it would be norml to find more than one item in such hereditament the ERC stated has been adjusted to reflect any number / quantity, discount. These figues are NOT one off figures. | Distribution Board, Bus Bar, Generator, Cable, Transformer, Rectifier. | - | Photo 1 - Typical single cabinet 11kV switch. | For higher amperages/Voltage larger individual switches may be employed. | 20030 |  | Each | - | 3 - INDUSTRIAL | David Grace | Colin Brook | 23033.7611 | Option 3 | 30166.1301 | 30.96% | 25069 | 21204.4834 | -7.942% | -29.71% | 21204.4834 | -7.942% | ERC Over-ridden | A Lloyd | VOA_GPN_GOV_UK\5576733 | 2021-03-04 | Medium | Blue | High | This item relevant to all valuation panels, Colin Brook is lead for p&m. | High risk based on 2017 & 2021 costs with no new information other than TPI increase. | Wrong Tech 1, block nr and photo description missed. | NA | SPONS E | 1.56 | (BEAMS Note 1) The ERC for this item should be added to the total of the ERC of the other P&M items on the site and the Buildings ERC (where applicable) to enable the correct contract size adjustment to be made. ERC of P&M Items + ERC of Building Component’s = Total ERC (net figure rateable items only) to which contract size adjustment should be applied The 2021 Generic Contractors Test Spreadsheet has this facility built into the programme - it is recommended you undertake all contractors test valuations using this spreadsheet. (Details on the application of contract size adjustments can be found in the RCG 2021 Guidance notes). Where RV is calculated using the comparative method (rental method) the contract size adjustment should be made as follows: Select - SCAT code box "P and M as an addition” within the 2021 Generic Contractors Test Spreadsheet facility. Or Where the spreadsheet is not used take the: Reciprocal of statutory de-capitalisation rate (i.e. 5% reciprocal = 20) multiply by rateable value of the buildings (before any overall end allowances are made and after making a notional deduction for the land value) and add to the ERC of P&M. Use resultant figure to calculate contract size adjustment. (Guidance Notes - Section 6) | Photo 1 - Typical single cabinet 11kV switch. | For higher amperages/Voltage larger individual switches may be employed. | 1 | TRUE
1330 | 206B15 | 8470 | 206B15 | Electrics | Switches | Oil Circuit Breaker Voltage 11kv | Breaking Capacity 250mva | Amps 630 | A circuit breaker is an automatically operated switch that is used to isolate a circuit or large item of machinery from the incoming power. It is designed to operate when a fault condition arises e.g. short circuit or overload, in the same way as a fuse. However it can be reset when the fault condition has been removed. When breaking a high power circuit an arc (or spark) occurs, this can damage the circuit breaker and if the arc is continuous the circuit will not be fully isolated. To prevent this the arc is suppressed by having the contacts surrounded by SF6 gas, under ooil, in a vacuum or by using an air blast. All types are currently in use but the gas or vacuum type are generally installed in new systems. | Considered Not Applicable at time of Publication | (BEAMS Note 1) The ERC for this item should be added to the total of the ERC of the other P&M items on the site and the Buildings ERC (where applicable) to enable the correct contract size adjustment to be made. ERC of P&M Items + ERC of Building Component’s = Total ERC (net figure rateable items only) to which contract size adjustment should be applied The 2023 Generic Contractors Test Spreadsheet has this facility built into the programme - it is recommended you undertake all contractors test valuations using this spreadsheet. (Details on the application of contract size adjustments can be found in the RCG 2023 Guidance notes). Where RV is calculated using the comparative method (rental method) the contract size adjustment should be made as follows: Select - SCAT code box ""P and M as an addition” within the 2023 Generic Contractors Test Spreadsheet facility. Or Where the spreadsheet is not used take the: Reciprocal of statutory de-capitalisation rate (i.e. 5% reciprocal = 20) multiply by rateable value of the buildings (before any overall end allowances are made and after making a notional deduction for the land value) and add to the ERC of P&M. Use resultant figure to calculate contract size adjustment. (Guidance Notes - Section 6) | - | Voltage of circuit i.e. 11kV, Breaking capacity i.e. mVa, Current (amps) i.e.400 amp. Age. Indoors or outdors. | A schematic MUST be studied. See Class 1 © (i) Class 1 Table 1 (d) and (f) note:- may be attached under first distribution board but still rateable. If different location but first switch after distribution board - not rateable. | After first distribution board - see note in rateable element. | It is assumed that the item forms part of an 'average size industrial, commercial or office complex'. Where it would be norml to find more than one item in such hereditament the ERC stated has been adjusted to reflect any number / quantity, discount. These figues are NOT one off figures. | Distribution Board, Bus Bar, Generator, Cable, Transformer, Rectifier. | - | Photo 1 - Typical single cabinet 11kV switch. | For higher amperages/Voltage larger individual switches may be employed. | 20030 |  | Each | - | 3 - INDUSTRIAL | David Grace | Colin Brook | 23033.7611 | Option 3 | 30166.1301 | 30.96% | 25069 | 21204.4834 | -7.942% | -29.71% | 21204.4834 | -7.942% | ERC Over-ridden | A Lloyd | VOA_GPN_GOV_UK\5576733 | 2021-03-04 | Medium | Blue | High | This item relevant to all valuation panels, Colin Brook is lead for p&m. | High risk based on 2017 & 2021 costs with no new information other than TPI increase. | Wrong Code, Desc, Tech 2, block nr and photo description missed. | NA | SPONS E | 1.56 | (BEAMS Note 1) The ERC for this item should be added to the total of the ERC of the other P&M items on the site and the Buildings ERC (where applicable) to enable the correct contract size adjustment to be made. ERC of P&M Items + ERC of Building Component’s = Total ERC (net figure rateable items only) to which contract size adjustment should be applied The 2021 Generic Contractors Test Spreadsheet has this facility built into the programme - it is recommended you undertake all contractors test valuations using this spreadsheet. (Details on the application of contract size adjustments can be found in the RCG 2021 Guidance notes). Where RV is calculated using the comparative method (rental method) the contract size adjustment should be made as follows: Select - SCAT code box "P and M as an addition” within the 2021 Generic Contractors Test Spreadsheet facility. Or Where the spreadsheet is not used take the: Reciprocal of statutory de-capitalisation rate (i.e. 5% reciprocal = 20) multiply by rateable value of the buildings (before any overall end allowances are made and after making a notional deduction for the land value) and add to the ERC of P&M. Use resultant figure to calculate contract size adjustment. (Guidance Notes - Section 6) | Photo 1 - Typical single cabinet 11kV switch. | For higher amperages/Voltage larger individual switches may be employed. | 1 | TRUE
1331 | 206B16 | 8471 | 206B16 | Electrics | Switches | Oil Circuit Breaker Voltage 11kv | Breaking Capacity 250mva | Amps 800 | A circuit breaker is an automatically operated switch that is used to isolate a circuit or large item of machinery from the incoming power. It is designed to operate when a fault condition arises e.g. short circuit or overload, in the same way as a fuse. However it can be reset when the fault condition has been removed. When breaking a high power circuit an arc (or spark) occurs, this can damage the circuit breaker and if the arc is continuous the circuit will not be fully isolated. To prevent this the arc is suppressed by having the contacts surrounded by SF6 gas, under ooil, in a vacuum or by using an air blast. All types are currently in use but the gas or vacuum type are generally installed in new systems. | Considered Not Applicable at time of Publication | (BEAMS Note 1) The ERC for this item should be added to the total of the ERC of the other P&M items on the site and the Buildings ERC (where applicable) to enable the correct contract size adjustment to be made. ERC of P&M Items + ERC of Building Component’s = Total ERC (net figure rateable items only) to which contract size adjustment should be applied The 2023 Generic Contractors Test Spreadsheet has this facility built into the programme - it is recommended you undertake all contractors test valuations using this spreadsheet. (Details on the application of contract size adjustments can be found in the RCG 2023 Guidance notes). Where RV is calculated using the comparative method (rental method) the contract size adjustment should be made as follows: Select - SCAT code box ""P and M as an addition” within the 2023 Generic Contractors Test Spreadsheet facility. Or Where the spreadsheet is not used take the: Reciprocal of statutory de-capitalisation rate (i.e. 5% reciprocal = 20) multiply by rateable value of the buildings (before any overall end allowances are made and after making a notional deduction for the land value) and add to the ERC of P&M. Use resultant figure to calculate contract size adjustment. (Guidance Notes - Section 6) | - | Voltage of circuit i.e. 11kV, Breaking capacity i.e. mVa, Current (amps) i.e.800 amp. Age. Indoors or outdors. | A schematic MUST be studied. See Class 1 © (i) Class 1 Table 1 (d) and (f) note:- may be attached under first distribution board but still rateable. If different location but first switch after distribution board - not rateable. | After first distribution board - see note in rateable element. | It is assumed that the item forms part of an 'average size industrial, commercial or office complex'. Where it would be norml to find more than one item in such hereditament the ERC stated has been adjusted to reflect any number / quantity, discount. These figues are NOT one off figures. | Distribution Board, Bus Bar, Generator, Cable, Transformer, Rectifier. | - | Photo 1 - Typical single cabinet 11kV switch. | For higher amperages/Voltage larger individual switches may be employed. | 20030 |  | Each | - | 3 - INDUSTRIAL | David Grace | Colin Brook | 25593.0679 | Option 3 | 33517.9223 | 30.96% | 27855 | 23561.007 | -7.94% | -29.71% | 23561.007 | -7.94% | ERC Over-ridden | A Lloyd | VOA_GPN_GOV_UK\5576733 | 2020-09-16 | Medium | Blue | High | This item relevant to all valuation panels, Colin Brook is lead for p&m. | High risk based on 2017 & 2021 costs with no new information other than TPI increase. | - | NA | SPONS E | 1.56 | (BEAMS Note 1) The ERC for this item should be added to the total of the ERC of the other P&M items on the site and the Buildings ERC (where applicable) to enable the correct contract size adjustment to be made. ERC of P&M Items + ERC of Building Component’s = Total ERC (net figure rateable items only) to which contract size adjustment should be applied The 2021 Generic Contractors Test Spreadsheet has this facility built into the programme - it is recommended you undertake all contractors test valuations using this spreadsheet. (Details on the application of contract size adjustments can be found in the RCG 2021 Guidance notes). Where RV is calculated using the comparative method (rental method) the contract size adjustment should be made as follows: Select - SCAT code box "P and M as an addition” within the 2021 Generic Contractors Test Spreadsheet facility. Or Where the spreadsheet is not used take the: Reciprocal of statutory de-capitalisation rate (i.e. 5% reciprocal = 20) multiply by rateable value of the buildings (before any overall end allowances are made and after making a notional deduction for the land value) and add to the ERC of P&M. Use resultant figure to calculate contract size adjustment. (Guidance Notes - Section 6) | Photo 1 - Typical single cabinet 11kV switch. | For higher amperages/Voltage larger individual switches may be employed. | 1 | TRUE
1332 | 206B17 | 8472 | 206B17 | Electrics | Switches | Oil Circuit Breaker Voltage 11kv | Breaking Capacity 250mva | Amps 1,200 | A circuit breaker is an automatically operated switch that is used to isolate a circuit or large item of machinery from the incoming power. It is designed to operate when a fault condition arises e.g. short circuit or overload, in the same way as a fuse. However it can be reset when the fault condition has been removed. When breaking a high power circuit an arc (or spark) occurs, this can damage the circuit breaker and if the arc is continuous the circuit will not be fully isolated. To prevent this the arc is suppressed by having the contacts surrounded by SF6 gas, under ooil, in a vacuum or by using an air blast. All types are currently in use but the gas or vacuum type are generally installed in new systems. | Considered Not Applicable at time of Publication | (BEAMS Note 1) The ERC for this item should be added to the total of the ERC of the other P&M items on the site and the Buildings ERC (where applicable) to enable the correct contract size adjustment to be made. ERC of P&M Items + ERC of Building Component’s = Total ERC (net figure rateable items only) to which contract size adjustment should be applied The 2023 Generic Contractors Test Spreadsheet has this facility built into the programme - it is recommended you undertake all contractors test valuations using this spreadsheet. (Details on the application of contract size adjustments can be found in the RCG 2023 Guidance notes). Where RV is calculated using the comparative method (rental method) the contract size adjustment should be made as follows: Select - SCAT code box ""P and M as an addition” within the 2023 Generic Contractors Test Spreadsheet facility. Or Where the spreadsheet is not used take the: Reciprocal of statutory de-capitalisation rate (i.e. 5% reciprocal = 20) multiply by rateable value of the buildings (before any overall end allowances are made and after making a notional deduction for the land value) and add to the ERC of P&M. Use resultant figure to calculate contract size adjustment. (Guidance Notes - Section 6) | - | Voltage of circuit i.e. 11kV, Breaking capacity i.e. mVa, Current (amps) i.e.1,200 amp. Age. Indoors or outdors. | A schematic MUST be studied. See Class 1 © (i) Class 1 Table 1 (d) and (f) note:- may be attached under first distribution board but still rateable. If different location but first switch after distribution board - not rateable. | After first distribution board - see note in rateable element. | It is assumed that the item forms part of an 'average size industrial, commercial or office complex'. Where it would be norml to find more than one item in such hereditament the ERC stated has been adjusted to reflect any number / quantity, discount. These figues are NOT one off figures. | Distribution Board, Bus Bar, Generator, Cable, Transformer, Rectifier. | - | Photo 1 - Typical single cabinet 11kV switch. | For higher amperages/Voltage larger individual switches may be employed. | 20030 |  | Each | - | 3 - INDUSTRIAL | David Grace | Colin Brook | 25593.0679 | Option 3 | 33517.9223 | 30.96% | 27855 | 23561.007 | -7.94% | -29.71% | 23561.007 | -7.94% | ERC Over-ridden | A Lloyd | VOA_GPN_GOV_UK\5576733 | 2020-09-16 | Medium | Blue | High | This item relevant to all valuation panels, Colin Brook is lead for p&m. | High risk based on 2017 & 2021 costs with no new information other than TPI increase. | - | NA | SPONS E | 1.56 | (BEAMS Note 1) The ERC for this item should be added to the total of the ERC of the other P&M items on the site and the Buildings ERC (where applicable) to enable the correct contract size adjustment to be made. ERC of P&M Items + ERC of Building Component’s = Total ERC (net figure rateable items only) to which contract size adjustment should be applied The 2021 Generic Contractors Test Spreadsheet has this facility built into the programme - it is recommended you undertake all contractors test valuations using this spreadsheet. (Details on the application of contract size adjustments can be found in the RCG 2021 Guidance notes). Where RV is calculated using the comparative method (rental method) the contract size adjustment should be made as follows: Select - SCAT code box "P and M as an addition” within the 2021 Generic Contractors Test Spreadsheet facility. Or Where the spreadsheet is not used take the: Reciprocal of statutory de-capitalisation rate (i.e. 5% reciprocal = 20) multiply by rateable value of the buildings (before any overall end allowances are made and after making a notional deduction for the land value) and add to the ERC of P&M. Use resultant figure to calculate contract size adjustment. (Guidance Notes - Section 6) | Photo 1 - Typical single cabinet 11kV switch. | For higher amperages/Voltage larger individual switches may be employed. | 1 | TRUE
1333 | 206B18 | 8473 | 206B18 | Electrics | Switches | Oil Circuit Breaker Voltage 11kv | Breaking Capacity 250mva | Amps 1,600 | A circuit breaker is an automatically operated switch that is used to isolate a circuit or large item of machinery from the incoming power. It is designed to operate when a fault condition arises e.g. short circuit or overload, in the same way as a fuse. However it can be reset when the fault condition has been removed. When breaking a high power circuit an arc (or spark) occurs, this can damage the circuit breaker and if the arc is continuous the circuit will not be fully isolated. To prevent this the arc is suppressed by having the contacts surrounded by SF6 gas, under ooil, in a vacuum or by using an air blast. All types are currently in use but the gas or vacuum type are generally installed in new systems. | Considered Not Applicable at time of Publication | (BEAMS Note 1) The ERC for this item should be added to the total of the ERC of the other P&M items on the site and the Buildings ERC (where applicable) to enable the correct contract size adjustment to be made. ERC of P&M Items + ERC of Building Component’s = Total ERC (net figure rateable items only) to which contract size adjustment should be applied The 2023 Generic Contractors Test Spreadsheet has this facility built into the programme - it is recommended you undertake all contractors test valuations using this spreadsheet. (Details on the application of contract size adjustments can be found in the RCG 2023 Guidance notes). Where RV is calculated using the comparative method (rental method) the contract size adjustment should be made as follows: Select - SCAT code box ""P and M as an addition” within the 2023 Generic Contractors Test Spreadsheet facility. Or Where the spreadsheet is not used take the: Reciprocal of statutory de-capitalisation rate (i.e. 5% reciprocal = 20) multiply by rateable value of the buildings (before any overall end allowances are made and after making a notional deduction for the land value) and add to the ERC of P&M. Use resultant figure to calculate contract size adjustment. (Guidance Notes - Section 6) | - | Voltage of circuit i.e. 11kV, Breaking capacity i.e. mVa, Current (amps) i.e.1,600 amp. Age. Indoors or outdors. | A schematic MUST be studied. See Class 1 © (i) Class 1 Table 1 (d) and (f) note:- may be attached under first distribution board but still rateable. If different location but first switch after distribution board - not rateable. | After first distribution board - see note in rateable element. | It is assumed that the item forms part of an 'average size industrial, commercial or office complex'. Where it would be norml to find more than one item in such hereditament the ERC stated has been adjusted to reflect any number / quantity, discount. These figues are NOT one off figures. | Distribution Board, Bus Bar, Generator, Cable, Transformer, Rectifier. | - | - | - | 20030 |  | Each | - | 3 - INDUSTRIAL | David Grace | Colin Brook | 31991.3349 | Option 3 | 41897.4029 | 30.96% | 34830 | 29460.7745 | -7.91% | -29.68% | 29460.7745 | -7.91% | ERC Over-ridden | A Lloyd | VOA_GPN_GOV_UK\5576733 | 2020-09-16 | Medium | Blue | High | This item relevant to all valuation panels, Colin Brook is lead for p&m. | High risk based on 2017 & 2021 costs with no new information other than TPI increase. | - | NA | SPONS E | 1.56 | (BEAMS Note 1) The ERC for this item should be added to the total of the ERC of the other P&M items on the site and the Buildings ERC (where applicable) to enable the correct contract size adjustment to be made. ERC of P&M Items + ERC of Building Component’s = Total ERC (net figure rateable items only) to which contract size adjustment should be applied The 2021 Generic Contractors Test Spreadsheet has this facility built into the programme - it is recommended you undertake all contractors test valuations using this spreadsheet. (Details on the application of contract size adjustments can be found in the RCG 2021 Guidance notes). Where RV is calculated using the comparative method (rental method) the contract size adjustment should be made as follows: Select - SCAT code box "P and M as an addition” within the 2021 Generic Contractors Test Spreadsheet facility. Or Where the spreadsheet is not used take the: Reciprocal of statutory de-capitalisation rate (i.e. 5% reciprocal = 20) multiply by rateable value of the buildings (before any overall end allowances are made and after making a notional deduction for the land value) and add to the ERC of P&M. Use resultant figure to calculate contract size adjustment. (Guidance Notes - Section 6) | - | - | 1 | TRUE
1334 | 206B19 | 8474 | 206B19 | Electrics | Switches | Oil Circuit Breaker Voltage 11kv | Breaking Capacity 250mva | Amps 2,000 | A circuit breaker is an automatically operated switch that is used to isolate a circuit or large item of machinery from the incoming power. It is designed to operate when a fault condition arises e.g. short circuit or overload, in the same way as a fuse. However it can be reset when the fault condition has been removed. When breaking a high power circuit an arc (or spark) occurs, this can damage the circuit breaker and if the arc is continuous the circuit will not be fully isolated. To prevent this the arc is suppressed by having the contacts surrounded by SF6 gas, under ooil, in a vacuum or by using an air blast. All types are currently in use but the gas or vacuum type are generally installed in new systems. | Considered Not Applicable at time of Publication | (BEAMS Note 1) The ERC for this item should be added to the total of the ERC of the other P&M items on the site and the Buildings ERC (where applicable) to enable the correct contract size adjustment to be made. ERC of P&M Items + ERC of Building Component’s = Total ERC (net figure rateable items only) to which contract size adjustment should be applied The 2023 Generic Contractors Test Spreadsheet has this facility built into the programme - it is recommended you undertake all contractors test valuations using this spreadsheet. (Details on the application of contract size adjustments can be found in the RCG 2023 Guidance notes). Where RV is calculated using the comparative method (rental method) the contract size adjustment should be made as follows: Select - SCAT code box ""P and M as an addition” within the 2023 Generic Contractors Test Spreadsheet facility. Or Where the spreadsheet is not used take the: Reciprocal of statutory de-capitalisation rate (i.e. 5% reciprocal = 20) multiply by rateable value of the buildings (before any overall end allowances are made and after making a notional deduction for the land value) and add to the ERC of P&M. Use resultant figure to calculate contract size adjustment. (Guidance Notes - Section 6) | - | Voltage of circuit i.e. 11kV, Breaking capacity i.e. mVa, Current (amps) e.g. 2,000 amp. Age. Indoors or outdors. | A schematic MUST be studied. See Class 1 © (i) Class 1 Table 1 (d) and (f) note:- may be attached under first distribution board but still rateable. If different location but first switch after distribution board - not rateable. | After first distribution board - see note in rateable element. | It is assumed that the item forms part of an 'average size industrial, commercial or office complex'. Where it would be norml to find more than one item in such hereditament the ERC stated has been adjusted to reflect any number / quantity, discount. These figues are NOT one off figures. | Distribution Board, Bus Bar, Generator, Cable, Transformer, Rectifier. | - | Typical switch 11kV | Larger swiches used for higher voltage / current | 20030 |  | Each | - | 3 - INDUSTRIAL | David Grace | Colin Brook | 31991.3349 | Option 3 | 41897.4029 | 30.96% | 34830 | 29460.7745 | -7.91% | -29.68% | 29460.7745 | -7.91% | ERC Over-ridden | A Lloyd | VOA_GPN_GOV_UK\5576733 | 2020-09-16 | Medium | Blue | High | This item relevant to all valuation panels, Colin Brook is lead for p&m. | High risk based on 2017 & 2021 costs with no new information other than TPI increase. | - | NA | SPONS E | 1.56 | (BEAMS Note 1) The ERC for this item should be added to the total of the ERC of the other P&M items on the site and the Buildings ERC (where applicable) to enable the correct contract size adjustment to be made. ERC of P&M Items + ERC of Building Component’s = Total ERC (net figure rateable items only) to which contract size adjustment should be applied The 2021 Generic Contractors Test Spreadsheet has this facility built into the programme - it is recommended you undertake all contractors test valuations using this spreadsheet. (Details on the application of contract size adjustments can be found in the RCG 2021 Guidance notes). Where RV is calculated using the comparative method (rental method) the contract size adjustment should be made as follows: Select - SCAT code box "P and M as an addition” within the 2021 Generic Contractors Test Spreadsheet facility. Or Where the spreadsheet is not used take the: Reciprocal of statutory de-capitalisation rate (i.e. 5% reciprocal = 20) multiply by rateable value of the buildings (before any overall end allowances are made and after making a notional deduction for the land value) and add to the ERC of P&M. Use resultant figure to calculate contract size adjustment. (Guidance Notes - Section 6) | Typical switch 11kV | Larger swiches used for higher voltage / current | 1 | TRUE
1335 | 206B20 | 8475 | 206B20 | Electrics | Switches | Oil Circuit Breaker Voltage 11kv | Breaking Capacity 350 mva | Amps 400 | A circuit breaker is an automatically operated switch that is used to isolate a circuit or large item of machinery from the incoming power. It is designed to operate when a fault condition arises e.g. short circuit or overload, in the same way as a fuse. However it can be reset when the fault condition has been removed. When breaking a high power circuit an arc (or spark) occurs, this can damage the circuit breaker and if the arc is continuous the circuit will not be fully isolated. To prevent this the arc is suppressed by having the contacts surrounded by SF6 gas, under ooil, in a vacuum or by using an air blast. All types are currently in use but the gas or vacuum type are generally installed in new systems. | Considered Not Applicable at time of Publication | (BEAMS Note 1) The ERC for this item should be added to the total of the ERC of the other P&M items on the site and the Buildings ERC (where applicable) to enable the correct contract size adjustment to be made. ERC of P&M Items + ERC of Building Component’s = Total ERC (net figure rateable items only) to which contract size adjustment should be applied The 2023 Generic Contractors Test Spreadsheet has this facility built into the programme - it is recommended you undertake all contractors test valuations using this spreadsheet. (Details on the application of contract size adjustments can be found in the RCG 2023 Guidance notes). Where RV is calculated using the comparative method (rental method) the contract size adjustment should be made as follows: Select - SCAT code box ""P and M as an addition” within the 2023 Generic Contractors Test Spreadsheet facility. Or Where the spreadsheet is not used take the: Reciprocal of statutory de-capitalisation rate (i.e. 5% reciprocal = 20) multiply by rateable value of the buildings (before any overall end allowances are made and after making a notional deduction for the land value) and add to the ERC of P&M. Use resultant figure to calculate contract size adjustment. (Guidance Notes - Section 6) | - | Voltage of circuit i.e. 11kV, Breaking capacity i.e. mVa, Current (amps) e.g. 2,000 amp. Age. Indoors or outdors. | A schematic MUST be studied. See Class 1 © (i) Class 1 Table 1 (d) and (f) note:- may be attached under first distribution board but still rateable. If different location but first switch after distribution board - not rateable. | After first distribution board - see note in rateable element. | It is assumed that the item forms part of an 'average size industrial, commercial or office complex'. Where it would be norml to find more than one item in such hereditament the ERC stated has been adjusted to reflect any number / quantity, discount. These figues are NOT one off figures. | Distribution Board, Bus Bar, Generator, Cable, Transformer, Rectifier. | - | Photo 1 - Typical single cabinet 11kV switch | For higher amperages/Voltage larger individual switches may be employed. | 20030 |  | Each | - | 3 - INDUSTRIAL | David Grace | Colin Brook | 31991.3349 | Option 3 | 41897.4029 | 30.96% | 34830 | 29460.7745 | -7.91% | -29.68% | 29460.7745 | -7.91% | ERC Over-ridden | A Lloyd | VOA_GPN_GOV_UK\5576733 | 2021-03-04 | Medium | Blue | High | This item relevant to all valuation panels, Colin Brook is lead for p&m. | High risk based on 2017 & 2021 costs with no new information other than TPI increase. | Wrong tech 1 & 2, photo desc and notes missed | NA | SPONS E | 1.56 | (BEAMS Note 1) The ERC for this item should be added to the total of the ERC of the other P&M items on the site and the Buildings ERC (where applicable) to enable the correct contract size adjustment to be made. ERC of P&M Items + ERC of Building Component’s = Total ERC (net figure rateable items only) to which contract size adjustment should be applied The 2021 Generic Contractors Test Spreadsheet has this facility built into the programme - it is recommended you undertake all contractors test valuations using this spreadsheet. (Details on the application of contract size adjustments can be found in the RCG 2021 Guidance notes). Where RV is calculated using the comparative method (rental method) the contract size adjustment should be made as follows: Select - SCAT code box "P and M as an addition” within the 2021 Generic Contractors Test Spreadsheet facility. Or Where the spreadsheet is not used take the: Reciprocal of statutory de-capitalisation rate (i.e. 5% reciprocal = 20) multiply by rateable value of the buildings (before any overall end allowances are made and after making a notional deduction for the land value) and add to the ERC of P&M. Use resultant figure to calculate contract size adjustment. (Guidance Notes - Section 6) | Photo 1 - Typical single cabinet 11kV switch | For higher amperages/Voltage larger individual switches may be employed. | 1 | TRUE
1336 | 206B21 | 8476 | 206B21 | Electrics | Switches | Oil Circuit Breaker Voltage 11kv | Breaking Capacity 350mva | Amps 630 | A circuit breaker is an automatically operated switch that is used to isolate a circuit or large item of machinery from the incoming power. It is designed to operate when a fault condition arises e.g. short circuit or overload, in the same way as a fuse. However it can be reset when the fault condition has been removed. When breaking a high power circuit an arc (or spark) occurs, this can damage the circuit breaker and if the arc is continuous the circuit will not be fully isolated. To prevent this the arc is suppressed by having the contacts surrounded by SF6 gas, under ooil, in a vacuum or by using an air blast. All types are currently in use but the gas or vacuum type are generally installed in new systems. | Considered Not Applicable at time of Publication | (BEAMS Note 1) The ERC for this item should be added to the total of the ERC of the other P&M items on the site and the Buildings ERC (where applicable) to enable the correct contract size adjustment to be made. ERC of P&M Items + ERC of Building Component’s = Total ERC (net figure rateable items only) to which contract size adjustment should be applied The 2023 Generic Contractors Test Spreadsheet has this facility built into the programme - it is recommended you undertake all contractors test valuations using this spreadsheet. (Details on the application of contract size adjustments can be found in the RCG 2023 Guidance notes). Where RV is calculated using the comparative method (rental method) the contract size adjustment should be made as follows: Select - SCAT code box ""P and M as an addition” within the 2023 Generic Contractors Test Spreadsheet facility. Or Where the spreadsheet is not used take the: Reciprocal of statutory de-capitalisation rate (i.e. 5% reciprocal = 20) multiply by rateable value of the buildings (before any overall end allowances are made and after making a notional deduction for the land value) and add to the ERC of P&M. Use resultant figure to calculate contract size adjustment. (Guidance Notes - Section 6) | - | Voltage of circuit i.e. 11kV, Breaking capacity i.e. mVa, Current (amps) e.g. 630 amp. Age. Indoors or outdors. | A schematic MUST be studied. See Class 1 © (i) Class 1 Table 1 (d) and (f) note:- may be attached under first distribution board but still rateable. If different location but first switch after distribution board - not rateable. | After first distribution board - see note in rateable element. | It is assumed that the item forms part of an 'average size industrial, commercial or office complex'. Where it would be norml to find more than one item in such hereditament the ERC stated has been adjusted to reflect any number / quantity, discount. These figues are NOT one off figures. | Distribution Board, Bus Bar, Generator, Cable, Transformer, Rectifier. | - | Typical switch 11kV | larger switches used for higher voltage/ current | 20030 |  | Each | - | 3 - INDUSTRIAL | David Grace | Colin Brook | 31991.3349 | Option 3 | 41897.4029 | 30.96% | 34830 | 29460.7745 | -7.91% | -29.68% | 29460.7745 | -7.91% | ERC Over-ridden | A Lloyd | VOA_GPN_GOV_UK\5576733 | 2020-09-16 | Medium | Blue | High | This item relevant to all valuation panels, Colin Brook is lead for p&m. | High risk based on 2017 & 2021 costs with no new information other than TPI increase. | - | NA | SPONS E | 1.56 | (BEAMS Note 1) The ERC for this item should be added to the total of the ERC of the other P&M items on the site and the Buildings ERC (where applicable) to enable the correct contract size adjustment to be made. ERC of P&M Items + ERC of Building Component’s = Total ERC (net figure rateable items only) to which contract size adjustment should be applied The 2021 Generic Contractors Test Spreadsheet has this facility built into the programme - it is recommended you undertake all contractors test valuations using this spreadsheet. (Details on the application of contract size adjustments can be found in the RCG 2021 Guidance notes). Where RV is calculated using the comparative method (rental method) the contract size adjustment should be made as follows: Select - SCAT code box "P and M as an addition” within the 2021 Generic Contractors Test Spreadsheet facility. Or Where the spreadsheet is not used take the: Reciprocal of statutory de-capitalisation rate (i.e. 5% reciprocal = 20) multiply by rateable value of the buildings (before any overall end allowances are made and after making a notional deduction for the land value) and add to the ERC of P&M. Use resultant figure to calculate contract size adjustment. (Guidance Notes - Section 6) | Typical switch 11kV | larger switches used for higher voltage/ current | 1 | TRUE
1337 | 206B22 | 8477 | 206B22 | Electrics | Switches | Oil Circuit Breaker Voltage 11kv | Breaking Capacity 350mva | Amps 800 | A circuit breaker is an automatically operated switch that is used to isolate a circuit or large item of machinery from the incoming power. It is designed to operate when a fault condition arises e.g. short circuit or overload, in the same way as a fuse. However it can be reset when the fault condition has been removed. When breaking a high power circuit an arc (or spark) occurs, this can damage the circuit breaker and if the arc is continuous the circuit will not be fully isolated. To prevent this the arc is suppressed by having the contacts surrounded by SF6 gas, under ooil, in a vacuum or by using an air blast. All types are currently in use but the gas or vacuum type are generally installed in new systems. | Considered Not Applicable at time of Publication | (BEAMS Note 1) The ERC for this item should be added to the total of the ERC of the other P&M items on the site and the Buildings ERC (where applicable) to enable the correct contract size adjustment to be made. ERC of P&M Items + ERC of Building Component’s = Total ERC (net figure rateable items only) to which contract size adjustment should be applied The 2023 Generic Contractors Test Spreadsheet has this facility built into the programme - it is recommended you undertake all contractors test valuations using this spreadsheet. (Details on the application of contract size adjustments can be found in the RCG 2023 Guidance notes). Where RV is calculated using the comparative method (rental method) the contract size adjustment should be made as follows: Select - SCAT code box ""P and M as an addition” within the 2023 Generic Contractors Test Spreadsheet facility. Or Where the spreadsheet is not used take the: Reciprocal of statutory de-capitalisation rate (i.e. 5% reciprocal = 20) multiply by rateable value of the buildings (before any overall end allowances are made and after making a notional deduction for the land value) and add to the ERC of P&M. Use resultant figure to calculate contract size adjustment. (Guidance Notes - Section 6) | - | Voltage of circuit i.e. 11kV, Breaking capacity i.e. mVa, Current (amps) e.g. 800 amp. Age. Indoors or outdors. | A schematic MUST be studied. See Class 1 © (i) Class 1 Table 1 (d) and (f) note:- may be attached under first distribution board but still rateable. If different location but first switch after distribution board - not rateable. | After first distribution board - see note in rateable element. | It is assumed that the item forms part of an 'average size industrial, commercial or office complex'. Where it would be norml to find more than one item in such hereditament the ERC stated has been adjusted to reflect any number / quantity, discount. These figues are NOT one off figures. | Distribution Board, Bus Bar, Generator, Cable, Transformer, Rectifier. | - | Typical switch 11kV | larger switches used for higher voltage/ current | 20030 |  | Each | - | 3 - INDUSTRIAL | David Grace | Colin Brook | 31991.3349 | Option 3 | 41897.4029 | 30.96% | 34830 | 29460.7745 | -7.91% | -29.68% | 29460.7745 | -7.91% | ERC Over-ridden | A Lloyd | VOA_GPN_GOV_UK\5576733 | 2020-09-16 | Medium | Blue | High | This item relevant to all valuation panels, Colin Brook is lead for p&m. | High risk based on 2017 & 2021 costs with no new information other than TPI increase. | - | NA | SPONS E | 1.56 | (BEAMS Note 1) The ERC for this item should be added to the total of the ERC of the other P&M items on the site and the Buildings ERC (where applicable) to enable the correct contract size adjustment to be made. ERC of P&M Items + ERC of Building Component’s = Total ERC (net figure rateable items only) to which contract size adjustment should be applied The 2021 Generic Contractors Test Spreadsheet has this facility built into the programme - it is recommended you undertake all contractors test valuations using this spreadsheet. (Details on the application of contract size adjustments can be found in the RCG 2021 Guidance notes). Where RV is calculated using the comparative method (rental method) the contract size adjustment should be made as follows: Select - SCAT code box "P and M as an addition” within the 2021 Generic Contractors Test Spreadsheet facility. Or Where the spreadsheet is not used take the: Reciprocal of statutory de-capitalisation rate (i.e. 5% reciprocal = 20) multiply by rateable value of the buildings (before any overall end allowances are made and after making a notional deduction for the land value) and add to the ERC of P&M. Use resultant figure to calculate contract size adjustment. (Guidance Notes - Section 6) | Typical switch 11kV | larger switches used for higher voltage/ current | 1 | TRUE
1338 | 206B23 | 8478 | 206B23 | Electrics | Switches | Oil Circuit Breaker Voltage 11kv | Breaking Capacity 350mva | Amps 1,200 | A circuit breaker is an automatically operated switch that is used to isolate a circuit or large item of machinery from the incoming power. It is designed to operate when a fault condition arises e.g. short circuit or overload, in the same way as a fuse. However it can be reset when the fault condition has been removed. When breaking a high power circuit an arc (or spark) occurs, this can damage the circuit breaker and if the arc is continuous the circuit will not be fully isolated. To prevent this the arc is suppressed by having the contacts surrounded by SF6 gas, under ooil, in a vacuum or by using an air blast. All types are currently in use but the gas or vacuum type are generally installed in new systems. | Considered Not Applicable at time of Publication | (BEAMS Note 1) The ERC for this item should be added to the total of the ERC of the other P&M items on the site and the Buildings ERC (where applicable) to enable the correct contract size adjustment to be made. ERC of P&M Items + ERC of Building Component’s = Total ERC (net figure rateable items only) to which contract size adjustment should be applied The 2023 Generic Contractors Test Spreadsheet has this facility built into the programme - it is recommended you undertake all contractors test valuations using this spreadsheet. (Details on the application of contract size adjustments can be found in the RCG 2023 Guidance notes). Where RV is calculated using the comparative method (rental method) the contract size adjustment should be made as follows: Select - SCAT code box ""P and M as an addition” within the 2023 Generic Contractors Test Spreadsheet facility. Or Where the spreadsheet is not used take the: Reciprocal of statutory de-capitalisation rate (i.e. 5% reciprocal = 20) multiply by rateable value of the buildings (before any overall end allowances are made and after making a notional deduction for the land value) and add to the ERC of P&M. Use resultant figure to calculate contract size adjustment. (Guidance Notes - Section 6) | - | Voltage of circuit i.e. 11kV, Breaking capacity i.e. mVa, Current (amps) e.g. 1200 amp. Age. Indoors or outdors. | A schematic MUST be studied. See Class 1 © (i) Class 1 Table 1 (d) and (f) note:- may be attached under first distribution board but still rateable. If different location but first switch after distribution board - not rateable. | After first distribution board - see note in rateable element. | It is assumed that the item forms part of an 'average size industrial, commercial or office complex'. Where it would be norml to find more than one item in such hereditament the ERC stated has been adjusted to reflect any number / quantity, discount. These figues are NOT one off figures. | Distribution Board, Bus Bar, Generator, Cable, Transformer, Rectifier. | - | Typical switch 11kV | larger switches used for higher voltage/ current | 20030 |  | Each | - | 3 - INDUSTRIAL | David Grace | Colin Brook | 31991.3349 | Option 3 | 41897.4029 | 30.96% | 34830 | 29460.7745 | -7.91% | -29.68% | 29460.7745 | -7.91% | ERC Over-ridden | A Lloyd | VOA_GPN_GOV_UK\5576733 | 2020-09-16 | Medium | Blue | High | This item relevant to all valuation panels, Colin Brook is lead for p&m. | High risk based on 2017 & 2021 costs with no new information other than TPI increase. | - | NA | SPONS E | 1.56 | (BEAMS Note 1) The ERC for this item should be added to the total of the ERC of the other P&M items on the site and the Buildings ERC (where applicable) to enable the correct contract size adjustment to be made. ERC of P&M Items + ERC of Building Component’s = Total ERC (net figure rateable items only) to which contract size adjustment should be applied The 2021 Generic Contractors Test Spreadsheet has this facility built into the programme - it is recommended you undertake all contractors test valuations using this spreadsheet. (Details on the application of contract size adjustments can be found in the RCG 2021 Guidance notes). Where RV is calculated using the comparative method (rental method) the contract size adjustment should be made as follows: Select - SCAT code box "P and M as an addition” within the 2021 Generic Contractors Test Spreadsheet facility. Or Where the spreadsheet is not used take the: Reciprocal of statutory de-capitalisation rate (i.e. 5% reciprocal = 20) multiply by rateable value of the buildings (before any overall end allowances are made and after making a notional deduction for the land value) and add to the ERC of P&M. Use resultant figure to calculate contract size adjustment. (Guidance Notes - Section 6) | Typical switch 11kV | larger switches used for higher voltage/ current | 1 | TRUE
1339 | 206B24 | 8479 | 206B24 | Electrics | Switches | Oil Circuit Breaker Voltage 11kv | Breaking Capacity 350mva | Amps 1,250 | A circuit breaker is an automatically operated switch that is used to isolate a circuit or large item of machinery from the incoming power. It is designed to operate when a fault condition arises e.g. short circuit or overload, in the same way as a fuse. However it can be reset when the fault condition has been removed. When breaking a high power circuit an arc (or spark) occurs, this can damage the circuit breaker and if the arc is continuous the circuit will not be fully isolated. To prevent this the arc is suppressed by having the contacts surrounded by SF6 gas, under ooil, in a vacuum or by using an air blast. All types are currently in use but the gas or vacuum type are generally installed in new systems. | Considered Not Applicable at time of Publication | (BEAMS Note 1) The ERC for this item should be added to the total of the ERC of the other P&M items on the site and the Buildings ERC (where applicable) to enable the correct contract size adjustment to be made. ERC of P&M Items + ERC of Building Component’s = Total ERC (net figure rateable items only) to which contract size adjustment should be applied The 2023 Generic Contractors Test Spreadsheet has this facility built into the programme - it is recommended you undertake all contractors test valuations using this spreadsheet. (Details on the application of contract size adjustments can be found in the RCG 2023 Guidance notes). Where RV is calculated using the comparative method (rental method) the contract size adjustment should be made as follows: Select - SCAT code box ""P and M as an addition” within the 2023 Generic Contractors Test Spreadsheet facility. Or Where the spreadsheet is not used take the: Reciprocal of statutory de-capitalisation rate (i.e. 5% reciprocal = 20) multiply by rateable value of the buildings (before any overall end allowances are made and after making a notional deduction for the land value) and add to the ERC of P&M. Use resultant figure to calculate contract size adjustment. (Guidance Notes - Section 6) | - | Voltage of circuit i.e. 11kV, Breaking capacity i.e. mVa, Current (amps) e.g. 1200 amp. Age. Indoors or outdors. | A schematic MUST be studied. See Class 1 © (i) Class 1 Table 1 (d) and (f) note:- may be attached under first distribution board but still rateable. If different location but first switch after distribution board - not rateable. | After first distribution board - see note in rateable element. | It is assumed that the item forms part of an 'average size industrial, commercial or office complex'. Where it would be norml to find more than one item in such hereditament the ERC stated has been adjusted to reflect any number / quantity, discount. These figues are NOT one off figures. | Distribution Board, Bus Bar, Generator, Cable, Transformer, Rectifier. | - | Typical switch 11kV | larger switches used for higher voltage/ current | 20030 |  | Each | - | 3 - INDUSTRIAL | David Grace | Colin Brook | 31991.3349 | Option 3 | 41897.4029 | 30.96% | 34830 | 29460.7745 | -7.91% | -29.68% | 29460.7745 | -7.91% | ERC Over-ridden | A Lloyd | VOA_GPN_GOV_UK\5576733 | 2021-03-04 | Medium | Blue | High | This item relevant to all valuation panels, Colin Brook is lead for p&m. | High risk based on 2017 & 2021 costs with no new information other than TPI increase. | Wrong Tech 2, now corrected | NA | SPONS E | 1.56 | (BEAMS Note 1) The ERC for this item should be added to the total of the ERC of the other P&M items on the site and the Buildings ERC (where applicable) to enable the correct contract size adjustment to be made. ERC of P&M Items + ERC of Building Component’s = Total ERC (net figure rateable items only) to which contract size adjustment should be applied The 2021 Generic Contractors Test Spreadsheet has this facility built into the programme - it is recommended you undertake all contractors test valuations using this spreadsheet. (Details on the application of contract size adjustments can be found in the RCG 2021 Guidance notes). Where RV is calculated using the comparative method (rental method) the contract size adjustment should be made as follows: Select - SCAT code box "P and M as an addition” within the 2021 Generic Contractors Test Spreadsheet facility. Or Where the spreadsheet is not used take the: Reciprocal of statutory de-capitalisation rate (i.e. 5% reciprocal = 20) multiply by rateable value of the buildings (before any overall end allowances are made and after making a notional deduction for the land value) and add to the ERC of P&M. Use resultant figure to calculate contract size adjustment. (Guidance Notes - Section 6) | Typical switch 11kV | larger switches used for higher voltage/ current | 1 | TRUE
1340 | 206B25 | 8480 | 206B25 | Electrics | Switches | Oil Circuit Breaker Voltage 11kv | Breaking Capacity 350mva | Amps 1,600 | A circuit breaker is an automatically operated switch that is used to isolate a circuit or large item of machinery from the incoming power. It is designed to operate when a fault condition arises e.g. short circuit or overload, in the same way as a fuse. However it can be reset when the fault condition has been removed. When breaking a high power circuit an arc (or spark) occurs, this can damage the circuit breaker and if the arc is continuous the circuit will not be fully isolated. To prevent this the arc is suppressed by having the contacts surrounded by SF6 gas, under ooil, in a vacuum or by using an air blast. All types are currently in use but the gas or vacuum type are generally installed in new systems. | Considered Not Applicable at time of Publication | (BEAMS Note 1) The ERC for this item should be added to the total of the ERC of the other P&M items on the site and the Buildings ERC (where applicable) to enable the correct contract size adjustment to be made. ERC of P&M Items + ERC of Building Component’s = Total ERC (net figure rateable items only) to which contract size adjustment should be applied The 2023 Generic Contractors Test Spreadsheet has this facility built into the programme - it is recommended you undertake all contractors test valuations using this spreadsheet. (Details on the application of contract size adjustments can be found in the RCG 2023 Guidance notes). Where RV is calculated using the comparative method (rental method) the contract size adjustment should be made as follows: Select - SCAT code box ""P and M as an addition” within the 2023 Generic Contractors Test Spreadsheet facility. Or Where the spreadsheet is not used take the: Reciprocal of statutory de-capitalisation rate (i.e. 5% reciprocal = 20) multiply by rateable value of the buildings (before any overall end allowances are made and after making a notional deduction for the land value) and add to the ERC of P&M. Use resultant figure to calculate contract size adjustment. (Guidance Notes - Section 6) | - | Voltage of circuit i.e. 11kV, Breaking capacity i.e. mVa, Current (amps) e.g. 1200 amp. Age. Indoors or outdors. | A schematic MUST be studied. See Class 1 © (i) Class 1 Table 1 (d) and (f) note:- may be attached under first distribution board but still rateable. If different location but first switch after distribution board - not rateable. | After first distribution board - see note in rateable element. | It is assumed that the item forms part of an 'average size industrial, commercial or office complex'. Where it would be norml to find more than one item in such hereditament the ERC stated has been adjusted to reflect any number / quantity, discount. These figues are NOT one off figures. | Distribution Board, Bus Bar, Generator, Cable, Transformer, Rectifier. | - | Typical switch 11kV | larger switches used for higher voltage/ current | 20030 |  | Each | - | 3 - INDUSTRIAL | David Grace | Colin Brook | 31991.3349 | Option 3 | 41897.4029 | 30.96% | 34830 | 29460.7745 | -7.91% | -29.68% | 29460.7745 | -7.91% | ERC Over-ridden | A Lloyd | VOA_GPN_GOV_UK\5576733 | 2020-09-16 | Medium | Blue | High | This item relevant to all valuation panels, Colin Brook is lead for p&m. | High risk based on 2017 & 2021 costs with no new information other than TPI increase. | - | NA | SPONS E | 1.56 | (BEAMS Note 1) The ERC for this item should be added to the total of the ERC of the other P&M items on the site and the Buildings ERC (where applicable) to enable the correct contract size adjustment to be made. ERC of P&M Items + ERC of Building Component’s = Total ERC (net figure rateable items only) to which contract size adjustment should be applied The 2021 Generic Contractors Test Spreadsheet has this facility built into the programme - it is recommended you undertake all contractors test valuations using this spreadsheet. (Details on the application of contract size adjustments can be found in the RCG 2021 Guidance notes). Where RV is calculated using the comparative method (rental method) the contract size adjustment should be made as follows: Select - SCAT code box "P and M as an addition” within the 2021 Generic Contractors Test Spreadsheet facility. Or Where the spreadsheet is not used take the: Reciprocal of statutory de-capitalisation rate (i.e. 5% reciprocal = 20) multiply by rateable value of the buildings (before any overall end allowances are made and after making a notional deduction for the land value) and add to the ERC of P&M. Use resultant figure to calculate contract size adjustment. (Guidance Notes - Section 6) | Typical switch 11kV | larger switches used for higher voltage/ current | 1 | TRUE
1341 | 206B26 | 8481 | 206B26 | Electrics | Switches | Oil Circuit Breaker Voltage 11kv | Breaking Capacity 350mva | Amps 2,000 | A circuit breaker is an automatically operated switch that is used to isolate a circuit or large item of machinery from the incoming power. It is designed to operate when a fault condition arises e.g. short circuit or overload, in the same way as a fuse. However it can be reset when the fault condition has been removed. When breaking a high power circuit an arc (or spark) occurs, this can damage the circuit breaker and if the arc is continuous the circuit will not be fully isolated. To prevent this the arc is suppressed by having the contacts surrounded by SF6 gas, under ooil, in a vacuum or by using an air blast. All types are currently in use but the gas or vacuum type are generally installed in new systems. | Considered Not Applicable at time of Publication | (BEAMS Note 1) The ERC for this item should be added to the total of the ERC of the other P&M items on the site and the Buildings ERC (where applicable) to enable the correct contract size adjustment to be made. ERC of P&M Items + ERC of Building Component’s = Total ERC (net figure rateable items only) to which contract size adjustment should be applied The 2023 Generic Contractors Test Spreadsheet has this facility built into the programme - it is recommended you undertake all contractors test valuations using this spreadsheet. (Details on the application of contract size adjustments can be found in the RCG 2023 Guidance notes). Where RV is calculated using the comparative method (rental method) the contract size adjustment should be made as follows: Select - SCAT code box ""P and M as an addition” within the 2023 Generic Contractors Test Spreadsheet facility. Or Where the spreadsheet is not used take the: Reciprocal of statutory de-capitalisation rate (i.e. 5% reciprocal = 20) multiply by rateable value of the buildings (before any overall end allowances are made and after making a notional deduction for the land value) and add to the ERC of P&M. Use resultant figure to calculate contract size adjustment. (Guidance Notes - Section 6) | - | Voltage of circuit i.e. 11kV, Breaking capacity i.e. mVa, Current (amps) e.g. 1200 amp. Age. Indoors or outdors. | A schematic MUST be studied. See Class 1 © (i) Class 1 Table 1 (d) and (f) note:- may be attached under first distribution board but still rateable. If different location but first switch after distribution board - not rateable. | After first distribution board - see note in rateable element. | It is assumed that the item forms part of an 'average size industrial, commercial or office complex'. Where it would be norml to find more than one item in such hereditament the ERC stated has been adjusted to reflect any number / quantity, discount. These figues are NOT one off figures. | Distribution Board, Bus Bar, Generator, Cable, Transformer, Rectifier. | - | Typical switch 11kV | larger switches used for higher voltage/ current | 20030 |  | Each | - | 3 - INDUSTRIAL | David Grace | Colin Brook | 31991.3349 | Option 3 | 41897.4029 | 30.96% | 34830 | 29460.7745 | -7.91% | -29.68% | 29460.7745 | -7.91% | ERC Over-ridden | A Lloyd | VOA_GPN_GOV_UK\5576733 | 2021-03-04 | Medium | Blue | High | This item relevant to all valuation panels, Colin Brook is lead for p&m. | High risk based on 2017 & 2021 costs with no new information other than TPI increase. | Wrong Tech 2, now corrected | NA | SPONS E | 1.56 | (BEAMS Note 1) The ERC for this item should be added to the total of the ERC of the other P&M items on the site and the Buildings ERC (where applicable) to enable the correct contract size adjustment to be made. ERC of P&M Items + ERC of Building Component’s = Total ERC (net figure rateable items only) to which contract size adjustment should be applied The 2021 Generic Contractors Test Spreadsheet has this facility built into the programme - it is recommended you undertake all contractors test valuations using this spreadsheet. (Details on the application of contract size adjustments can be found in the RCG 2021 Guidance notes). Where RV is calculated using the comparative method (rental method) the contract size adjustment should be made as follows: Select - SCAT code box "P and M as an addition” within the 2021 Generic Contractors Test Spreadsheet facility. Or Where the spreadsheet is not used take the: Reciprocal of statutory de-capitalisation rate (i.e. 5% reciprocal = 20) multiply by rateable value of the buildings (before any overall end allowances are made and after making a notional deduction for the land value) and add to the ERC of P&M. Use resultant figure to calculate contract size adjustment. (Guidance Notes - Section 6) | Typical switch 11kV | larger switches used for higher voltage/ current | 1 | TRUE
1342 | 206B27 | 8482 | 206B27 | Electrics | Switches | Oil Circuit Breaker Voltage 11kv | Breaking Capacity 500mva | Amps 400 | A circuit breaker is an automatically operated switch that is used to isolate a circuit or large item of machinery from the incoming power. It is designed to operate when a fault condition arises e.g. short circuit or overload, in the same way as a fuse. However it can be reset when the fault condition has been removed. When breaking a high power circuit an arc (or spark) occurs, this can damage the circuit breaker and if the arc is continuous the circuit will not be fully isolated. To prevent this the arc is suppressed by having the contacts surrounded by SF6 gas, under ooil, in a vacuum or by using an air blast. All types are currently in use but the gas or vacuum type are generally installed in new systems. | Considered Not Applicable at time of Publication | (BEAMS Note 1) The ERC for this item should be added to the total of the ERC of the other P&M items on the site and the Buildings ERC (where applicable) to enable the correct contract size adjustment to be made. ERC of P&M Items + ERC of Building Component’s = Total ERC (net figure rateable items only) to which contract size adjustment should be applied The 2023 Generic Contractors Test Spreadsheet has this facility built into the programme - it is recommended you undertake all contractors test valuations using this spreadsheet. (Details on the application of contract size adjustments can be found in the RCG 2023 Guidance notes). Where RV is calculated using the comparative method (rental method) the contract size adjustment should be made as follows: Select - SCAT code box ""P and M as an addition” within the 2023 Generic Contractors Test Spreadsheet facility. Or Where the spreadsheet is not used take the: Reciprocal of statutory de-capitalisation rate (i.e. 5% reciprocal = 20) multiply by rateable value of the buildings (before any overall end allowances are made and after making a notional deduction for the land value) and add to the ERC of P&M. Use resultant figure to calculate contract size adjustment. (Guidance Notes - Section 6) | - | Voltage of circuit i.e. 11kV, Breaking capacity i.e. mVa, Current (amps) e.g. 2,000 amp. Age. Indoors or outdors. | A schematic MUST be studied. See Class 1 © (i) Class 1 Table 1 (d) and (f) note:- may be attached under first distribution board but still rateable. If different location but first switch after distribution board - not rateable. | After first distribution board - see note in rateable element. | It is assumed that the item forms part of an 'average size industrial, commercial or office complex'. Where it would be norml to find more than one item in such hereditament the ERC stated has been adjusted to reflect any number / quantity, discount. These figues are NOT one off figures. | Distribution Board, Bus Bar, Generator, Cable, Transformer, Rectifier. | - | Typical switch 11kV | larger switches used for higher voltage/ current | 20030 |  | Each | - | 3 - INDUSTRIAL | David Grace | Colin Brook | 37536.4996 | Option 3 | 49159.6194 | 30.96% | 40861 | 34562.0645 | -7.924% | -29.69% | 34562.0645 | -7.924% | ERC Over-ridden | A Lloyd | VOA_GPN_GOV_UK\5576733 | 2020-09-16 | Medium | Blue | High | This item relevant to all valuation panels, Colin Brook is lead for p&m. | High risk based on 2017 & 2021 costs with no new information other than TPI increase. | - | NA | SPONS E | 1.56 | (BEAMS Note 1) The ERC for this item should be added to the total of the ERC of the other P&M items on the site and the Buildings ERC (where applicable) to enable the correct contract size adjustment to be made. ERC of P&M Items + ERC of Building Component’s = Total ERC (net figure rateable items only) to which contract size adjustment should be applied The 2021 Generic Contractors Test Spreadsheet has this facility built into the programme - it is recommended you undertake all contractors test valuations using this spreadsheet. (Details on the application of contract size adjustments can be found in the RCG 2021 Guidance notes). Where RV is calculated using the comparative method (rental method) the contract size adjustment should be made as follows: Select - SCAT code box "P and M as an addition” within the 2021 Generic Contractors Test Spreadsheet facility. Or Where the spreadsheet is not used take the: Reciprocal of statutory de-capitalisation rate (i.e. 5% reciprocal = 20) multiply by rateable value of the buildings (before any overall end allowances are made and after making a notional deduction for the land value) and add to the ERC of P&M. Use resultant figure to calculate contract size adjustment. (Guidance Notes - Section 6) | Typical switch 11kV | larger switches used for higher voltage/ current | 1 | TRUE
1343 | 206B28 | 8483 | 206B28 | Electrics | Switches | Oil Circuit Breaker Voltage 11kv | Breaking Capacity 500mva | Amps 800 | A circuit breaker is an automatically operated switch that is used to isolate a circuit or large item of machinery from the incoming power. It is designed to operate when a fault condition arises e.g. short circuit or overload, in the same way as a fuse. However it can be reset when the fault condition has been removed. When breaking a high power circuit an arc (or spark) occurs, this can damage the circuit breaker and if the arc is continuous the circuit will not be fully isolated. To prevent this the arc is suppressed by having the contacts surrounded by SF6 gas, under ooil, in a vacuum or by using an air blast. All types are currently in use but the gas or vacuum type are generally installed in new systems. | Considered Not Applicable at time of Publication | (BEAMS Note 1) The ERC for this item should be added to the total of the ERC of the other P&M items on the site and the Buildings ERC (where applicable) to enable the correct contract size adjustment to be made. ERC of P&M Items + ERC of Building Component’s = Total ERC (net figure rateable items only) to which contract size adjustment should be applied The 2023 Generic Contractors Test Spreadsheet has this facility built into the programme - it is recommended you undertake all contractors test valuations using this spreadsheet. (Details on the application of contract size adjustments can be found in the RCG 2023 Guidance notes). Where RV is calculated using the comparative method (rental method) the contract size adjustment should be made as follows: Select - SCAT code box ""P and M as an addition” within the 2023 Generic Contractors Test Spreadsheet facility. Or Where the spreadsheet is not used take the: Reciprocal of statutory de-capitalisation rate (i.e. 5% reciprocal = 20) multiply by rateable value of the buildings (before any overall end allowances are made and after making a notional deduction for the land value) and add to the ERC of P&M. Use resultant figure to calculate contract size adjustment. (Guidance Notes - Section 6) | - | Voltage of circuit i.e. 11kV, Breaking capacity i.e. mVa, Current (amps) e.g. 2,000 amp. Age. Indoors or outdors. | A schematic MUST be studied. See Class 1 © (i) Class 1 Table 1 (d) and (f) note:- may be attached under first distribution board but still rateable. If different location but first switch after distribution board - not rateable. | After first distribution board - see note in rateable element. | It is assumed that the item forms part of an 'average size industrial, commercial or office complex'. Where it would be norml to find more than one item in such hereditament the ERC stated has been adjusted to reflect any number / quantity, discount. These figues are NOT one off figures. | Distribution Board, Bus Bar, Generator, Cable, Transformer, Rectifier. | - | Typical switch 11kV | larger switches used for higher voltage/ current | 20030 |  | Each | - | 3 - INDUSTRIAL | David Grace | Colin Brook | 37536.4996 | Option 3 | 49159.6194 | 30.96% | 40861 | 34562.0645 | -7.924% | -29.69% | 34562.0645 | -7.924% | ERC Over-ridden | A Lloyd | VOA_GPN_GOV_UK\5576733 | 2020-09-16 | Medium | Blue | High | This item relevant to all valuation panels, Colin Brook is lead for p&m. | High risk based on 2017 & 2021 costs with no new information other than TPI increase. | - | NA | SPONS E | 1.56 | (BEAMS Note 1) The ERC for this item should be added to the total of the ERC of the other P&M items on the site and the Buildings ERC (where applicable) to enable the correct contract size adjustment to be made. ERC of P&M Items + ERC of Building Component’s = Total ERC (net figure rateable items only) to which contract size adjustment should be applied The 2021 Generic Contractors Test Spreadsheet has this facility built into the programme - it is recommended you undertake all contractors test valuations using this spreadsheet. (Details on the application of contract size adjustments can be found in the RCG 2021 Guidance notes). Where RV is calculated using the comparative method (rental method) the contract size adjustment should be made as follows: Select - SCAT code box "P and M as an addition” within the 2021 Generic Contractors Test Spreadsheet facility. Or Where the spreadsheet is not used take the: Reciprocal of statutory de-capitalisation rate (i.e. 5% reciprocal = 20) multiply by rateable value of the buildings (before any overall end allowances are made and after making a notional deduction for the land value) and add to the ERC of P&M. Use resultant figure to calculate contract size adjustment. (Guidance Notes - Section 6) | Typical switch 11kV | larger switches used for higher voltage/ current | 1 | TRUE
1344 | 206B29 | 8484 | 206B29 | Electrics | Switches | Oil Circuit Breaker Voltage 11kv | Breaking Capacity 500mva | Amps 1,200 | A circuit breaker is an automatically operated switch that is used to isolate a circuit or large item of machinery from the incoming power. It is designed to operate when a fault condition arises e.g. short circuit or overload, in the same way as a fuse. However it can be reset when the fault condition has been removed. When breaking a high power circuit an arc (or spark) occurs, this can damage the circuit breaker and if the arc is continuous the circuit will not be fully isolated. To prevent this the arc is suppressed by having the contacts surrounded by SF6 gas, under ooil, in a vacuum or by using an air blast. All types are currently in use but the gas or vacuum type are generally installed in new systems. | Considered Not Applicable at time of Publication | (BEAMS Note 1) The ERC for this item should be added to the total of the ERC of the other P&M items on the site and the Buildings ERC (where applicable) to enable the correct contract size adjustment to be made. ERC of P&M Items + ERC of Building Component’s = Total ERC (net figure rateable items only) to which contract size adjustment should be applied The 2023 Generic Contractors Test Spreadsheet has this facility built into the programme - it is recommended you undertake all contractors test valuations using this spreadsheet. (Details on the application of contract size adjustments can be found in the RCG 2023 Guidance notes). Where RV is calculated using the comparative method (rental method) the contract size adjustment should be made as follows: Select - SCAT code box ""P and M as an addition” within the 2023 Generic Contractors Test Spreadsheet facility. Or Where the spreadsheet is not used take the: Reciprocal of statutory de-capitalisation rate (i.e. 5% reciprocal = 20) multiply by rateable value of the buildings (before any overall end allowances are made and after making a notional deduction for the land value) and add to the ERC of P&M. Use resultant figure to calculate contract size adjustment. (Guidance Notes - Section 6) | - | Voltage of circuit i.e. 11kV, Breaking capacity i.e. mVa, Current (amps) e.g. 2,000 amp. Age. Indoors or outdors. | A schematic MUST be studied. See Class 1 © (i) Class 1 Table 1 (d) and (f) note:- may be attached under first distribution board but still rateable. If different location but first switch after distribution board - not rateable. | After first distribution board - see note in rateable element. | It is assumed that the item forms part of an 'average size industrial, commercial or office complex'. Where it would be norml to find more than one item in such hereditament the ERC stated has been adjusted to reflect any number / quantity, discount. These figues are NOT one off figures. | Distribution Board, Bus Bar, Generator, Cable, Transformer, Rectifier. | - | Typical switch 11kV | larger switches used for higher voltage/ current | 20030 |  | Each | - | 3 - INDUSTRIAL | David Grace | Colin Brook | 37536.4996 | Option 3 | 49159.6194 | 30.96% | 40861 | 34562.0645 | -7.924% | -29.69% | 34562.0645 | -7.924% | ERC Over-ridden | A Lloyd | VOA_GPN_GOV_UK\5576733 | 2020-09-16 | Medium | Blue | High | This item relevant to all valuation panels, Colin Brook is lead for p&m. | High risk based on 2017 & 2021 costs with no new information other than TPI increase. | - | NA | SPONS E | 1.56 | (BEAMS Note 1) The ERC for this item should be added to the total of the ERC of the other P&M items on the site and the Buildings ERC (where applicable) to enable the correct contract size adjustment to be made. ERC of P&M Items + ERC of Building Component’s = Total ERC (net figure rateable items only) to which contract size adjustment should be applied The 2021 Generic Contractors Test Spreadsheet has this facility built into the programme - it is recommended you undertake all contractors test valuations using this spreadsheet. (Details on the application of contract size adjustments can be found in the RCG 2021 Guidance notes). Where RV is calculated using the comparative method (rental method) the contract size adjustment should be made as follows: Select - SCAT code box "P and M as an addition” within the 2021 Generic Contractors Test Spreadsheet facility. Or Where the spreadsheet is not used take the: Reciprocal of statutory de-capitalisation rate (i.e. 5% reciprocal = 20) multiply by rateable value of the buildings (before any overall end allowances are made and after making a notional deduction for the land value) and add to the ERC of P&M. Use resultant figure to calculate contract size adjustment. (Guidance Notes - Section 6) | Typical switch 11kV | larger switches used for higher voltage/ current | 1 | TRUE
1345 | 206B30 | 8485 | 206B30 | Electrics | Switches | Oil Circuit Breaker Voltage 11kv | Breaking Capacity 500mva | Amps 1,600 | A circuit breaker is an automatically operated switch that is used to isolate a circuit or large item of machinery from the incoming power. It is designed to operate when a fault condition arises e.g. short circuit or overload, in the same way as a fuse. However it can be reset when the fault condition has been removed. When breaking a high power circuit an arc (or spark) occurs, this can damage the circuit breaker and if the arc is continuous the circuit will not be fully isolated. To prevent this the arc is suppressed by having the contacts surrounded by SF6 gas, under ooil, in a vacuum or by using an air blast. All types are currently in use but the gas or vacuum type are generally installed in new systems. | Considered Not Applicable at time of Publication | (BEAMS Note 1) The ERC for this item should be added to the total of the ERC of the other P&M items on the site and the Buildings ERC (where applicable) to enable the correct contract size adjustment to be made. ERC of P&M Items + ERC of Building Component’s = Total ERC (net figure rateable items only) to which contract size adjustment should be applied The 2023 Generic Contractors Test Spreadsheet has this facility built into the programme - it is recommended you undertake all contractors test valuations using this spreadsheet. (Details on the application of contract size adjustments can be found in the RCG 2023 Guidance notes). Where RV is calculated using the comparative method (rental method) the contract size adjustment should be made as follows: Select - SCAT code box ""P and M as an addition” within the 2023 Generic Contractors Test Spreadsheet facility. Or Where the spreadsheet is not used take the: Reciprocal of statutory de-capitalisation rate (i.e. 5% reciprocal = 20) multiply by rateable value of the buildings (before any overall end allowances are made and after making a notional deduction for the land value) and add to the ERC of P&M. Use resultant figure to calculate contract size adjustment. (Guidance Notes - Section 6) | - | Voltage of circuit i.e. 11kV, Breaking capacity i.e. mVa, Current (amps) e.g. 2,000 amp. Age. Indoors or outdors. | A schematic MUST be studied. See Class 1 © (i) Class 1 Table 1 (d) and (f) note:- may be attached under first distribution board but still rateable. If different location but first switch after distribution board - not rateable. | After first distribution board - see note in rateable element. | It is assumed that the item forms part of an 'average size industrial, commercial or office complex'. Where it would be norml to find more than one item in such hereditament the ERC stated has been adjusted to reflect any number / quantity, discount. These figues are NOT one off figures. | Distribution Board, Bus Bar, Generator, Cable, Transformer, Rectifier. | - | Typical switch 11kV | larger switches used for higher voltage/ current | 20030 |  | Each | - | 3 - INDUSTRIAL | David Grace | Colin Brook | 37536.4996 | Option 3 | 49159.6194 | 30.96% | 40861 | 34562.0645 | -7.924% | -29.69% | 34562.0645 | -7.924% | ERC Over-ridden | A Lloyd | VOA_GPN_GOV_UK\5576733 | 2020-09-16 | Medium | Blue | High | This item relevant to all valuation panels, Colin Brook is lead for p&m. | High risk based on 2017 & 2021 costs with no new information other than TPI increase. | - | NA | SPONS E | 1.56 | (BEAMS Note 1) The ERC for this item should be added to the total of the ERC of the other P&M items on the site and the Buildings ERC (where applicable) to enable the correct contract size adjustment to be made. ERC of P&M Items + ERC of Building Component’s = Total ERC (net figure rateable items only) to which contract size adjustment should be applied The 2021 Generic Contractors Test Spreadsheet has this facility built into the programme - it is recommended you undertake all contractors test valuations using this spreadsheet. (Details on the application of contract size adjustments can be found in the RCG 2021 Guidance notes). Where RV is calculated using the comparative method (rental method) the contract size adjustment should be made as follows: Select - SCAT code box "P and M as an addition” within the 2021 Generic Contractors Test Spreadsheet facility. Or Where the spreadsheet is not used take the: Reciprocal of statutory de-capitalisation rate (i.e. 5% reciprocal = 20) multiply by rateable value of the buildings (before any overall end allowances are made and after making a notional deduction for the land value) and add to the ERC of P&M. Use resultant figure to calculate contract size adjustment. (Guidance Notes - Section 6) | Typical switch 11kV | larger switches used for higher voltage/ current | 1 | TRUE
1346 | 206B31 | 8486 | 206B31 | Electrics | Switches | Oil Circuit Breaker Voltage 11kv | Breaking Capacity 500mva | Amps 2,000 | A circuit breaker is an automatically operated switch that is used to isolate a circuit or large item of machinery from the incoming power. It is designed to operate when a fault condition arises e.g. short circuit or overload, in the same way as a fuse. However it can be reset when the fault condition has been removed. When breaking a high power circuit an arc (or spark) occurs, this can damage the circuit breaker and if the arc is continuous the circuit will not be fully isolated. To prevent this the arc is suppressed by having the contacts surrounded by SF6 gas, under ooil, in a vacuum or by using an air blast. All types are currently in use but the gas or vacuum type are generally installed in new systems. | Considered Not Applicable at time of Publication | (BEAMS Note 1) The ERC for this item should be added to the total of the ERC of the other P&M items on the site and the Buildings ERC (where applicable) to enable the correct contract size adjustment to be made. ERC of P&M Items + ERC of Building Component’s = Total ERC (net figure rateable items only) to which contract size adjustment should be applied The 2023 Generic Contractors Test Spreadsheet has this facility built into the programme - it is recommended you undertake all contractors test valuations using this spreadsheet. (Details on the application of contract size adjustments can be found in the RCG 2023 Guidance notes). Where RV is calculated using the comparative method (rental method) the contract size adjustment should be made as follows: Select - SCAT code box ""P and M as an addition” within the 2023 Generic Contractors Test Spreadsheet facility. Or Where the spreadsheet is not used take the: Reciprocal of statutory de-capitalisation rate (i.e. 5% reciprocal = 20) multiply by rateable value of the buildings (before any overall end allowances are made and after making a notional deduction for the land value) and add to the ERC of P&M. Use resultant figure to calculate contract size adjustment. (Guidance Notes - Section 6) | - | Voltage of circuit i.e. 11kV, Breaking capacity i.e. mVa, Current (amps) e.g. 2,000 amp. Age. Indoors or outdors. | A schematic MUST be studied. See Class 1 © (i) Class 1 Table 1 (d) and (f) note:- may be attached under first distribution board but still rateable. If different location but first switch after distribution board - not rateable. | After first distribution board - see note in rateable element. | It is assumed that the item forms part of an 'average size industrial, commercial or office complex'. Where it would be norml to find more than one item in such hereditament the ERC stated has been adjusted to reflect any number / quantity, discount. These figues are NOT one off figures. | Distribution Board, Bus Bar, Generator, Cable, Transformer, Rectifier. | - | Typical switch 11kV | larger switches used for higher voltage/ current | 20030 |  | Each | - | 3 - INDUSTRIAL | David Grace | Colin Brook | 37536.4996 | Option 3 | 49159.6194 | 30.96% | 40861 | 34562.0645 | -7.924% | -29.69% | 34562.0645 | -7.924% | ERC Over-ridden | A Lloyd | VOA_GPN_GOV_UK\5576733 | 2020-09-16 | Medium | Blue | High | This item relevant to all valuation panels, Colin Brook is lead for p&m. | High risk based on 2017 & 2021 costs with no new information other than TPI increase. | - | NA | SPONS E | 1.56 | (BEAMS Note 1) The ERC for this item should be added to the total of the ERC of the other P&M items on the site and the Buildings ERC (where applicable) to enable the correct contract size adjustment to be made. ERC of P&M Items + ERC of Building Component’s = Total ERC (net figure rateable items only) to which contract size adjustment should be applied The 2021 Generic Contractors Test Spreadsheet has this facility built into the programme - it is recommended you undertake all contractors test valuations using this spreadsheet. (Details on the application of contract size adjustments can be found in the RCG 2021 Guidance notes). Where RV is calculated using the comparative method (rental method) the contract size adjustment should be made as follows: Select - SCAT code box "P and M as an addition” within the 2021 Generic Contractors Test Spreadsheet facility. Or Where the spreadsheet is not used take the: Reciprocal of statutory de-capitalisation rate (i.e. 5% reciprocal = 20) multiply by rateable value of the buildings (before any overall end allowances are made and after making a notional deduction for the land value) and add to the ERC of P&M. Use resultant figure to calculate contract size adjustment. (Guidance Notes - Section 6) | Typical switch 11kV | larger switches used for higher voltage/ current | 1 | TRUE
1347 | 206B34 | 8831 | 206B34 | Electrics | Switches | Oil Circuit Breaker Voltage 11kv | Breaking Capacity 700mva | Amps 400 | A circuit breaker is an automatically operated switch that is used to isolate a circuit or large item of machinery from the incoming power. It is designed to operate when a fault condition arises e.g. short circuit or overload, in the same way as a fuse. However it can be reset when the fault condition has been removed. When breaking a high power circuit an arc (or spark) occurs, this can damage the circuit breaker and if the arc is continuous the circuit will not be fully isolated. To prevent this the arc is suppressed by having the contacts surrounded by SF6 gas, under ooil, in a vacuum or by using an air blast. All types are currently in use but the gas or vacuum type are generally installed in new systems. | Considered Not Applicable at time of Publication | (BEAMS Note 1) The ERC for this item should be added to the total of the ERC of the other P&M items on the site and the Buildings ERC (where applicable) to enable the correct contract size adjustment to be made. ERC of P&M Items + ERC of Building Component’s = Total ERC (net figure rateable items only) to which contract size adjustment should be applied The 2023 Generic Contractors Test Spreadsheet has this facility built into the programme - it is recommended you undertake all contractors test valuations using this spreadsheet. (Details on the application of contract size adjustments can be found in the RCG 2023 Guidance notes). Where RV is calculated using the comparative method (rental method) the contract size adjustment should be made as follows: Select - SCAT code box ""P and M as an addition” within the 2023 Generic Contractors Test Spreadsheet facility. Or Where the spreadsheet is not used take the: Reciprocal of statutory de-capitalisation rate (i.e. 5% reciprocal = 20) multiply by rateable value of the buildings (before any overall end allowances are made and after making a notional deduction for the land value) and add to the ERC of P&M. Use resultant figure to calculate contract size adjustment. (Guidance Notes - Section 6) | - | Voltage of circuit i.e. 11kV, Breaking capacity i.e. mVa, Current (amps) e.g. 2,000 amp. Age. Indoors or outdors. | A schematic MUST be studied. See Class 1 © (i) Class 1 Table 1 (d) and (f) note:- may be attached under first distribution board but still rateable. If different location but first switch after distribution board - not rateable. | After first distribution board - see note in rateable element. | It is assumed that the item forms part of an 'average size industrial, commercial or office complex'. Where it would be norml to find more than one item in such hereditament the ERC stated has been adjusted to reflect any number / quantity, discount. These figues are NOT one off figures. | Distribution Board, Bus Bar, Generator, Cable, Transformer, Rectifier. | - | Typical switch 11kV | larger switches used for higher voltage/ current | 20032 |  | Each | - | 3 - INDUSTRIAL | David Grace | Colin Brook | 63233.1585 | Option 3 | 82813.2095 | 30.96% | 68835 | 58223.7271 | -7.922% | -29.69% | 58223.7271 | -7.922% | ERC Over-ridden | A Lloyd | VOA_GPN_GOV_UK\5576733 | 2020-09-16 | Medium | Blue | High | This item relevant to all valuation panels, Colin Brook is lead for p&m. | High risk based on 2017 & 2021 costs with no new information other than TPI increase. | - | NA | SPONS E | 1.56 | (BEAMS Note 1) The ERC for this item should be added to the total of the ERC of the other P&M items on the site and the Buildings ERC (where applicable) to enable the correct contract size adjustment to be made. ERC of P&M Items + ERC of Building Component’s = Total ERC (net figure rateable items only) to which contract size adjustment should be applied The 2021 Generic Contractors Test Spreadsheet has this facility built into the programme - it is recommended you undertake all contractors test valuations using this spreadsheet. (Details on the application of contract size adjustments can be found in the RCG 2021 Guidance notes). Where RV is calculated using the comparative method (rental method) the contract size adjustment should be made as follows: Select - SCAT code box "P and M as an addition” within the 2021 Generic Contractors Test Spreadsheet facility. Or Where the spreadsheet is not used take the: Reciprocal of statutory de-capitalisation rate (i.e. 5% reciprocal = 20) multiply by rateable value of the buildings (before any overall end allowances are made and after making a notional deduction for the land value) and add to the ERC of P&M. Use resultant figure to calculate contract size adjustment. (Guidance Notes - Section 6) | Typical switch 11kV | larger switches used for higher voltage/ current | 1 | TRUE
1348 | 206B35 | 8832 | 206B35 | Electrics | Switches | Oil Circuit Breaker Voltage 11kv | Breaking Capacity 700mva | Amps 800 | A circuit breaker is an automatically operated switch that is used to isolate a circuit or large item of machinery from the incoming power. It is designed to operate when a fault condition arises e.g. short circuit or overload, in the same way as a fuse. However it can be reset when the fault condition has been removed. When breaking a high power circuit an arc (or spark) occurs, this can damage the circuit breaker and if the arc is continuous the circuit will not be fully isolated. To prevent this the arc is suppressed by having the contacts surrounded by SF6 gas, under ooil, in a vacuum or by using an air blast. All types are currently in use but the gas or vacuum type are generally installed in new systems. | Considered Not Applicable at time of Publication | (BEAMS Note 1) The ERC for this item should be added to the total of the ERC of the other P&M items on the site and the Buildings ERC (where applicable) to enable the correct contract size adjustment to be made. ERC of P&M Items + ERC of Building Component’s = Total ERC (net figure rateable items only) to which contract size adjustment should be applied The 2023 Generic Contractors Test Spreadsheet has this facility built into the programme - it is recommended you undertake all contractors test valuations using this spreadsheet. (Details on the application of contract size adjustments can be found in the RCG 2023 Guidance notes). Where RV is calculated using the comparative method (rental method) the contract size adjustment should be made as follows: Select - SCAT code box ""P and M as an addition” within the 2023 Generic Contractors Test Spreadsheet facility. Or Where the spreadsheet is not used take the: Reciprocal of statutory de-capitalisation rate (i.e. 5% reciprocal = 20) multiply by rateable value of the buildings (before any overall end allowances are made and after making a notional deduction for the land value) and add to the ERC of P&M. Use resultant figure to calculate contract size adjustment. (Guidance Notes - Section 6) | - | Voltage of circuit i.e. 11kV, Breaking capacity i.e. mVa, Current (amps) e.g. 2,000 amp. Age. Indoors or outdors. | A schematic MUST be studied. See Class 1 © (i) Class 1 Table 1 (d) and (f) note:- may be attached under first distribution board but still rateable. If different location but first switch after distribution board - not rateable. | After first distribution board - see note in rateable element. | It is assumed that the item forms part of an 'average size industrial, commercial or office complex'. Where it would be norml to find more than one item in such hereditament the ERC stated has been adjusted to reflect any number / quantity, discount. These figues are NOT one off figures. | Distribution Board, Bus Bar, Generator, Cable, Transformer, Rectifier. | - | Typical switch 11kV | larger switches used for higher voltage/ current | 20031 |  | Each | - | 3 - INDUSTRIAL | David Grace | Colin Brook | 74219.8969 | Option 3 | 97201.9747 | 30.96% | 80791 | 68336.6476 | -7.927% | -29.7% | 68336.6476 | -7.927% | ERC Over-ridden | A Lloyd | VOA_GPN_GOV_UK\5576733 | 2020-09-16 | Medium | Blue | High | This item relevant to all valuation panels, Colin Brook is lead for p&m. | High risk based on 2017 & 2021 costs with no new information other than TPI increase. | - | NA | SPONS E | 1.56 | (BEAMS Note 1) The ERC for this item should be added to the total of the ERC of the other P&M items on the site and the Buildings ERC (where applicable) to enable the correct contract size adjustment to be made. ERC of P&M Items + ERC of Building Component’s = Total ERC (net figure rateable items only) to which contract size adjustment should be applied The 2021 Generic Contractors Test Spreadsheet has this facility built into the programme - it is recommended you undertake all contractors test valuations using this spreadsheet. (Details on the application of contract size adjustments can be found in the RCG 2021 Guidance notes). Where RV is calculated using the comparative method (rental method) the contract size adjustment should be made as follows: Select - SCAT code box "P and M as an addition” within the 2021 Generic Contractors Test Spreadsheet facility. Or Where the spreadsheet is not used take the: Reciprocal of statutory de-capitalisation rate (i.e. 5% reciprocal = 20) multiply by rateable value of the buildings (before any overall end allowances are made and after making a notional deduction for the land value) and add to the ERC of P&M. Use resultant figure to calculate contract size adjustment. (Guidance Notes - Section 6) | Typical switch 11kV | larger switches used for higher voltage/ current | 1 | TRUE
1349 | 206B36 | 8488 | 206B36 | Electrics | Switches | Oil Circuit Breaker Voltage 11kv | Breaking Capacity 700mva | Amps 1,200 | A circuit breaker is an automatically operated switch that is used to isolate a circuit or large item of machinery from the incoming power. It is designed to operate when a fault condition arises e.g. short circuit or overload, in the same way as a fuse. However it can be reset when the fault condition has been removed. When breaking a high power circuit an arc (or spark) occurs, this can damage the circuit breaker and if the arc is continuous the circuit will not be fully isolated. To prevent this the arc is suppressed by having the contacts surrounded by SF6 gas, under ooil, in a vacuum or by using an air blast. All types are currently in use but the gas or vacuum type are generally installed in new systems. | Considered Not Applicable at time of Publication | (BEAMS Note 1) The ERC for this item should be added to the total of the ERC of the other P&M items on the site and the Buildings ERC (where applicable) to enable the correct contract size adjustment to be made. ERC of P&M Items + ERC of Building Component’s = Total ERC (net figure rateable items only) to which contract size adjustment should be applied The 2023 Generic Contractors Test Spreadsheet has this facility built into the programme - it is recommended you undertake all contractors test valuations using this spreadsheet. (Details on the application of contract size adjustments can be found in the RCG 2023 Guidance notes). Where RV is calculated using the comparative method (rental method) the contract size adjustment should be made as follows: Select - SCAT code box ""P and M as an addition” within the 2023 Generic Contractors Test Spreadsheet facility. Or Where the spreadsheet is not used take the: Reciprocal of statutory de-capitalisation rate (i.e. 5% reciprocal = 20) multiply by rateable value of the buildings (before any overall end allowances are made and after making a notional deduction for the land value) and add to the ERC of P&M. Use resultant figure to calculate contract size adjustment. (Guidance Notes - Section 6) | - | Voltage of circuit i.e. 11kV, Breaking capacity i.e. mVa, Current (amps) e.g. 2,000 amp. Age. Indoors or outdors. | A schematic MUST be studied. See Class 1 © (i) Class 1 Table 1 (d) and (f) note:- may be attached under first distribution board but still rateable. If different location but first switch after distribution board - not rateable. | After first distribution board - see note in rateable element. | It is assumed that the item forms part of an 'average size industrial, commercial or office complex'. Where it would be norml to find more than one item in such hereditament the ERC stated has been adjusted to reflect any number / quantity, discount. These figues are NOT one off figures. | Distribution Board, Bus Bar, Generator, Cable, Transformer, Rectifier. | - | Typical switch 11kV | larger switches used for higher voltage/ current | 20032 |  | Each | - | 3 - INDUSTRIAL | David Grace | Colin Brook | 85919.5851 | Option 3 | 112524.4535 | 30.96% | 93526 | 79108.4811 | -7.927% | -29.7% | 79108.4811 | -7.927% | ERC Over-ridden | A Lloyd | VOA_GPN_GOV_UK\5576733 | 2020-09-16 | Medium | Blue | High | This item relevant to all valuation panels, Colin Brook is lead for p&m. | High risk based on 2017 & 2021 costs with no new information other than TPI increase. | - | NA | SPONS E | 1.56 | (BEAMS Note 1) The ERC for this item should be added to the total of the ERC of the other P&M items on the site and the Buildings ERC (where applicable) to enable the correct contract size adjustment to be made. ERC of P&M Items + ERC of Building Component’s = Total ERC (net figure rateable items only) to which contract size adjustment should be applied The 2021 Generic Contractors Test Spreadsheet has this facility built into the programme - it is recommended you undertake all contractors test valuations using this spreadsheet. (Details on the application of contract size adjustments can be found in the RCG 2021 Guidance notes). Where RV is calculated using the comparative method (rental method) the contract size adjustment should be made as follows: Select - SCAT code box "P and M as an addition” within the 2021 Generic Contractors Test Spreadsheet facility. Or Where the spreadsheet is not used take the: Reciprocal of statutory de-capitalisation rate (i.e. 5% reciprocal = 20) multiply by rateable value of the buildings (before any overall end allowances are made and after making a notional deduction for the land value) and add to the ERC of P&M. Use resultant figure to calculate contract size adjustment. (Guidance Notes - Section 6) | Typical switch 11kV | larger switches used for higher voltage/ current | 1 | TRUE
1350 | 206B37 | 8489 | 206B37 | Electrics | Switches | Oil Circuit Breaker Voltage 11kv | Breaking Capacity 700mva | Amps 1,600 | A circuit breaker is an automatically operated switch that is used to isolate a circuit or large item of machinery from the incoming power. It is designed to operate when a fault condition arises e.g. short circuit or overload, in the same way as a fuse. However it can be reset when the fault condition has been removed. When breaking a high power circuit an arc (or spark) occurs, this can damage the circuit breaker and if the arc is continuous the circuit will not be fully isolated. To prevent this the arc is suppressed by having the contacts surrounded by SF6 gas, under ooil, in a vacuum or by using an air blast. All types are currently in use but the gas or vacuum type are generally installed in new systems. | Considered Not Applicable at time of Publication | (BEAMS Note 1) The ERC for this item should be added to the total of the ERC of the other P&M items on the site and the Buildings ERC (where applicable) to enable the correct contract size adjustment to be made. ERC of P&M Items + ERC of Building Component’s = Total ERC (net figure rateable items only) to which contract size adjustment should be applied The 2023 Generic Contractors Test Spreadsheet has this facility built into the programme - it is recommended you undertake all contractors test valuations using this spreadsheet. (Details on the application of contract size adjustments can be found in the RCG 2023 Guidance notes). Where RV is calculated using the comparative method (rental method) the contract size adjustment should be made as follows: Select - SCAT code box ""P and M as an addition” within the 2023 Generic Contractors Test Spreadsheet facility. Or Where the spreadsheet is not used take the: Reciprocal of statutory de-capitalisation rate (i.e. 5% reciprocal = 20) multiply by rateable value of the buildings (before any overall end allowances are made and after making a notional deduction for the land value) and add to the ERC of P&M. Use resultant figure to calculate contract size adjustment. (Guidance Notes - Section 6) | - | Voltage of circuit i.e. 11kV, Breaking capacity i.e. mVa, Current (amps) e.g. 2,000 amp. Age. Indoors or outdors. | A schematic MUST be studied. See Class 1 © (i) Class 1 Table 1 (d) and (f) note:- may be attached under first distribution board but still rateable. If different location but first switch after distribution board - not rateable. | After first distribution board - see note in rateable element. | It is assumed that the item forms part of an 'average size industrial, commercial or office complex'. Where it would be norml to find more than one item in such hereditament the ERC stated has been adjusted to reflect any number / quantity, discount. These figues are NOT one off figures. | Distribution Board, Bus Bar, Generator, Cable, Transformer, Rectifier. | - | Typical switch 11kV | larger switches used for higher voltage/ current | 20032 |  | Each | - | 3 - INDUSTRIAL | David Grace | Colin Brook | 104383.1555 | Option 3 | 136705.2403 | 30.96% | 113627 | 96110.8075 | -7.925% | -29.69% | 96110.8075 | -7.925% | ERC Over-ridden | A Lloyd | VOA_GPN_GOV_UK\5576733 | 2020-09-16 | Medium | Blue | High | This item relevant to all valuation panels, Colin Brook is lead for p&m. | High risk based on 2017 & 2021 costs with no new information other than TPI increase. | - | NA | SPONS E | 1.56 | (BEAMS Note 1) The ERC for this item should be added to the total of the ERC of the other P&M items on the site and the Buildings ERC (where applicable) to enable the correct contract size adjustment to be made. ERC of P&M Items + ERC of Building Component’s = Total ERC (net figure rateable items only) to which contract size adjustment should be applied The 2021 Generic Contractors Test Spreadsheet has this facility built into the programme - it is recommended you undertake all contractors test valuations using this spreadsheet. (Details on the application of contract size adjustments can be found in the RCG 2021 Guidance notes). Where RV is calculated using the comparative method (rental method) the contract size adjustment should be made as follows: Select - SCAT code box "P and M as an addition” within the 2021 Generic Contractors Test Spreadsheet facility. Or Where the spreadsheet is not used take the: Reciprocal of statutory de-capitalisation rate (i.e. 5% reciprocal = 20) multiply by rateable value of the buildings (before any overall end allowances are made and after making a notional deduction for the land value) and add to the ERC of P&M. Use resultant figure to calculate contract size adjustment. (Guidance Notes - Section 6) | Typical switch 11kV | larger switches used for higher voltage/ current | 1 | TRUE
1351 | 206B38 | 8490 | 206B38 | Electrics | Switches | Oil Circuit Breaker Voltage 11kv | Breaking Capacity 700mva | Amps 2,000 | A circuit breaker is an automatically operated switch that is used to isolate a circuit or large item of machinery from the incoming power. It is designed to operate when a fault condition arises e.g. short circuit or overload, in the same way as a fuse. However it can be reset when the fault condition has been removed. When breaking a high power circuit an arc (or spark) occurs, this can damage the circuit breaker and if the arc is continuous the circuit will not be fully isolated. To prevent this the arc is suppressed by having the contacts surrounded by SF6 gas, under ooil, in a vacuum or by using an air blast. All types are currently in use but the gas or vacuum type are generally installed in new systems. | Considered Not Applicable at time of Publication | (BEAMS Note 1) The ERC for this item should be added to the total of the ERC of the other P&M items on the site and the Buildings ERC (where applicable) to enable the correct contract size adjustment to be made. ERC of P&M Items + ERC of Building Component’s = Total ERC (net figure rateable items only) to which contract size adjustment should be applied The 2023 Generic Contractors Test Spreadsheet has this facility built into the programme - it is recommended you undertake all contractors test valuations using this spreadsheet. (Details on the application of contract size adjustments can be found in the RCG 2023 Guidance notes). Where RV is calculated using the comparative method (rental method) the contract size adjustment should be made as follows: Select - SCAT code box ""P and M as an addition” within the 2023 Generic Contractors Test Spreadsheet facility. Or Where the spreadsheet is not used take the: Reciprocal of statutory de-capitalisation rate (i.e. 5% reciprocal = 20) multiply by rateable value of the buildings (before any overall end allowances are made and after making a notional deduction for the land value) and add to the ERC of P&M. Use resultant figure to calculate contract size adjustment. (Guidance Notes - Section 6) | - | Voltage of circuit i.e. 11kV, Breaking capacity i.e. mVa, Current (amps) e.g. 2,000 amp. Age. Indoors or outdors. | A schematic MUST be studied. See Class 1 © (i) Class 1 Table 1 (d) and (f) note:- may be attached under first distribution board but still rateable. If different location but first switch after distribution board - not rateable. | After first distribution board - see note in rateable element. | It is assumed that the item forms part of an 'average size industrial, commercial or office complex'. Where it would be norml to find more than one item in such hereditament the ERC stated has been adjusted to reflect any number / quantity, discount. These figues are NOT one off figures. | Distribution Board, Bus Bar, Generator, Cable, Transformer, Rectifier. | - | Typical switch 11kV | larger switches used for higher voltage/ current | 20032 |  | Each | - | 3 - INDUSTRIAL | David Grace | Colin Brook | 118002.3238 | Option 3 | 154541.5633 | 30.96% | 128451 | 108649.6109 | -7.926% | -29.7% | 108649.6109 | -7.926% | ERC Over-ridden | A Lloyd | VOA_GPN_GOV_UK\5576733 | 2020-09-16 | Medium | Blue | High | This item relevant to all valuation panels, Colin Brook is lead for p&m. | High risk based on 2017 & 2021 costs with no new information other than TPI increase. | - | NA | SPONS E | 1.56 | (BEAMS Note 1) The ERC for this item should be added to the total of the ERC of the other P&M items on the site and the Buildings ERC (where applicable) to enable the correct contract size adjustment to be made. ERC of P&M Items + ERC of Building Component’s = Total ERC (net figure rateable items only) to which contract size adjustment should be applied The 2021 Generic Contractors Test Spreadsheet has this facility built into the programme - it is recommended you undertake all contractors test valuations using this spreadsheet. (Details on the application of contract size adjustments can be found in the RCG 2021 Guidance notes). Where RV is calculated using the comparative method (rental method) the contract size adjustment should be made as follows: Select - SCAT code box "P and M as an addition” within the 2021 Generic Contractors Test Spreadsheet facility. Or Where the spreadsheet is not used take the: Reciprocal of statutory de-capitalisation rate (i.e. 5% reciprocal = 20) multiply by rateable value of the buildings (before any overall end allowances are made and after making a notional deduction for the land value) and add to the ERC of P&M. Use resultant figure to calculate contract size adjustment. (Guidance Notes - Section 6) | Typical switch 11kV | larger switches used for higher voltage/ current | 1 | TRUE
1352 | 206B39 | 8491 | 206B39 | Electrics | Switches | Oil Circuit Breaker Voltage 11kv | Breaking Capacity 1,000mva | Amps 400 | A circuit breaker is an automatically operated switch that is used to isolate a circuit or large item of machinery from the incoming power. It is designed to operate when a fault condition arises e.g. short circuit or overload, in the same way as a fuse. However it can be reset when the fault condition has been removed. When breaking a high power circuit an arc (or spark) occurs, this can damage the circuit breaker and if the arc is continuous the circuit will not be fully isolated. To prevent this the arc is suppressed by having the contacts surrounded by SF6 gas, under ooil, in a vacuum or by using an air blast. All types are currently in use but the gas or vacuum type are generally installed in new systems. | Considered Not Applicable at time of Publication | (BEAMS Note 1) The ERC for this item should be added to the total of the ERC of the other P&M items on the site and the Buildings ERC (where applicable) to enable the correct contract size adjustment to be made. ERC of P&M Items + ERC of Building Component’s = Total ERC (net figure rateable items only) to which contract size adjustment should be applied The 2023 Generic Contractors Test Spreadsheet has this facility built into the programme - it is recommended you undertake all contractors test valuations using this spreadsheet. (Details on the application of contract size adjustments can be found in the RCG 2023 Guidance notes). Where RV is calculated using the comparative method (rental method) the contract size adjustment should be made as follows: Select - SCAT code box ""P and M as an addition” within the 2023 Generic Contractors Test Spreadsheet facility. Or Where the spreadsheet is not used take the: Reciprocal of statutory de-capitalisation rate (i.e. 5% reciprocal = 20) multiply by rateable value of the buildings (before any overall end allowances are made and after making a notional deduction for the land value) and add to the ERC of P&M. Use resultant figure to calculate contract size adjustment. (Guidance Notes - Section 6) | - | Voltage of circuit i.e. 11kV, Breaking capacity i.e. mVa, Current (amps) e.g. 2,000 amp. Age. Indoors or outdors. | A schematic MUST be studied. See Class 1 © (i) Class 1 Table 1 (d) and (f) note:- may be attached under first distribution board but still rateable. If different location but first switch after distribution board - not rateable. | After first distribution board - see note in rateable element. | It is assumed that the item forms part of an 'average size industrial, commercial or office complex'. Where it would be norml to find more than one item in such hereditament the ERC stated has been adjusted to reflect any number / quantity, discount. These figues are NOT one off figures. | Distribution Board, Bus Bar, Generator, Cable, Transformer, Rectifier. | - | Typical switch 11kV | larger switches used for higher voltage/ current | 20032 |  | Each | - | 3 - INDUSTRIAL | David Grace | Colin Brook | 111512.653 | Option 3 | 146042.3758 | 30.96% | 121393 | 102679.6383 | -7.921% | -29.69% | 102679.6383 | -7.921% | ERC Over-ridden | A Lloyd | VOA_GPN_GOV_UK\5576733 | 2020-09-16 | Medium | Blue | High | This item relevant to all valuation panels, Colin Brook is lead for p&m. | High risk based on 2017 & 2021 costs with no new information other than TPI increase. | - | NA | SPONS E | 1.56 | (BEAMS Note 1) The ERC for this item should be added to the total of the ERC of the other P&M items on the site and the Buildings ERC (where applicable) to enable the correct contract size adjustment to be made. ERC of P&M Items + ERC of Building Component’s = Total ERC (net figure rateable items only) to which contract size adjustment should be applied The 2021 Generic Contractors Test Spreadsheet has this facility built into the programme - it is recommended you undertake all contractors test valuations using this spreadsheet. (Details on the application of contract size adjustments can be found in the RCG 2021 Guidance notes). Where RV is calculated using the comparative method (rental method) the contract size adjustment should be made as follows: Select - SCAT code box "P and M as an addition” within the 2021 Generic Contractors Test Spreadsheet facility. Or Where the spreadsheet is not used take the: Reciprocal of statutory de-capitalisation rate (i.e. 5% reciprocal = 20) multiply by rateable value of the buildings (before any overall end allowances are made and after making a notional deduction for the land value) and add to the ERC of P&M. Use resultant figure to calculate contract size adjustment. (Guidance Notes - Section 6) | Typical switch 11kV | larger switches used for higher voltage/ current | 1 | TRUE
1353 | 206B40 | 8495 | 206B40 | Electrics | Switches | Oil Circuit Breaker Voltage 11kv | Breaking Capacity 1,000mva | Amps 800 | A circuit breaker is an automatically operated switch that is used to isolate a circuit or large item of machinery from the incoming power. It is designed to operate when a fault condition arises e.g. short circuit or overload, in the same way as a fuse. However it can be reset when the fault condition has been removed. When breaking a high power circuit an arc (or spark) occurs, this can damage the circuit breaker and if the arc is continuous the circuit will not be fully isolated. To prevent this the arc is suppressed by having the contacts surrounded by SF6 gas, under ooil, in a vacuum or by using an air blast. All types are currently in use but the gas or vacuum type are generally installed in new systems. | Considered Not Applicable at time of Publication | (BEAMS Note 1) The ERC for this item should be added to the total of the ERC of the other P&M items on the site and the Buildings ERC (where applicable) to enable the correct contract size adjustment to be made. ERC of P&M Items + ERC of Building Component’s = Total ERC (net figure rateable items only) to which contract size adjustment should be applied The 2023 Generic Contractors Test Spreadsheet has this facility built into the programme - it is recommended you undertake all contractors test valuations using this spreadsheet. (Details on the application of contract size adjustments can be found in the RCG 2023 Guidance notes). Where RV is calculated using the comparative method (rental method) the contract size adjustment should be made as follows: Select - SCAT code box ""P and M as an addition” within the 2023 Generic Contractors Test Spreadsheet facility. Or Where the spreadsheet is not used take the: Reciprocal of statutory de-capitalisation rate (i.e. 5% reciprocal = 20) multiply by rateable value of the buildings (before any overall end allowances are made and after making a notional deduction for the land value) and add to the ERC of P&M. Use resultant figure to calculate contract size adjustment. (Guidance Notes - Section 6) | - | Voltage of circuit i.e. 11kV, Breaking capacity i.e. mVa, Current (amps) e.g. 2,000 amp. Age. Indoors or outdors. | A schematic MUST be studied. See Class 1 © (i) Class 1 Table 1 (d) and (f) note:- may be attached under first distribution board but still rateable. If different location but first switch after distribution board - not rateable. | After first distribution board - see note in rateable element. | It is assumed that the item forms part of an 'average size industrial, commercial or office complex'. Where it would be norml to find more than one item in such hereditament the ERC stated has been adjusted to reflect any number / quantity, discount. These figues are NOT one off figures. | Distribution Board, Bus Bar, Generator, Cable, Transformer, Rectifier. | - | Typical switch 11kV | larger switches used for higher voltage/ current | 20032 |  | Each | - | 3 - INDUSTRIAL | David Grace | Colin Brook | 133313.072 | Option 3 | 174593.2613 | 30.96% | 145117 | 122746.4604 | -7.926% | -29.7% | 122746.4604 | -7.926% | ERC Over-ridden | A Lloyd | VOA_GPN_GOV_UK\5576733 | 2020-09-16 | Medium | Blue | High | This item relevant to all valuation panels, Colin Brook is lead for p&m. | High risk based on 2017 & 2021 costs with no new information other than TPI increase. | - | NA | SPONS E | 1.56 | (BEAMS Note 1) The ERC for this item should be added to the total of the ERC of the other P&M items on the site and the Buildings ERC (where applicable) to enable the correct contract size adjustment to be made. ERC of P&M Items + ERC of Building Component’s = Total ERC (net figure rateable items only) to which contract size adjustment should be applied The 2021 Generic Contractors Test Spreadsheet has this facility built into the programme - it is recommended you undertake all contractors test valuations using this spreadsheet. (Details on the application of contract size adjustments can be found in the RCG 2021 Guidance notes). Where RV is calculated using the comparative method (rental method) the contract size adjustment should be made as follows: Select - SCAT code box "P and M as an addition” within the 2021 Generic Contractors Test Spreadsheet facility. Or Where the spreadsheet is not used take the: Reciprocal of statutory de-capitalisation rate (i.e. 5% reciprocal = 20) multiply by rateable value of the buildings (before any overall end allowances are made and after making a notional deduction for the land value) and add to the ERC of P&M. Use resultant figure to calculate contract size adjustment. (Guidance Notes - Section 6) | Typical switch 11kV | larger switches used for higher voltage/ current | 1 | TRUE
1354 | 206B41 | 8496 | 206B41 | Electrics | Switches | Oil Circuit Breaker Voltage 11kv | Breaking Capacity 1,000mva | Amps 1,200 | A circuit breaker is an automatically operated switch that is used to isolate a circuit or large item of machinery from the incoming power. It is designed to operate when a fault condition arises e.g. short circuit or overload, in the same way as a fuse. However it can be reset when the fault condition has been removed. When breaking a high power circuit an arc (or spark) occurs, this can damage the circuit breaker and if the arc is continuous the circuit will not be fully isolated. To prevent this the arc is suppressed by having the contacts surrounded by SF6 gas, under ooil, in a vacuum or by using an air blast. All types are currently in use but the gas or vacuum type are generally installed in new systems. | Considered Not Applicable at time of Publication | (BEAMS Note 1) The ERC for this item should be added to the total of the ERC of the other P&M items on the site and the Buildings ERC (where applicable) to enable the correct contract size adjustment to be made. ERC of P&M Items + ERC of Building Component’s = Total ERC (net figure rateable items only) to which contract size adjustment should be applied The 2023 Generic Contractors Test Spreadsheet has this facility built into the programme - it is recommended you undertake all contractors test valuations using this spreadsheet. (Details on the application of contract size adjustments can be found in the RCG 2023 Guidance notes). Where RV is calculated using the comparative method (rental method) the contract size adjustment should be made as follows: Select - SCAT code box ""P and M as an addition” within the 2023 Generic Contractors Test Spreadsheet facility. Or Where the spreadsheet is not used take the: Reciprocal of statutory de-capitalisation rate (i.e. 5% reciprocal = 20) multiply by rateable value of the buildings (before any overall end allowances are made and after making a notional deduction for the land value) and add to the ERC of P&M. Use resultant figure to calculate contract size adjustment. (Guidance Notes - Section 6) | - | Voltage of circuit i.e. 11kV, Breaking capacity i.e. mVa, Current (amps) e.g. 2,000 amp. Age. Indoors or outdors. | A schematic MUST be studied. See Class 1 © (i) Class 1 Table 1 (d) and (f) note:- may be attached under first distribution board but still rateable. If different location but first switch after distribution board - not rateable. | After first distribution board - see note in rateable element. | It is assumed that the item forms part of an 'average size industrial, commercial or office complex'. Where it would be norml to find more than one item in such hereditament the ERC stated has been adjusted to reflect any number / quantity, discount. These figues are NOT one off figures. | Distribution Board, Bus Bar, Generator, Cable, Transformer, Rectifier. | - | Typical switch 11kV | larger switches used for higher voltage/ current | 20032 |  | Each | - | 3 - INDUSTRIAL | David Grace | Colin Brook | 148256.9863 | Option 3 | 194164.5357 | 30.96% | 161381 | 136503.2803 | -7.928% | -29.7% | 136503.2803 | -7.928% | ERC Over-ridden | A Lloyd | VOA_GPN_GOV_UK\5576733 | 2021-03-04 | Medium | Blue | High | This item relevant to all valuation panels, Colin Brook is lead for p&m. | High risk based on 2017 & 2021 costs with no new information other than TPI increase. | Wrong Tech 2, now corrected | NA | SPONS E | 1.56 | (BEAMS Note 1) The ERC for this item should be added to the total of the ERC of the other P&M items on the site and the Buildings ERC (where applicable) to enable the correct contract size adjustment to be made. ERC of P&M Items + ERC of Building Component’s = Total ERC (net figure rateable items only) to which contract size adjustment should be applied The 2021 Generic Contractors Test Spreadsheet has this facility built into the programme - it is recommended you undertake all contractors test valuations using this spreadsheet. (Details on the application of contract size adjustments can be found in the RCG 2021 Guidance notes). Where RV is calculated using the comparative method (rental method) the contract size adjustment should be made as follows: Select - SCAT code box "P and M as an addition” within the 2021 Generic Contractors Test Spreadsheet facility. Or Where the spreadsheet is not used take the: Reciprocal of statutory de-capitalisation rate (i.e. 5% reciprocal = 20) multiply by rateable value of the buildings (before any overall end allowances are made and after making a notional deduction for the land value) and add to the ERC of P&M. Use resultant figure to calculate contract size adjustment. (Guidance Notes - Section 6) | Typical switch 11kV | larger switches used for higher voltage/ current | 1 | TRUE
1355 | 206B42 | 8497 | 206B42 | Electrics | Switches | Oil Circuit Breaker Voltage 11kv | Breaking Capacity 1,000mva | Amps 1,600 | A circuit breaker is an automatically operated switch that is used to isolate a circuit or large item of machinery from the incoming power. It is designed to operate when a fault condition arises e.g. short circuit or overload, in the same way as a fuse. However it can be reset when the fault condition has been removed. When breaking a high power circuit an arc (or spark) occurs, this can damage the circuit breaker and if the arc is continuous the circuit will not be fully isolated. To prevent this the arc is suppressed by having the contacts surrounded by SF6 gas, under ooil, in a vacuum or by using an air blast. All types are currently in use but the gas or vacuum type are generally installed in new systems. | Considered Not Applicable at time of Publication | (BEAMS Note 1) The ERC for this item should be added to the total of the ERC of the other P&M items on the site and the Buildings ERC (where applicable) to enable the correct contract size adjustment to be made. ERC of P&M Items + ERC of Building Component’s = Total ERC (net figure rateable items only) to which contract size adjustment should be applied The 2023 Generic Contractors Test Spreadsheet has this facility built into the programme - it is recommended you undertake all contractors test valuations using this spreadsheet. (Details on the application of contract size adjustments can be found in the RCG 2023 Guidance notes). Where RV is calculated using the comparative method (rental method) the contract size adjustment should be made as follows: Select - SCAT code box ""P and M as an addition” within the 2023 Generic Contractors Test Spreadsheet facility. Or Where the spreadsheet is not used take the: Reciprocal of statutory de-capitalisation rate (i.e. 5% reciprocal = 20) multiply by rateable value of the buildings (before any overall end allowances are made and after making a notional deduction for the land value) and add to the ERC of P&M. Use resultant figure to calculate contract size adjustment. (Guidance Notes - Section 6) | - | Voltage of circuit i.e. 11kV, Breaking capacity i.e. mVa, Current (amps) e.g. 2,000 amp. Age. Indoors or outdors. | A schematic MUST be studied. See Class 1 © (i) Class 1 Table 1 (d) and (f) note:- may be attached under first distribution board but still rateable. If different location but first switch after distribution board - not rateable. | After first distribution board - see note in rateable element. | It is assumed that the item forms part of an 'average size industrial, commercial or office complex'. Where it would be norml to find more than one item in such hereditament the ERC stated has been adjusted to reflect any number / quantity, discount. These figues are NOT one off figures. | Distribution Board, Bus Bar, Generator, Cable, Transformer, Rectifier. | - | Typical switch 11kV | larger switches used for higher voltage/ current | 20032 |  | Each | - | 3 - INDUSTRIAL | David Grace | Colin Brook | 163155.8079 | Option 3 | 213676.7548 | 30.96% | 177610 | 150230.4956 | -7.922% | -29.69% | 150230.4956 | -7.922% | ERC Over-ridden | A Lloyd | VOA_GPN_GOV_UK\5576733 | 2020-09-16 | Medium | Blue | High | This item relevant to all valuation panels, Colin Brook is lead for p&m. | High risk based on 2017 & 2021 costs with no new information other than TPI increase. | - | NA | SPONS E | 1.56 | (BEAMS Note 1) The ERC for this item should be added to the total of the ERC of the other P&M items on the site and the Buildings ERC (where applicable) to enable the correct contract size adjustment to be made. ERC of P&M Items + ERC of Building Component’s = Total ERC (net figure rateable items only) to which contract size adjustment should be applied The 2021 Generic Contractors Test Spreadsheet has this facility built into the programme - it is recommended you undertake all contractors test valuations using this spreadsheet. (Details on the application of contract size adjustments can be found in the RCG 2021 Guidance notes). Where RV is calculated using the comparative method (rental method) the contract size adjustment should be made as follows: Select - SCAT code box "P and M as an addition” within the 2021 Generic Contractors Test Spreadsheet facility. Or Where the spreadsheet is not used take the: Reciprocal of statutory de-capitalisation rate (i.e. 5% reciprocal = 20) multiply by rateable value of the buildings (before any overall end allowances are made and after making a notional deduction for the land value) and add to the ERC of P&M. Use resultant figure to calculate contract size adjustment. (Guidance Notes - Section 6) | Typical switch 11kV | larger switches used for higher voltage/ current | 1 | TRUE
1356 | 206B43 | 8498 | 206B43 | Electrics | Switches | Oil Circuit Breaker Voltage 11kv | Breaking Capacity 1,000mva | Amps 2,000 | A circuit breaker is an automatically operated switch that is used to isolate a circuit or large item of machinery from the incoming power. It is designed to operate when a fault condition arises e.g. short circuit or overload, in the same way as a fuse. However it can be reset when the fault condition has been removed. When breaking a high power circuit an arc (or spark) occurs, this can damage the circuit breaker and if the arc is continuous the circuit will not be fully isolated. To prevent this the arc is suppressed by having the contacts surrounded by SF6 gas, under ooil, in a vacuum or by using an air blast. All types are currently in use but the gas or vacuum type are generally installed in new systems. | Considered Not Applicable at time of Publication | (BEAMS Note 1) The ERC for this item should be added to the total of the ERC of the other P&M items on the site and the Buildings ERC (where applicable) to enable the correct contract size adjustment to be made. ERC of P&M Items + ERC of Building Component’s = Total ERC (net figure rateable items only) to which contract size adjustment should be applied The 2023 Generic Contractors Test Spreadsheet has this facility built into the programme - it is recommended you undertake all contractors test valuations using this spreadsheet. (Details on the application of contract size adjustments can be found in the RCG 2023 Guidance notes). Where RV is calculated using the comparative method (rental method) the contract size adjustment should be made as follows: Select - SCAT code box ""P and M as an addition” within the 2023 Generic Contractors Test Spreadsheet facility. Or Where the spreadsheet is not used take the: Reciprocal of statutory de-capitalisation rate (i.e. 5% reciprocal = 20) multiply by rateable value of the buildings (before any overall end allowances are made and after making a notional deduction for the land value) and add to the ERC of P&M. Use resultant figure to calculate contract size adjustment. (Guidance Notes - Section 6) | - | Voltage of circuit i.e. 11kV, Breaking capacity i.e. mVa, Current (amps) e.g. 2,000 amp. Age. Indoors or outdors. | A schematic MUST be studied. See Class 1 © (i) Class 1 Table 1 (d) and (f) note:- may be attached under first distribution board but still rateable. If different location but first switch after distribution board - not rateable. | After first distribution board - see note in rateable element. | It is assumed that the item forms part of an 'average size industrial, commercial or office complex'. Where it would be norml to find more than one item in such hereditament the ERC stated has been adjusted to reflect any number / quantity, discount. These figues are NOT one off figures. | Distribution Board, Bus Bar, Generator, Cable, Transformer, Rectifier. | - | Typical switch 11kV | larger switches used for higher voltage/ current | 20032 |  | Each | - | 3 - INDUSTRIAL | David Grace | Colin Brook | 196637.6343 | Option 3 | 257526.1777 | 30.96% | 214057 | 181059.0012 | -7.923% | -29.69% | 181059.0012 | -7.923% | ERC Over-ridden | A Lloyd | VOA_GPN_GOV_UK\5576733 | 2020-09-16 | Medium | Blue | High | This item relevant to all valuation panels, Colin Brook is lead for p&m. | High risk based on 2017 & 2021 costs with no new information other than TPI increase. | - | NA | SPONS E | 1.56 | (BEAMS Note 1) The ERC for this item should be added to the total of the ERC of the other P&M items on the site and the Buildings ERC (where applicable) to enable the correct contract size adjustment to be made. ERC of P&M Items + ERC of Building Component’s = Total ERC (net figure rateable items only) to which contract size adjustment should be applied The 2021 Generic Contractors Test Spreadsheet has this facility built into the programme - it is recommended you undertake all contractors test valuations using this spreadsheet. (Details on the application of contract size adjustments can be found in the RCG 2021 Guidance notes). Where RV is calculated using the comparative method (rental method) the contract size adjustment should be made as follows: Select - SCAT code box "P and M as an addition” within the 2021 Generic Contractors Test Spreadsheet facility. Or Where the spreadsheet is not used take the: Reciprocal of statutory de-capitalisation rate (i.e. 5% reciprocal = 20) multiply by rateable value of the buildings (before any overall end allowances are made and after making a notional deduction for the land value) and add to the ERC of P&M. Use resultant figure to calculate contract size adjustment. (Guidance Notes - Section 6) | Typical switch 11kV | larger switches used for higher voltage/ current | 1 | TRUE
1357 | 206B01 | 8453 | 206B01 | Electrics | Switches | Oil Circuit Breaker Voltage 3.3kv | Breaking Capacity 150mva | Amps 630 | A circuit breaker is an automatically operated switch that is used to isolate a circuit or large item of machinery from the incoming power. It is designed to operate when a fault condition arises e.g. short circuit or overload, in the same way as a fuse. However it can be reset when the fault condition has been removed. When breaking a high power circuit an arc (or spark) occurs, this can damage the circuit breaker and if the arc is continuous the circuit will not be fully isolated. To prevent this the arc is suppressed by having the contacts surrounded by SF6 gas, under ooil, in a vacuum or by using an air blast. All types are currently in use but the gas or vacuum type are generally installed in new systems. | Considered Not Applicable at time of Publication | (BEAMS Note 1) The ERC for this item should be added to the total of the ERC of the other P&M items on the site and the Buildings ERC (where applicable) to enable the correct contract size adjustment to be made. ERC of P&M Items + ERC of Building Component’s = Total ERC (net figure rateable items only) to which contract size adjustment should be applied The 2023 Generic Contractors Test Spreadsheet has this facility built into the programme - it is recommended you undertake all contractors test valuations using this spreadsheet. (Details on the application of contract size adjustments can be found in the RCG 2023 Guidance notes). Where RV is calculated using the comparative method (rental method) the contract size adjustment should be made as follows: Select - SCAT code box ""P and M as an addition” within the 2023 Generic Contractors Test Spreadsheet facility. Or Where the spreadsheet is not used take the: Reciprocal of statutory de-capitalisation rate (i.e. 5% reciprocal = 20) multiply by rateable value of the buildings (before any overall end allowances are made and after making a notional deduction for the land value) and add to the ERC of P&M. Use resultant figure to calculate contract size adjustment. (Guidance Notes - Section 6) | - | Voltage of circuit i.e. 3.3kV, Breaking capacity i.e. mVa, Current (amps) i.e.630 amp. Age. Indoors or outdors. | A schematic MUST be studied. See Class 1 © (i) Class 1 Table 1 (d) and (f) note:- may be attached under first distribution board but still rateable. If different location but first switch after distribution board - not rateable. | After first distribution board - see note in rateable element. | It is assumed that the item forms part of an 'average size industrial, commercial or office complex'. Where it would be norml to find more than one item in such hereditament the ERC stated has been adjusted to reflect any number / quantity, discount. These figues are NOT one off figures. | Distribution Board, Bus Bar, Generator, Cable, Transformer, Rectifier. | - | - | - | 20029 |  | Each | - | 3 - INDUSTRIAL | David Grace | Colin Brook | 23033.7611 | Option 3 | 30166.1301 | 30.96% | 25069 | 21204.4834 | -7.942% | -29.71% | 21204.4834 | -7.942% | ERC Over-ridden | A Lloyd | VOA_GPN_GOV_UK\5576733 | 2020-09-16 | Medium | Blue | High | This item relevant to all valuation panels, Colin Brook is lead for p&m. | Indexed cost from 2021 and 2017 before that. No current third party costs available. | - | NA | SPONS E | 1.56 | (BEAMS Note 1) The ERC for this item should be added to the total of the ERC of the other P&M items on the site and the Buildings ERC (where applicable) to enable the correct contract size adjustment to be made. ERC of P&M Items + ERC of Building Component’s = Total ERC (net figure rateable items only) to which contract size adjustment should be applied The 2021 Generic Contractors Test Spreadsheet has this facility built into the programme - it is recommended you undertake all contractors test valuations using this spreadsheet. (Details on the application of contract size adjustments can be found in the RCG 2021 Guidance notes). Where RV is calculated using the comparative method (rental method) the contract size adjustment should be made as follows: Select - SCAT code box "P and M as an addition” within the 2021 Generic Contractors Test Spreadsheet facility. Or Where the spreadsheet is not used take the: Reciprocal of statutory de-capitalisation rate (i.e. 5% reciprocal = 20) multiply by rateable value of the buildings (before any overall end allowances are made and after making a notional deduction for the land value) and add to the ERC of P&M. Use resultant figure to calculate contract size adjustment. (Guidance Notes - Section 6) | - | - | 1 | TRUE
1358 | 206B02 | 8454 | 206B02 | Electrics | Switches | Oil Circuit Breaker Voltage 3.3kv | Breaking Capacity 150mva | Amps 1,250 | A circuit breaker is an automatically operated switch that is used to isolate a circuit or large item of machinery from the incoming power. It is designed to operate when a fault condition arises e.g. short circuit or overload, in the same way as a fuse. However it can be reset when the fault condition has been removed. When breaking a high power circuit an arc (or spark) occurs, this can damage the circuit breaker and if the arc is continuous the circuit will not be fully isolated. To prevent this the arc is suppressed by having the contacts surrounded by SF6 gas, under ooil, in a vacuum or by using an air blast. All types are currently in use but the gas or vacuum type are generally installed in new systems. | Considered Not Applicable at time of Publication | (BEAMS Note 1) The ERC for this item should be added to the total of the ERC of the other P&M items on the site and the Buildings ERC (where applicable) to enable the correct contract size adjustment to be made. ERC of P&M Items + ERC of Building Component’s = Total ERC (net figure rateable items only) to which contract size adjustment should be applied The 2023 Generic Contractors Test Spreadsheet has this facility built into the programme - it is recommended you undertake all contractors test valuations using this spreadsheet. (Details on the application of contract size adjustments can be found in the RCG 2023 Guidance notes). Where RV is calculated using the comparative method (rental method) the contract size adjustment should be made as follows: Select - SCAT code box ""P and M as an addition” within the 2023 Generic Contractors Test Spreadsheet facility. Or Where the spreadsheet is not used take the: Reciprocal of statutory de-capitalisation rate (i.e. 5% reciprocal = 20) multiply by rateable value of the buildings (before any overall end allowances are made and after making a notional deduction for the land value) and add to the ERC of P&M. Use resultant figure to calculate contract size adjustment. (Guidance Notes - Section 6) | - | Voltage of circuit i.e. 3.3kV, Breaking capacity i.e. mVa, Current (amps) i.e.1,250 amp. Age. Indoors or outdors. | A schematic MUST be studied. See Class 1 © (i) Class 1 Table 1 (d) and (f) note:- may be attached under first distribution board but still rateable. If different location but first switch after distribution board - not rateable. | After first distribution board - see note in rateable element. | It is assumed that the item forms part of an 'average size industrial, commercial or office complex'. Where it would be norml to find more than one item in such hereditament the ERC stated has been adjusted to reflect any number / quantity, discount. These figues are NOT one off figures. | Distribution Board, Bus Bar, Generator, Cable, Transformer, Rectifier. | - | - | - | 20029 |  | Each | - | 3 - INDUSTRIAL | David Grace | Colin Brook | 25593.0679 | Option 3 | 33517.9223 | 30.96% | 27855 | 23561.007 | -7.94% | -29.71% | 23561.007 | -7.94% | ERC Over-ridden | A Lloyd | VOA_GPN_GOV_UK\5576733 | 2020-10-08 | Medium | Blue | High | This item relevant to all valuation panels, Colin Brook is lead for p&m. | High risk based on 2017 & 2021 costs with no new information other than TPI increase. | - | NA | SPONS E | 1.56 | (BEAMS Note 1) The ERC for this item should be added to the total of the ERC of the other P&M items on the site and the Buildings ERC (where applicable) to enable the correct contract size adjustment to be made. ERC of P&M Items + ERC of Building Component’s = Total ERC (net figure rateable items only) to which contract size adjustment should be applied The 2021 Generic Contractors Test Spreadsheet has this facility built into the programme - it is recommended you undertake all contractors test valuations using this spreadsheet. (Details on the application of contract size adjustments can be found in the RCG 2021 Guidance notes). Where RV is calculated using the comparative method (rental method) the contract size adjustment should be made as follows: Select - SCAT code box "P and M as an addition” within the 2021 Generic Contractors Test Spreadsheet facility. Or Where the spreadsheet is not used take the: Reciprocal of statutory de-capitalisation rate (i.e. 5% reciprocal = 20) multiply by rateable value of the buildings (before any overall end allowances are made and after making a notional deduction for the land value) and add to the ERC of P&M. Use resultant figure to calculate contract size adjustment. (Guidance Notes - Section 6) | - | - | 1 | TRUE
1359 | 206B03 | 8455 | 206B03 | Electrics | Switches | Oil Circuit Breaker Voltage 3.3kv | Breaking Capacity 150mva | Amps 2,000 | A circuit breaker is an automatically operated switch that is used to isolate a circuit or large item of machinery from the incoming power. It is designed to operate when a fault condition arises e.g. short circuit or overload, in the same way as a fuse. However it can be reset when the fault condition has been removed. When breaking a high power circuit an arc (or spark) occurs, this can damage the circuit breaker and if the arc is continuous the circuit will not be fully isolated. To prevent this the arc is suppressed by having the contacts surrounded by SF6 gas, under ooil, in a vacuum or by using an air blast. All types are currently in use but the gas or vacuum type are generally installed in new systems. | Considered Not Applicable at time of Publication | (BEAMS Note 1) The ERC for this item should be added to the total of the ERC of the other P&M items on the site and the Buildings ERC (where applicable) to enable the correct contract size adjustment to be made. ERC of P&M Items + ERC of Building Component’s = Total ERC (net figure rateable items only) to which contract size adjustment should be applied The 2023 Generic Contractors Test Spreadsheet has this facility built into the programme - it is recommended you undertake all contractors test valuations using this spreadsheet. (Details on the application of contract size adjustments can be found in the RCG 2023 Guidance notes). Where RV is calculated using the comparative method (rental method) the contract size adjustment should be made as follows: Select - SCAT code box ""P and M as an addition” within the 2023 Generic Contractors Test Spreadsheet facility. Or Where the spreadsheet is not used take the: Reciprocal of statutory de-capitalisation rate (i.e. 5% reciprocal = 20) multiply by rateable value of the buildings (before any overall end allowances are made and after making a notional deduction for the land value) and add to the ERC of P&M. Use resultant figure to calculate contract size adjustment. (Guidance Notes - Section 6) | - | Voltage of circuit i.e. 3.3kV, Breaking capacity i.e. mVa, Current (amps) i.e.2,000 amp. Age. Indoors or outdors. | A schematic MUST be studied. See Class 1 © (i) Class 1 Table 1 (d) and (f) note:- may be attached under first distribution board but still rateable. If different location but first switch after distribution board - not rateable. | After first distribution board - see note in rateable element. | It is assumed that the item forms part of an 'average size industrial, commercial or office complex'. Where it would be norml to find more than one item in such hereditament the ERC stated has been adjusted to reflect any number / quantity, discount. These figues are NOT one off figures. | Distribution Board, Bus Bar, Generator, Cable, Transformer, Rectifier. | - | - | - | 20029 |  | Each | - | 3 - INDUSTRIAL | David Grace | Colin Brook | 31991.3349 | Option 3 | 41897.4029 | 30.96% | 34830 | 29460.7745 | -7.91% | -29.68% | 29460.7745 | -7.91% | ERC Over-ridden | A Lloyd | VOA_GPN_GOV_UK\5576733 | 2020-09-16 | Medium | Blue | High | This item relevant to all valuation panels, Colin Brook is lead for p&m. | High risk based on 2017 & 2021 costs with no new information other than TPI increase. | Updated indices following QA | NA | SPONS E | 1.56 | (BEAMS Note 1) The ERC for this item should be added to the total of the ERC of the other P&M items on the site and the Buildings ERC (where applicable) to enable the correct contract size adjustment to be made. ERC of P&M Items + ERC of Building Component’s = Total ERC (net figure rateable items only) to which contract size adjustment should be applied The 2021 Generic Contractors Test Spreadsheet has this facility built into the programme - it is recommended you undertake all contractors test valuations using this spreadsheet. (Details on the application of contract size adjustments can be found in the RCG 2021 Guidance notes). Where RV is calculated using the comparative method (rental method) the contract size adjustment should be made as follows: Select - SCAT code box "P and M as an addition” within the 2021 Generic Contractors Test Spreadsheet facility. Or Where the spreadsheet is not used take the: Reciprocal of statutory de-capitalisation rate (i.e. 5% reciprocal = 20) multiply by rateable value of the buildings (before any overall end allowances are made and after making a notional deduction for the land value) and add to the ERC of P&M. Use resultant figure to calculate contract size adjustment. (Guidance Notes - Section 6) | - | - | 1 | TRUE
1360 | 206B04 | 8456 | 206B04 | Electrics | Switches | Oil Circuit Breaker Voltage 3.3kv | Breaking Capacity 350mva | Amps 400 | A circuit breaker is an automatically operated switch that is used to isolate a circuit or large item of machinery from the incoming power. It is designed to operate when a fault condition arises e.g. short circuit or overload, in the same way as a fuse. However it can be reset when the fault condition has been removed. When breaking a high power circuit an arc (or spark) occurs, this can damage the circuit breaker and if the arc is continuous the circuit will not be fully isolated. To prevent this the arc is suppressed by having the contacts surrounded by SF6 gas, under ooil, in a vacuum or by using an air blast. All types are currently in use but the gas or vacuum type are generally installed in new systems. | Considered Not Applicable at time of Publication | (BEAMS Note 1) The ERC for this item should be added to the total of the ERC of the other P&M items on the site and the Buildings ERC (where applicable) to enable the correct contract size adjustment to be made. ERC of P&M Items + ERC of Building Component’s = Total ERC (net figure rateable items only) to which contract size adjustment should be applied The 2023 Generic Contractors Test Spreadsheet has this facility built into the programme - it is recommended you undertake all contractors test valuations using this spreadsheet. (Details on the application of contract size adjustments can be found in the RCG 2023 Guidance notes). Where RV is calculated using the comparative method (rental method) the contract size adjustment should be made as follows: Select - SCAT code box ""P and M as an addition” within the 2023 Generic Contractors Test Spreadsheet facility. Or Where the spreadsheet is not used take the: Reciprocal of statutory de-capitalisation rate (i.e. 5% reciprocal = 20) multiply by rateable value of the buildings (before any overall end allowances are made and after making a notional deduction for the land value) and add to the ERC of P&M. Use resultant figure to calculate contract size adjustment. (Guidance Notes - Section 6) | - | Voltage of circuit i.e. 3.3kV, Breaking capacity i.e. mVa, Current (amps) i.e.400 amp. Age. Indoors or outdors. | A schematic MUST be studied. See Class 1 © (i) Class 1 Table 1 (d) and (f) note:- may be attached under first distribution board but still rateable. If different location but first switch after distribution board - not rateable. | After first distribution board - see note in rateable element. | It is assumed that the item forms part of an 'average size industrial, commercial or office complex'. Where it would be norml to find more than one item in such hereditament the ERC stated has been adjusted to reflect any number / quantity, discount. These figues are NOT one off figures. | Distribution Board, Bus Bar, Generator, Cable, Transformer, Rectifier. | - | - | - | 20029 |  | Each | - | 3 - INDUSTRIAL | David Grace | Colin Brook | 15843.3278 | Option 3 | 20749.19 | 30.96% | 17244 | 14585.7478 | -7.938% | -29.7% | 14585.7478 | -7.938% | ERC Over-ridden | A Lloyd | VOA_GPN_GOV_UK\5576733 | 2020-09-16 | Medium | Blue | High | This item relevant to all valuation panels, Colin Brook is lead for p&m. | High risk based on 2017 & 2021 costs with no new information other than TPI increase. | - | NA | SPONS E | 1.56 | (BEAMS Note 1) The ERC for this item should be added to the total of the ERC of the other P&M items on the site and the Buildings ERC (where applicable) to enable the correct contract size adjustment to be made. ERC of P&M Items + ERC of Building Component’s = Total ERC (net figure rateable items only) to which contract size adjustment should be applied The 2021 Generic Contractors Test Spreadsheet has this facility built into the programme - it is recommended you undertake all contractors test valuations using this spreadsheet. (Details on the application of contract size adjustments can be found in the RCG 2021 Guidance notes). Where RV is calculated using the comparative method (rental method) the contract size adjustment should be made as follows: Select - SCAT code box "P and M as an addition” within the 2021 Generic Contractors Test Spreadsheet facility. Or Where the spreadsheet is not used take the: Reciprocal of statutory de-capitalisation rate (i.e. 5% reciprocal = 20) multiply by rateable value of the buildings (before any overall end allowances are made and after making a notional deduction for the land value) and add to the ERC of P&M. Use resultant figure to calculate contract size adjustment. (Guidance Notes - Section 6) | - | - | 1 | TRUE
1361 | 206B05 | 8460 | 206B05 | Electrics | Switches | Oil Circuit Breaker Voltage 3.3kv | Breaking Capacity 350mva | Amps 630 | A circuit breaker is an automatically operated switch that is used to isolate a circuit or large item of machinery from the incoming power. It is designed to operate when a fault condition arises e.g. short circuit or overload, in the same way as a fuse. However it can be reset when the fault condition has been removed. When breaking a high power circuit an arc (or spark) occurs, this can damage the circuit breaker and if the arc is continuous the circuit will not be fully isolated. To prevent this the arc is suppressed by having the contacts surrounded by SF6 gas, under ooil, in a vacuum or by using an air blast. All types are currently in use but the gas or vacuum type are generally installed in new systems. | Considered Not Applicable at time of Publication | (BEAMS Note 1) The ERC for this item should be added to the total of the ERC of the other P&M items on the site and the Buildings ERC (where applicable) to enable the correct contract size adjustment to be made. ERC of P&M Items + ERC of Building Component’s = Total ERC (net figure rateable items only) to which contract size adjustment should be applied The 2023 Generic Contractors Test Spreadsheet has this facility built into the programme - it is recommended you undertake all contractors test valuations using this spreadsheet. (Details on the application of contract size adjustments can be found in the RCG 2023 Guidance notes). Where RV is calculated using the comparative method (rental method) the contract size adjustment should be made as follows: Select - SCAT code box ""P and M as an addition” within the 2023 Generic Contractors Test Spreadsheet facility. Or Where the spreadsheet is not used take the: Reciprocal of statutory de-capitalisation rate (i.e. 5% reciprocal = 20) multiply by rateable value of the buildings (before any overall end allowances are made and after making a notional deduction for the land value) and add to the ERC of P&M. Use resultant figure to calculate contract size adjustment. (Guidance Notes - Section 6) | - | Voltage of circuit i.e. 3.3kV, Breaking capacity i.e. mVa, Current (amps) i.e.630 amp. Age. Indoors or outdors. | A schematic MUST be studied. See Class 1 © (i) Class 1 Table 1 (d) and (f) note:- may be attached under first distribution board but still rateable. If different location but first switch after distribution board - not rateable. | After first distribution board - see note in rateable element. | It is assumed that the item forms part of an 'average size industrial, commercial or office complex'. Where it would be norml to find more than one item in such hereditament the ERC stated has been adjusted to reflect any number / quantity, discount. These figues are NOT one off figures. | Distribution Board, Bus Bar, Generator, Cable, Transformer, Rectifier. | - | - | - | 20029 |  | Each | - | 3 - INDUSTRIAL | David Grace | Colin Brook | 16879.2376 | Option 3 | 22105.8678 | 30.96% | 18377 | 15544.09 | -7.91% | -29.68% | 15544.09 | -7.91% | ERC Over-ridden | A Lloyd | VOA_GPN_GOV_UK\5576733 | 2020-09-16 | Medium | Blue | High | This item relevant to all valuation panels, Colin Brook is lead for p&m. | High risk based on 2017 & 2021 costs with no new information other than TPI increase. | - | NA | SPONS E | 1.56 | (BEAMS Note 1) The ERC for this item should be added to the total of the ERC of the other P&M items on the site and the Buildings ERC (where applicable) to enable the correct contract size adjustment to be made. ERC of P&M Items + ERC of Building Component’s = Total ERC (net figure rateable items only) to which contract size adjustment should be applied The 2021 Generic Contractors Test Spreadsheet has this facility built into the programme - it is recommended you undertake all contractors test valuations using this spreadsheet. (Details on the application of contract size adjustments can be found in the RCG 2021 Guidance notes). Where RV is calculated using the comparative method (rental method) the contract size adjustment should be made as follows: Select - SCAT code box "P and M as an addition” within the 2021 Generic Contractors Test Spreadsheet facility. Or Where the spreadsheet is not used take the: Reciprocal of statutory de-capitalisation rate (i.e. 5% reciprocal = 20) multiply by rateable value of the buildings (before any overall end allowances are made and after making a notional deduction for the land value) and add to the ERC of P&M. Use resultant figure to calculate contract size adjustment. (Guidance Notes - Section 6) | - | - | 1 | TRUE
1362 | 206B06 | 8461 | 206B06 | Electrics | Switches | Oil Circuit Breaker Voltage 3.3kv | Breaking Capacity 350mva | Amps 800 | A circuit breaker is an automatically operated switch that is used to isolate a circuit or large item of machinery from the incoming power. It is designed to operate when a fault condition arises e.g. short circuit or overload, in the same way as a fuse. However it can be reset when the fault condition has been removed. When breaking a high power circuit an arc (or spark) occurs, this can damage the circuit breaker and if the arc is continuous the circuit will not be fully isolated. To prevent this the arc is suppressed by having the contacts surrounded by SF6 gas, under ooil, in a vacuum or by using an air blast. All types are currently in use but the gas or vacuum type are generally installed in new systems. | Considered Not Applicable at time of Publication | (BEAMS Note 1) The ERC for this item should be added to the total of the ERC of the other P&M items on the site and the Buildings ERC (where applicable) to enable the correct contract size adjustment to be made. ERC of P&M Items + ERC of Building Component’s = Total ERC (net figure rateable items only) to which contract size adjustment should be applied The 2023 Generic Contractors Test Spreadsheet has this facility built into the programme - it is recommended you undertake all contractors test valuations using this spreadsheet. (Details on the application of contract size adjustments can be found in the RCG 2023 Guidance notes). Where RV is calculated using the comparative method (rental method) the contract size adjustment should be made as follows: Select - SCAT code box ""P and M as an addition” within the 2023 Generic Contractors Test Spreadsheet facility. Or Where the spreadsheet is not used take the: Reciprocal of statutory de-capitalisation rate (i.e. 5% reciprocal = 20) multiply by rateable value of the buildings (before any overall end allowances are made and after making a notional deduction for the land value) and add to the ERC of P&M. Use resultant figure to calculate contract size adjustment. (Guidance Notes - Section 6) | - | Voltage of circuit i.e. 3.3kV, Breaking capacity i.e. mVa, Current (amps) i.e.800 amp. Age. Indoors or outdors. | A schematic MUST be studied. See Class 1 © (i) Class 1 Table 1 (d) and (f) note:- may be attached under first distribution board but still rateable. If different location but first switch after distribution board - not rateable. | After first distribution board - see note in rateable element. | It is assumed that the item forms part of an 'average size industrial, commercial or office complex'. Where it would be norml to find more than one item in such hereditament the ERC stated has been adjusted to reflect any number / quantity, discount. These figues are NOT one off figures. | Distribution Board, Bus Bar, Generator, Cable, Transformer, Rectifier. | - | - | - | 20029 |  | Each | - | 3 - INDUSTRIAL | David Grace | Colin Brook | 17732.3399 | Option 3 | 23223.1319 | 30.96% | 19298 | 16323.113 | -7.947% | -29.71% | 16323.113 | -7.947% | ERC Over-ridden | A Lloyd | VOA_GPN_GOV_UK\5576733 | 2020-09-16 | Medium | Blue | High | This item relevant to all valuation panels, Colin Brook is lead for p&m. | High risk based on 2017 & 2021 costs with no new information other than TPI increase. | - | NA | SPONS E | 1.56 | (BEAMS Note 1) The ERC for this item should be added to the total of the ERC of the other P&M items on the site and the Buildings ERC (where applicable) to enable the correct contract size adjustment to be made. ERC of P&M Items + ERC of Building Component’s = Total ERC (net figure rateable items only) to which contract size adjustment should be applied The 2021 Generic Contractors Test Spreadsheet has this facility built into the programme - it is recommended you undertake all contractors test valuations using this spreadsheet. (Details on the application of contract size adjustments can be found in the RCG 2021 Guidance notes). Where RV is calculated using the comparative method (rental method) the contract size adjustment should be made as follows: Select - SCAT code box "P and M as an addition” within the 2021 Generic Contractors Test Spreadsheet facility. Or Where the spreadsheet is not used take the: Reciprocal of statutory de-capitalisation rate (i.e. 5% reciprocal = 20) multiply by rateable value of the buildings (before any overall end allowances are made and after making a notional deduction for the land value) and add to the ERC of P&M. Use resultant figure to calculate contract size adjustment. (Guidance Notes - Section 6) | - | - | 1 | TRUE
1363 | 206B07 | 8462 | 206B07 | Electrics | Switches | Oil Circuit Breaker Voltage 3.3kv | Breaking Capacity 350mva | Amps 2,000 | A circuit breaker is an automatically operated switch that is used to isolate a circuit or large item of machinery from the incoming power. It is designed to operate when a fault condition arises e.g. short circuit or overload, in the same way as a fuse. However it can be reset when the fault condition has been removed. When breaking a high power circuit an arc (or spark) occurs, this can damage the circuit breaker and if the arc is continuous the circuit will not be fully isolated. To prevent this the arc is suppressed by having the contacts surrounded by SF6 gas, under ooil, in a vacuum or by using an air blast. All types are currently in use but the gas or vacuum type are generally installed in new systems. | Considered Not Applicable at time of Publication | (BEAMS Note 1) The ERC for this item should be added to the total of the ERC of the other P&M items on the site and the Buildings ERC (where applicable) to enable the correct contract size adjustment to be made. ERC of P&M Items + ERC of Building Component’s = Total ERC (net figure rateable items only) to which contract size adjustment should be applied The 2023 Generic Contractors Test Spreadsheet has this facility built into the programme - it is recommended you undertake all contractors test valuations using this spreadsheet. (Details on the application of contract size adjustments can be found in the RCG 2023 Guidance notes). Where RV is calculated using the comparative method (rental method) the contract size adjustment should be made as follows: Select - SCAT code box ""P and M as an addition” within the 2023 Generic Contractors Test Spreadsheet facility. Or Where the spreadsheet is not used take the: Reciprocal of statutory de-capitalisation rate (i.e. 5% reciprocal = 20) multiply by rateable value of the buildings (before any overall end allowances are made and after making a notional deduction for the land value) and add to the ERC of P&M. Use resultant figure to calculate contract size adjustment. (Guidance Notes - Section 6) | - | Voltage of circuit i.e. 3.3kV, Breaking capacity i.e. mVa, Current (amps) i.e.2,000 amp. Age. Indoors or outdors. | A schematic MUST be studied. See Class 1 © (i) Class 1 Table 1 (d) and (f) note:- may be attached under first distribution board but still rateable. If different location but first switch after distribution board - not rateable. | After first distribution board - see note in rateable element. | It is assumed that the item forms part of an 'average size industrial, commercial or office complex'. Where it would be norml to find more than one item in such hereditament the ERC stated has been adjusted to reflect any number / quantity, discount. These figues are NOT one off figures. | Distribution Board, Bus Bar, Generator, Cable, Transformer, Rectifier. | - | - | - | 20029 |  | Each | - | 3 - INDUSTRIAL | David Grace | Colin Brook | 31991.3349 | Option 3 | 41897.4029 | 30.96% | 34830 | 29460.7745 | -7.91% | -29.68% | 29460.7745 | -7.91% | ERC Over-ridden | A Lloyd | VOA_GPN_GOV_UK\5576733 | 2020-09-16 | Medium | Blue | High | This item relevant to all valuation panels, Colin Brook is lead for p&m. | High risk based on 2017 & 2021 costs with no new information other than TPI increase. | - | NA | SPONS E | 1.56 | (BEAMS Note 1) The ERC for this item should be added to the total of the ERC of the other P&M items on the site and the Buildings ERC (where applicable) to enable the correct contract size adjustment to be made. ERC of P&M Items + ERC of Building Component’s = Total ERC (net figure rateable items only) to which contract size adjustment should be applied The 2021 Generic Contractors Test Spreadsheet has this facility built into the programme - it is recommended you undertake all contractors test valuations using this spreadsheet. (Details on the application of contract size adjustments can be found in the RCG 2021 Guidance notes). Where RV is calculated using the comparative method (rental method) the contract size adjustment should be made as follows: Select - SCAT code box "P and M as an addition” within the 2021 Generic Contractors Test Spreadsheet facility. Or Where the spreadsheet is not used take the: Reciprocal of statutory de-capitalisation rate (i.e. 5% reciprocal = 20) multiply by rateable value of the buildings (before any overall end allowances are made and after making a notional deduction for the land value) and add to the ERC of P&M. Use resultant figure to calculate contract size adjustment. (Guidance Notes - Section 6) | - | - | 1 | TRUE
1364 | 206B08 | 8463 | 206B08 | Electrics | Switches | Oil Circuit Breaker Voltage 3.3kv | Breaking Capacity 250mva | Amps 400 | A circuit breaker is an automatically operated switch that is used to isolate a circuit or large item of machinery from the incoming power. It is designed to operate when a fault condition arises e.g. short circuit or overload, in the same way as a fuse. However it can be reset when the fault condition has been removed. When breaking a high power circuit an arc (or spark) occurs, this can damage the circuit breaker and if the arc is continuous the circuit will not be fully isolated. To prevent this the arc is suppressed by having the contacts surrounded by SF6 gas, under ooil, in a vacuum or by using an air blast. All types are currently in use but the gas or vacuum type are generally installed in new systems. | Considered Not Applicable at time of Publication | (BEAMS Note 1) The ERC for this item should be added to the total of the ERC of the other P&M items on the site and the Buildings ERC (where applicable) to enable the correct contract size adjustment to be made. ERC of P&M Items + ERC of Building Component’s = Total ERC (net figure rateable items only) to which contract size adjustment should be applied The 2023 Generic Contractors Test Spreadsheet has this facility built into the programme - it is recommended you undertake all contractors test valuations using this spreadsheet. (Details on the application of contract size adjustments can be found in the RCG 2023 Guidance notes). Where RV is calculated using the comparative method (rental method) the contract size adjustment should be made as follows: Select - SCAT code box ""P and M as an addition” within the 2023 Generic Contractors Test Spreadsheet facility. Or Where the spreadsheet is not used take the: Reciprocal of statutory de-capitalisation rate (i.e. 5% reciprocal = 20) multiply by rateable value of the buildings (before any overall end allowances are made and after making a notional deduction for the land value) and add to the ERC of P&M. Use resultant figure to calculate contract size adjustment. (Guidance Notes - Section 6) | - | Voltage of circuit i.e. 3.3kV, Breaking capacity i.e. mVa, Current (amps) i.e.400 amp. Age. Indoors or outdors. | A schematic MUST be studied. See Class 1 © (i) Class 1 Table 1 (d) and (f) note:- may be attached under first distribution board but still rateable. If different location but first switch after distribution board - not rateable. | After first distribution board - see note in rateable element. | It is assumed that the item forms part of an 'average size industrial, commercial or office complex'. Where it would be norml to find more than one item in such hereditament the ERC stated has been adjusted to reflect any number / quantity, discount. These figues are NOT one off figures. | Distribution Board, Bus Bar, Generator, Cable, Transformer, Rectifier. | - | - | - | 20029 |  | Each | - | 3 - INDUSTRIAL | David Grace | Colin Brook | 17275.3208 | Option 3 | 22624.5976 | 30.96% | 18802 | 15903.574 | -7.94% | -29.71% | 15903.574 | -7.94% | ERC Over-ridden | A Lloyd | VOA_GPN_GOV_UK\5576733 | 2020-09-16 | Medium | Blue | High | This item relevant to all valuation panels, Colin Brook is lead for p&m. | High risk based on 2017 & 2021 costs with no new information other than TPI increase. | - | NA | SPONS E | 1.56 | (BEAMS Note 1) The ERC for this item should be added to the total of the ERC of the other P&M items on the site and the Buildings ERC (where applicable) to enable the correct contract size adjustment to be made. ERC of P&M Items + ERC of Building Component’s = Total ERC (net figure rateable items only) to which contract size adjustment should be applied The 2021 Generic Contractors Test Spreadsheet has this facility built into the programme - it is recommended you undertake all contractors test valuations using this spreadsheet. (Details on the application of contract size adjustments can be found in the RCG 2021 Guidance notes). Where RV is calculated using the comparative method (rental method) the contract size adjustment should be made as follows: Select - SCAT code box "P and M as an addition” within the 2021 Generic Contractors Test Spreadsheet facility. Or Where the spreadsheet is not used take the: Reciprocal of statutory de-capitalisation rate (i.e. 5% reciprocal = 20) multiply by rateable value of the buildings (before any overall end allowances are made and after making a notional deduction for the land value) and add to the ERC of P&M. Use resultant figure to calculate contract size adjustment. (Guidance Notes - Section 6) | - | - | 1 | TRUE
1365 | 206B09 | 8464 | 206B09 | Electrics | Switches | Oil Circuit Breaker Voltage 3.3kv | Breaking Capacity 250mva | Amps 630 | A circuit breaker is an automatically operated switch that is used to isolate a circuit or large item of machinery from the incoming power. It is designed to operate when a fault condition arises e.g. short circuit or overload, in the same way as a fuse. However it can be reset when the fault condition has been removed. When breaking a high power circuit an arc (or spark) occurs, this can damage the circuit breaker and if the arc is continuous the circuit will not be fully isolated. To prevent this the arc is suppressed by having the contacts surrounded by SF6 gas, under ooil, in a vacuum or by using an air blast. All types are currently in use but the gas or vacuum type are generally installed in new systems. | Considered Not Applicable at time of Publication | (BEAMS Note 1) The ERC for this item should be added to the total of the ERC of the other P&M items on the site and the Buildings ERC (where applicable) to enable the correct contract size adjustment to be made. ERC of P&M Items + ERC of Building Component’s = Total ERC (net figure rateable items only) to which contract size adjustment should be applied The 2023 Generic Contractors Test Spreadsheet has this facility built into the programme - it is recommended you undertake all contractors test valuations using this spreadsheet. (Details on the application of contract size adjustments can be found in the RCG 2023 Guidance notes). Where RV is calculated using the comparative method (rental method) the contract size adjustment should be made as follows: Select - SCAT code box ""P and M as an addition” within the 2023 Generic Contractors Test Spreadsheet facility. Or Where the spreadsheet is not used take the: Reciprocal of statutory de-capitalisation rate (i.e. 5% reciprocal = 20) multiply by rateable value of the buildings (before any overall end allowances are made and after making a notional deduction for the land value) and add to the ERC of P&M. Use resultant figure to calculate contract size adjustment. (Guidance Notes - Section 6) | - | Voltage of circuit i.e. 3.3kV, Breaking capacity i.e. mVa, Current (amps) i.e.630 amp. Age. Indoors or outdors. | A schematic MUST be studied. See Class 1 © (i) Class 1 Table 1 (d) and (f) note:- may be attached under first distribution board but still rateable. If different location but first switch after distribution board - not rateable. | After first distribution board - see note in rateable element. | It is assumed that the item forms part of an 'average size industrial, commercial or office complex'. Where it would be norml to find more than one item in such hereditament the ERC stated has been adjusted to reflect any number / quantity, discount. These figues are NOT one off figures. | Distribution Board, Bus Bar, Generator, Cable, Transformer, Rectifier. | - | - | - | 20029 |  | Each | - | 3 - INDUSTRIAL | David Grace | Colin Brook | 23033.7611 | Option 3 | 30166.1301 | 30.96% | 25069 | 21204.4834 | -7.942% | -29.71% | 21204.4834 | -7.942% | ERC Over-ridden | A Lloyd | VOA_GPN_GOV_UK\5576733 | 2020-09-16 | Medium | Blue | High | This item relevant to all valuation panels, Colin Brook is lead for p&m. | High risk based on 2017 & 2021 costs with no new information other than TPI increase. | - | NA | SPONS E | 1.56 | (BEAMS Note 1) The ERC for this item should be added to the total of the ERC of the other P&M items on the site and the Buildings ERC (where applicable) to enable the correct contract size adjustment to be made. ERC of P&M Items + ERC of Building Component’s = Total ERC (net figure rateable items only) to which contract size adjustment should be applied The 2021 Generic Contractors Test Spreadsheet has this facility built into the programme - it is recommended you undertake all contractors test valuations using this spreadsheet. (Details on the application of contract size adjustments can be found in the RCG 2021 Guidance notes). Where RV is calculated using the comparative method (rental method) the contract size adjustment should be made as follows: Select - SCAT code box "P and M as an addition” within the 2021 Generic Contractors Test Spreadsheet facility. Or Where the spreadsheet is not used take the: Reciprocal of statutory de-capitalisation rate (i.e. 5% reciprocal = 20) multiply by rateable value of the buildings (before any overall end allowances are made and after making a notional deduction for the land value) and add to the ERC of P&M. Use resultant figure to calculate contract size adjustment. (Guidance Notes - Section 6) | - | - | 1 | TRUE
1366 | 206B10 | 8465 | 206B10 | Electrics | Switches | Oil Circuit Breaker Voltage 3.3kv | Breaking Capacity 250mva | Amps 800 | A circuit breaker is an automatically operated switch that is used to isolate a circuit or large item of machinery from the incoming power. It is designed to operate when a fault condition arises e.g. short circuit or overload, in the same way as a fuse. However it can be reset when the fault condition has been removed. When breaking a high power circuit an arc (or spark) occurs, this can damage the circuit breaker and if the arc is continuous the circuit will not be fully isolated. To prevent this the arc is suppressed by having the contacts surrounded by SF6 gas, under ooil, in a vacuum or by using an air blast. All types are currently in use but the gas or vacuum type are generally installed in new systems. | Considered Not Applicable at time of Publication | (BEAMS Note 1) The ERC for this item should be added to the total of the ERC of the other P&M items on the site and the Buildings ERC (where applicable) to enable the correct contract size adjustment to be made. ERC of P&M Items + ERC of Building Component’s = Total ERC (net figure rateable items only) to which contract size adjustment should be applied The 2023 Generic Contractors Test Spreadsheet has this facility built into the programme - it is recommended you undertake all contractors test valuations using this spreadsheet. (Details on the application of contract size adjustments can be found in the RCG 2023 Guidance notes). Where RV is calculated using the comparative method (rental method) the contract size adjustment should be made as follows: Select - SCAT code box ""P and M as an addition” within the 2023 Generic Contractors Test Spreadsheet facility. Or Where the spreadsheet is not used take the: Reciprocal of statutory de-capitalisation rate (i.e. 5% reciprocal = 20) multiply by rateable value of the buildings (before any overall end allowances are made and after making a notional deduction for the land value) and add to the ERC of P&M. Use resultant figure to calculate contract size adjustment. (Guidance Notes - Section 6) | - | Voltage of circuit i.e. 3.3kV, Breaking capacity i.e. mVa, Current (amps) i.e.800 amp. Age. Indoors or outdors. | A schematic MUST be studied. See Class 1 © (i) Class 1 Table 1 (d) and (f) note:- may be attached under first distribution board but still rateable. If different location but first switch after distribution board - not rateable. | After first distribution board - see note in rateable element. | It is assumed that the item forms part of an 'average size industrial, commercial or office complex'. Where it would be norml to find more than one item in such hereditament the ERC stated has been adjusted to reflect any number / quantity, discount. These figues are NOT one off figures. | Distribution Board, Bus Bar, Generator, Cable, Transformer, Rectifier. | - | - | - | 20029 |  | Each | - | 3 - INDUSTRIAL | David Grace | Colin Brook | 25593.0679 | Option 3 | 33517.9223 | 30.96% | 27855 | 23561.007 | -7.94% | -29.71% | 23561.007 | -7.94% | ERC Over-ridden | A Lloyd | VOA_GPN_GOV_UK\5576733 | 2020-09-16 | Medium | Blue | High | This item relevant to all valuation panels, Colin Brook is lead for p&m. | High risk based on 2017 & 2021 costs with no new information other than TPI increase. | - | NA | SPONS E | 1.56 | (BEAMS Note 1) The ERC for this item should be added to the total of the ERC of the other P&M items on the site and the Buildings ERC (where applicable) to enable the correct contract size adjustment to be made. ERC of P&M Items + ERC of Building Component’s = Total ERC (net figure rateable items only) to which contract size adjustment should be applied The 2021 Generic Contractors Test Spreadsheet has this facility built into the programme - it is recommended you undertake all contractors test valuations using this spreadsheet. (Details on the application of contract size adjustments can be found in the RCG 2021 Guidance notes). Where RV is calculated using the comparative method (rental method) the contract size adjustment should be made as follows: Select - SCAT code box "P and M as an addition” within the 2021 Generic Contractors Test Spreadsheet facility. Or Where the spreadsheet is not used take the: Reciprocal of statutory de-capitalisation rate (i.e. 5% reciprocal = 20) multiply by rateable value of the buildings (before any overall end allowances are made and after making a notional deduction for the land value) and add to the ERC of P&M. Use resultant figure to calculate contract size adjustment. (Guidance Notes - Section 6) | - | - | 1 | TRUE
1367 | 206B11 | 8466 | 206B11 | Electrics | Switches | Oil Circuit Breaker Voltage 3.3kv | Breaking Capacity 250mva | Amps 1,200 | A circuit breaker is an automatically operated switch that is used to isolate a circuit or large item of machinery from the incoming power. It is designed to operate when a fault condition arises e.g. short circuit or overload, in the same way as a fuse. However it can be reset when the fault condition has been removed. When breaking a high power circuit an arc (or spark) occurs, this can damage the circuit breaker and if the arc is continuous the circuit will not be fully isolated. To prevent this the arc is suppressed by having the contacts surrounded by SF6 gas, under ooil, in a vacuum or by using an air blast. All types are currently in use but the gas or vacuum type are generally installed in new systems. | Considered Not Applicable at time of Publication | (BEAMS Note 1) The ERC for this item should be added to the total of the ERC of the other P&M items on the site and the Buildings ERC (where applicable) to enable the correct contract size adjustment to be made. ERC of P&M Items + ERC of Building Component’s = Total ERC (net figure rateable items only) to which contract size adjustment should be applied The 2023 Generic Contractors Test Spreadsheet has this facility built into the programme - it is recommended you undertake all contractors test valuations using this spreadsheet. (Details on the application of contract size adjustments can be found in the RCG 2023 Guidance notes). Where RV is calculated using the comparative method (rental method) the contract size adjustment should be made as follows: Select - SCAT code box ""P and M as an addition” within the 2023 Generic Contractors Test Spreadsheet facility. Or Where the spreadsheet is not used take the: Reciprocal of statutory de-capitalisation rate (i.e. 5% reciprocal = 20) multiply by rateable value of the buildings (before any overall end allowances are made and after making a notional deduction for the land value) and add to the ERC of P&M. Use resultant figure to calculate contract size adjustment. (Guidance Notes - Section 6) | - | Voltage of circuit i.e. 3.3kV, Breaking capacity i.e. mVa, Current (amps) i.e.1,200 amp. Age. Indoors or outdors. | A schematic MUST be studied. See Class 1 © (i) Class 1 Table 1 (d) and (f) note:- may be attached under first distribution board but still rateable. If different location but first switch after distribution board - not rateable. | After first distribution board - see note in rateable element. | It is assumed that the item forms part of an 'average size industrial, commercial or office complex'. Where it would be norml to find more than one item in such hereditament the ERC stated has been adjusted to reflect any number / quantity, discount. These figues are NOT one off figures. | Distribution Board, Bus Bar, Generator, Cable, Transformer, Rectifier. | - | - | - | 20029 |  | Each | - | 3 - INDUSTRIAL | David Grace | Colin Brook | 25593.0679 | Option 3 | 33517.9223 | 30.96% | 27855 | 23561.007 | -7.94% | -29.71% | 23561.007 | -7.94% | ERC Over-ridden | A Lloyd | VOA_GPN_GOV_UK\5576733 | 2020-09-16 | Medium | Blue | High | This item relevant to all valuation panels, Colin Brook is lead for p&m. | High risk based on 2017 & 2021 costs with no new information other than TPI increase. | - | NA | SPONS E | 1.56 | (BEAMS Note 1) The ERC for this item should be added to the total of the ERC of the other P&M items on the site and the Buildings ERC (where applicable) to enable the correct contract size adjustment to be made. ERC of P&M Items + ERC of Building Component’s = Total ERC (net figure rateable items only) to which contract size adjustment should be applied The 2021 Generic Contractors Test Spreadsheet has this facility built into the programme - it is recommended you undertake all contractors test valuations using this spreadsheet. (Details on the application of contract size adjustments can be found in the RCG 2021 Guidance notes). Where RV is calculated using the comparative method (rental method) the contract size adjustment should be made as follows: Select - SCAT code box "P and M as an addition” within the 2021 Generic Contractors Test Spreadsheet facility. Or Where the spreadsheet is not used take the: Reciprocal of statutory de-capitalisation rate (i.e. 5% reciprocal = 20) multiply by rateable value of the buildings (before any overall end allowances are made and after making a notional deduction for the land value) and add to the ERC of P&M. Use resultant figure to calculate contract size adjustment. (Guidance Notes - Section 6) | - | - | 1 | TRUE
1368 | 206B12 | 8467 | 206B12 | Electrics | Switches | Oil Circuit Breaker Voltage 3.3kv | Breaking Capacity 250mva | Amps 1,600 | A circuit breaker is an automatically operated switch that is used to isolate a circuit or large item of machinery from the incoming power. It is designed to operate when a fault condition arises e.g. short circuit or overload, in the same way as a fuse. However it can be reset when the fault condition has been removed. When breaking a high power circuit an arc (or spark) occurs, this can damage the circuit breaker and if the arc is continuous the circuit will not be fully isolated. To prevent this the arc is suppressed by having the contacts surrounded by SF6 gas, under ooil, in a vacuum or by using an air blast. All types are currently in use but the gas or vacuum type are generally installed in new systems. | Considered Not Applicable at time of Publication | (BEAMS Note 1) The ERC for this item should be added to the total of the ERC of the other P&M items on the site and the Buildings ERC (where applicable) to enable the correct contract size adjustment to be made. ERC of P&M Items + ERC of Building Component’s = Total ERC (net figure rateable items only) to which contract size adjustment should be applied The 2023 Generic Contractors Test Spreadsheet has this facility built into the programme - it is recommended you undertake all contractors test valuations using this spreadsheet. (Details on the application of contract size adjustments can be found in the RCG 2023 Guidance notes). Where RV is calculated using the comparative method (rental method) the contract size adjustment should be made as follows: Select - SCAT code box ""P and M as an addition” within the 2023 Generic Contractors Test Spreadsheet facility. Or Where the spreadsheet is not used take the: Reciprocal of statutory de-capitalisation rate (i.e. 5% reciprocal = 20) multiply by rateable value of the buildings (before any overall end allowances are made and after making a notional deduction for the land value) and add to the ERC of P&M. Use resultant figure to calculate contract size adjustment. (Guidance Notes - Section 6) | - | Voltage of circuit i.e. 3.3kV, Breaking capacity i.e. mVa, Current (amps) i.e.1,600 amp. Age. Indoors or outdors. | A schematic MUST be studied. See Class 1 © (i) Class 1 Table 1 (d) and (f) note:- may be attached under first distribution board but still rateable. If different location but first switch after distribution board - not rateable. | After first distribution board - see note in rateable element. | It is assumed that the item forms part of an 'average size industrial, commercial or office complex'. Where it would be norml to find more than one item in such hereditament the ERC stated has been adjusted to reflect any number / quantity, discount. These figues are NOT one off figures. | Distribution Board, Bus Bar, Generator, Cable, Transformer, Rectifier. | - | - | - | 20029 |  | Each | - | 3 - INDUSTRIAL | David Grace | Colin Brook | 31991.3349 | Option 3 | 41897.4029 | 30.96% | 34830 | 29460.7745 | -7.91% | -29.68% | 29460.7745 | -7.91% | ERC Over-ridden | A Lloyd | VOA_GPN_GOV_UK\5576733 | 2020-09-16 | Medium | Blue | High | This item relevant to all valuation panels, Colin Brook is lead for p&m. | High risk based on 2017 & 2021 costs with no new information other than TPI increase. | - | NA | SPONS E | 1.56 | (BEAMS Note 1) The ERC for this item should be added to the total of the ERC of the other P&M items on the site and the Buildings ERC (where applicable) to enable the correct contract size adjustment to be made. ERC of P&M Items + ERC of Building Component’s = Total ERC (net figure rateable items only) to which contract size adjustment should be applied The 2021 Generic Contractors Test Spreadsheet has this facility built into the programme - it is recommended you undertake all contractors test valuations using this spreadsheet. (Details on the application of contract size adjustments can be found in the RCG 2021 Guidance notes). Where RV is calculated using the comparative method (rental method) the contract size adjustment should be made as follows: Select - SCAT code box "P and M as an addition” within the 2021 Generic Contractors Test Spreadsheet facility. Or Where the spreadsheet is not used take the: Reciprocal of statutory de-capitalisation rate (i.e. 5% reciprocal = 20) multiply by rateable value of the buildings (before any overall end allowances are made and after making a notional deduction for the land value) and add to the ERC of P&M. Use resultant figure to calculate contract size adjustment. (Guidance Notes - Section 6) | - | - | 1 | TRUE
1369 | 206B13 | 8468 | 206B13 | Electrics | Switches | Oil Circuit Breaker Voltage 3.3kv | Breaking Capacity 250mva | Amps 2,000 | A circuit breaker is an automatically operated switch that is used to isolate a circuit or large item of machinery from the incoming power. It is designed to operate when a fault condition arises e.g. short circuit or overload, in the same way as a fuse. However it can be reset when the fault condition has been removed. When breaking a high power circuit an arc (or spark) occurs, this can damage the circuit breaker and if the arc is continuous the circuit will not be fully isolated. To prevent this the arc is suppressed by having the contacts surrounded by SF6 gas, under ooil, in a vacuum or by using an air blast. All types are currently in use but the gas or vacuum type are generally installed in new systems. | Considered Not Applicable at time of Publication | (BEAMS Note 1) The ERC for this item should be added to the total of the ERC of the other P&M items on the site and the Buildings ERC (where applicable) to enable the correct contract size adjustment to be made. ERC of P&M Items + ERC of Building Component’s = Total ERC (net figure rateable items only) to which contract size adjustment should be applied The 2023 Generic Contractors Test Spreadsheet has this facility built into the programme - it is recommended you undertake all contractors test valuations using this spreadsheet. (Details on the application of contract size adjustments can be found in the RCG 2023 Guidance notes). Where RV is calculated using the comparative method (rental method) the contract size adjustment should be made as follows: Select - SCAT code box ""P and M as an addition” within the 2023 Generic Contractors Test Spreadsheet facility. Or Where the spreadsheet is not used take the: Reciprocal of statutory de-capitalisation rate (i.e. 5% reciprocal = 20) multiply by rateable value of the buildings (before any overall end allowances are made and after making a notional deduction for the land value) and add to the ERC of P&M. Use resultant figure to calculate contract size adjustment. (Guidance Notes - Section 6) | - | Voltage of circuit i.e. 3.3kV, Breaking capacity i.e. mVa, Current (amps) i.e.2,000 amp. Age. Indoors or outdors. | A schematic MUST be studied. See Class 1 © (i) Class 1 Table 1 (d) and (f) note:- may be attached under first distribution board but still rateable. If different location but first switch after distribution board - not rateable. | After first distribution board - see note in rateable element. | It is assumed that the item forms part of an 'average size industrial, commercial or office complex'. Where it would be norml to find more than one item in such hereditament the ERC stated has been adjusted to reflect any number / quantity, discount. These figues are NOT one off figures. | Distribution Board, Bus Bar, Generator, Cable, Transformer, Rectifier. | - | - | - | 20029 |  | Each | - | 3 - INDUSTRIAL | David Grace | Colin Brook | 31991.3349 | Option 3 | 41897.4029 | 30.96% | 34830 | 29460.7745 | -7.91% | -29.68% | 29460.7745 | -7.91% | ERC Over-ridden | A Lloyd | VOA_GPN_GOV_UK\5576733 | 2020-09-16 | Medium | Blue | High | This item relevant to all valuation panels, Colin Brook is lead for p&m. | High risk based on 2017 & 2021 costs with no new information other than TPI increase. | - | NA | SPONS E | 1.56 | (BEAMS Note 1) The ERC for this item should be added to the total of the ERC of the other P&M items on the site and the Buildings ERC (where applicable) to enable the correct contract size adjustment to be made. ERC of P&M Items + ERC of Building Component’s = Total ERC (net figure rateable items only) to which contract size adjustment should be applied The 2021 Generic Contractors Test Spreadsheet has this facility built into the programme - it is recommended you undertake all contractors test valuations using this spreadsheet. (Details on the application of contract size adjustments can be found in the RCG 2021 Guidance notes). Where RV is calculated using the comparative method (rental method) the contract size adjustment should be made as follows: Select - SCAT code box "P and M as an addition” within the 2021 Generic Contractors Test Spreadsheet facility. Or Where the spreadsheet is not used take the: Reciprocal of statutory de-capitalisation rate (i.e. 5% reciprocal = 20) multiply by rateable value of the buildings (before any overall end allowances are made and after making a notional deduction for the land value) and add to the ERC of P&M. Use resultant figure to calculate contract size adjustment. (Guidance Notes - Section 6) | - | - | 1 | TRUE
1370 | 206B32 | 8487 | 206B32 | Electrics | Switches | Oil Circuit Breaker Voltage 33kv | Breaking Capacity 500mva | Amps 1,250 | A circuit breaker is an automatically operated switch that is used to isolate a circuit or large item of machinery from the incoming power. It is designed to operate when a fault condition arises e.g. short circuit or overload, in the same way as a fuse. However it can be reset when the fault condition has been removed. When breaking a high power circuit an arc (or spark) occurs, this can damage the circuit breaker and if the arc is continuous the circuit will not be fully isolated. To prevent this the arc is suppressed by having the contacts surrounded by SF6 gas, under ooil, in a vacuum or by using an air blast. All types are currently in use but the gas or vacuum type are generally installed in new systems. | Considered Not Applicable at time of Publication | (BEAMS Note 1) The ERC for this item should be added to the total of the ERC of the other P&M items on the site and the Buildings ERC (where applicable) to enable the correct contract size adjustment to be made. ERC of P&M Items + ERC of Building Component’s = Total ERC (net figure rateable items only) to which contract size adjustment should be applied The 2023 Generic Contractors Test Spreadsheet has this facility built into the programme - it is recommended you undertake all contractors test valuations using this spreadsheet. (Details on the application of contract size adjustments can be found in the RCG 2023 Guidance notes). Where RV is calculated using the comparative method (rental method) the contract size adjustment should be made as follows: Select - SCAT code box ""P and M as an addition” within the 2023 Generic Contractors Test Spreadsheet facility. Or Where the spreadsheet is not used take the: Reciprocal of statutory de-capitalisation rate (i.e. 5% reciprocal = 20) multiply by rateable value of the buildings (before any overall end allowances are made and after making a notional deduction for the land value) and add to the ERC of P&M. Use resultant figure to calculate contract size adjustment. (Guidance Notes - Section 6) | - | Voltage of circuit i.e. 11kV, Breaking capacity i.e. mVa, Current (amps) e.g. 2,000 amp. Age. Indoors or outdors. | A schematic MUST be studied. See Class 1 © (i) Class 1 Table 1 (d) and (f) note:- may be attached under first distribution board but still rateable. If different location but first switch after distribution board - not rateable. | After first distribution board - see note in rateable element. | It is assumed that the item forms part of an 'average size industrial, commercial or office complex'. Where it would be norml to find more than one item in such hereditament the ERC stated has been adjusted to reflect any number / quantity, discount. These figues are NOT one off figures. | Distribution Board, Bus Bar, Generator, Cable, Transformer, Rectifier. | - | Typical switch 11kV | larger switches used for higher voltage/ current | 20031 |  | Each | - | 3 - INDUSTRIAL | David Grace | Colin Brook | 45549.5673 | Option 3 | 59653.9213 | 30.96% | 49584 | 41940.3688 | -7.924% | -29.69% | 41940.3688 | -7.924% | ERC Over-ridden | A Lloyd | VOA_GPN_GOV_UK\5576733 | 2020-09-16 | Medium | Blue | High | This item relevant to all valuation panels, Colin Brook is lead for p&m. | High risk based on 2017 & 2021 costs with no new information other than TPI increase. | - | NA | SPONS E | 1.56 | (BEAMS Note 1) The ERC for this item should be added to the total of the ERC of the other P&M items on the site and the Buildings ERC (where applicable) to enable the correct contract size adjustment to be made. ERC of P&M Items + ERC of Building Component’s = Total ERC (net figure rateable items only) to which contract size adjustment should be applied The 2021 Generic Contractors Test Spreadsheet has this facility built into the programme - it is recommended you undertake all contractors test valuations using this spreadsheet. (Details on the application of contract size adjustments can be found in the RCG 2021 Guidance notes). Where RV is calculated using the comparative method (rental method) the contract size adjustment should be made as follows: Select - SCAT code box "P and M as an addition” within the 2021 Generic Contractors Test Spreadsheet facility. Or Where the spreadsheet is not used take the: Reciprocal of statutory de-capitalisation rate (i.e. 5% reciprocal = 20) multiply by rateable value of the buildings (before any overall end allowances are made and after making a notional deduction for the land value) and add to the ERC of P&M. Use resultant figure to calculate contract size adjustment. (Guidance Notes - Section 6) | Typical switch 11kV | larger switches used for higher voltage/ current | 1 | TRUE
1371 | 206B33 | 8830 | 206B33 | Electrics | Switches | Oil Circuit Breaker Voltage 33kv | Breaking Capacity 500mva | Amps 1,600 | A circuit breaker is an automatically operated switch that is used to isolate a circuit or large item of machinery from the incoming power. It is designed to operate when a fault condition arises e.g. short circuit or overload, in the same way as a fuse. However it can be reset when the fault condition has been removed. When breaking a high power circuit an arc (or spark) occurs, this can damage the circuit breaker and if the arc is continuous the circuit will not be fully isolated. To prevent this the arc is suppressed by having the contacts surrounded by SF6 gas, under ooil, in a vacuum or by using an air blast. All types are currently in use but the gas or vacuum type are generally installed in new systems. | Considered Not Applicable at time of Publication | (BEAMS Note 1) The ERC for this item should be added to the total of the ERC of the other P&M items on the site and the Buildings ERC (where applicable) to enable the correct contract size adjustment to be made. ERC of P&M Items + ERC of Building Component’s = Total ERC (net figure rateable items only) to which contract size adjustment should be applied The 2023 Generic Contractors Test Spreadsheet has this facility built into the programme - it is recommended you undertake all contractors test valuations using this spreadsheet. (Details on the application of contract size adjustments can be found in the RCG 2023 Guidance notes). Where RV is calculated using the comparative method (rental method) the contract size adjustment should be made as follows: Select - SCAT code box ""P and M as an addition” within the 2023 Generic Contractors Test Spreadsheet facility. Or Where the spreadsheet is not used take the: Reciprocal of statutory de-capitalisation rate (i.e. 5% reciprocal = 20) multiply by rateable value of the buildings (before any overall end allowances are made and after making a notional deduction for the land value) and add to the ERC of P&M. Use resultant figure to calculate contract size adjustment. (Guidance Notes - Section 6) | - | Voltage of circuit i.e. 11kV, Breaking capacity i.e. mVa, Current (amps) e.g. 2,000 amp. Age. Indoors or outdors. | A schematic MUST be studied. See Class 1 © (i) Class 1 Table 1 (d) and (f) note:- may be attached under first distribution board but still rateable. If different location but first switch after distribution board - not rateable. | After first distribution board - see note in rateable element. | It is assumed that the item forms part of an 'average size industrial, commercial or office complex'. Where it would be norml to find more than one item in such hereditament the ERC stated has been adjusted to reflect any number / quantity, discount. These figues are NOT one off figures. | Distribution Board, Bus Bar, Generator, Cable, Transformer, Rectifier. | - | Typical switch 11kV | larger switches used for higher voltage/ current | 20031 |  | Each | - | 3 - INDUSTRIAL | David Grace | Colin Brook | 56365.6853 | Option 3 | 73819.2337 | 30.96% | 61364 | 51904.4206 | -7.915% | -29.69% | 51904.4206 | -7.915% | ERC Over-ridden | A Lloyd | VOA_GPN_GOV_UK\5576733 | 2020-09-16 | Medium | Blue | High | This item relevant to all valuation panels, Colin Brook is lead for p&m. | High risk based on 2017 & 2021 costs with no new information other than TPI increase. | - | NA | SPONS E | 1.56 | (BEAMS Note 1) The ERC for this item should be added to the total of the ERC of the other P&M items on the site and the Buildings ERC (where applicable) to enable the correct contract size adjustment to be made. ERC of P&M Items + ERC of Building Component’s = Total ERC (net figure rateable items only) to which contract size adjustment should be applied The 2021 Generic Contractors Test Spreadsheet has this facility built into the programme - it is recommended you undertake all contractors test valuations using this spreadsheet. (Details on the application of contract size adjustments can be found in the RCG 2021 Guidance notes). Where RV is calculated using the comparative method (rental method) the contract size adjustment should be made as follows: Select - SCAT code box "P and M as an addition” within the 2021 Generic Contractors Test Spreadsheet facility. Or Where the spreadsheet is not used take the: Reciprocal of statutory de-capitalisation rate (i.e. 5% reciprocal = 20) multiply by rateable value of the buildings (before any overall end allowances are made and after making a notional deduction for the land value) and add to the ERC of P&M. Use resultant figure to calculate contract size adjustment. (Guidance Notes - Section 6) | Typical switch 11kV | larger switches used for higher voltage/ current | 1 | TRUE
1372 | 206B44 | 8499 | 206B44 | Electrics | Switches | SF6 Voltage 11kv | Breaking Capacity ka7.8 mva150 | Amps 630 | A circuit breaker is an automatically operated switch that is used to isolate a circuit or large item of machinery from the incoming power. It is designed to operate when a fault condition arises e.g. short circuit or overload, in the same way as a fuse. However it can be reset when the fault condition has been removed. When breaking a high power circuit an arc (or spark) occurs, this can damage the circuit breaker and if the arc is continuous the circuit will not be fully isolated. To prevent this the arc is suppressed by having the contacts surrounded by SF6 gas, under ooil, in a vacuum or by using an air blast. All types are currently in use but the gas or vacuum type are generally installed in new systems. | Considered Not Applicable at time of Publication | (BEAMS Note 1) The ERC for this item should be added to the total of the ERC of the other P&M items on the site and the Buildings ERC (where applicable) to enable the correct contract size adjustment to be made. ERC of P&M Items + ERC of Building Component’s = Total ERC (net figure rateable items only) to which contract size adjustment should be applied The 2023 Generic Contractors Test Spreadsheet has this facility built into the programme - it is recommended you undertake all contractors test valuations using this spreadsheet. (Details on the application of contract size adjustments can be found in the RCG 2023 Guidance notes). Where RV is calculated using the comparative method (rental method) the contract size adjustment should be made as follows: Select - SCAT code box ""P and M as an addition” within the 2023 Generic Contractors Test Spreadsheet facility. Or Where the spreadsheet is not used take the: Reciprocal of statutory de-capitalisation rate (i.e. 5% reciprocal = 20) multiply by rateable value of the buildings (before any overall end allowances are made and after making a notional deduction for the land value) and add to the ERC of P&M. Use resultant figure to calculate contract size adjustment. (Guidance Notes - Section 6) | - | Voltage of circuit i.e. 11kV, Breaking capacity i.e. mVa, Current (amps) e.g. 2,000 amp. Age. Indoors or outdors. | A schematic MUST be studied. See Class 1 © (i) Class 1 Table 1 (d) and (f) note:- may be attached under first distribution board but still rateable. If different location but first switch after distribution board - not rateable. | After first distribution board - see note in rateable element. | It is assumed that the item forms part of an 'average size industrial, commercial or office complex'. Where it would be norml to find more than one item in such hereditament the ERC stated has been adjusted to reflect any number / quantity, discount. These figues are NOT one off figures. | Distribution Board, Bus Bar, Generator, Cable, Transformer, Rectifier. | - | - | - | 20032 |  | Each | - | 3 - INDUSTRIAL | David Grace | Colin Brook | 16452.6865 | Option 3 | 21547.2358 | 30.96% | 17905 | 15144.8512 | -7.949% | -29.71% | 15144.8512 | -7.949% | ERC Over-ridden | A Lloyd | VOA_GPN_GOV_UK\5576733 | 2020-09-16 | Medium | Blue | High | This item relevant to all valuation panels, Colin Brook is lead for p&m. | High risk based on 2017 & 2021 costs with no new information other than TPI increase. | - | NA | SPONS E | 1.56 | (BEAMS Note 1) The ERC for this item should be added to the total of the ERC of the other P&M items on the site and the Buildings ERC (where applicable) to enable the correct contract size adjustment to be made. ERC of P&M Items + ERC of Building Component’s = Total ERC (net figure rateable items only) to which contract size adjustment should be applied The 2021 Generic Contractors Test Spreadsheet has this facility built into the programme - it is recommended you undertake all contractors test valuations using this spreadsheet. (Details on the application of contract size adjustments can be found in the RCG 2021 Guidance notes). Where RV is calculated using the comparative method (rental method) the contract size adjustment should be made as follows: Select - SCAT code box "P and M as an addition” within the 2021 Generic Contractors Test Spreadsheet facility. Or Where the spreadsheet is not used take the: Reciprocal of statutory de-capitalisation rate (i.e. 5% reciprocal = 20) multiply by rateable value of the buildings (before any overall end allowances are made and after making a notional deduction for the land value) and add to the ERC of P&M. Use resultant figure to calculate contract size adjustment. (Guidance Notes - Section 6) | - | - | 1 | TRUE
1373 | 206B45 | 8500 | 206B45 | Electrics | Switches | SF6 Voltage 11kv | Breaking Capacity ka13.1 mva250 | Amps 630 | A circuit breaker is an automatically operated switch that is used to isolate a circuit or large item of machinery from the incoming power. It is designed to operate when a fault condition arises e.g. short circuit or overload, in the same way as a fuse. However it can be reset when the fault condition has been removed. When breaking a high power circuit an arc (or spark) occurs, this can damage the circuit breaker and if the arc is continuous the circuit will not be fully isolated. To prevent this the arc is suppressed by having the contacts surrounded by SF6 gas, under ooil, in a vacuum or by using an air blast. All types are currently in use but the gas or vacuum type are generally installed in new systems. | Considered Not Applicable at time of Publication | (BEAMS Note 1) The ERC for this item should be added to the total of the ERC of the other P&M items on the site and the Buildings ERC (where applicable) to enable the correct contract size adjustment to be made. ERC of P&M Items + ERC of Building Component’s = Total ERC (net figure rateable items only) to which contract size adjustment should be applied The 2023 Generic Contractors Test Spreadsheet has this facility built into the programme - it is recommended you undertake all contractors test valuations using this spreadsheet. (Details on the application of contract size adjustments can be found in the RCG 2023 Guidance notes). Where RV is calculated using the comparative method (rental method) the contract size adjustment should be made as follows: Select - SCAT code box ""P and M as an addition” within the 2023 Generic Contractors Test Spreadsheet facility. Or Where the spreadsheet is not used take the: Reciprocal of statutory de-capitalisation rate (i.e. 5% reciprocal = 20) multiply by rateable value of the buildings (before any overall end allowances are made and after making a notional deduction for the land value) and add to the ERC of P&M. Use resultant figure to calculate contract size adjustment. (Guidance Notes - Section 6) | - | Voltage of circuit i.e. 11kV, Breaking capacity i.e. mVa, Current (amps) e.g. 2,000 amp. Age. Indoors or outdors. | A schematic MUST be studied. See Class 1 © (i) Class 1 Table 1 (d) and (f) note:- may be attached under first distribution board but still rateable. If different location but first switch after distribution board - not rateable. | After first distribution board - see note in rateable element. | It is assumed that the item forms part of an 'average size industrial, commercial or office complex'. Where it would be norml to find more than one item in such hereditament the ERC stated has been adjusted to reflect any number / quantity, discount. These figues are NOT one off figures. | Distribution Board, Bus Bar, Generator, Cable, Transformer, Rectifier. | - | - | - | 20032 |  | Each | - | 3 - INDUSTRIAL | David Grace | Colin Brook | 20108.8391 | Option 3 | 26335.5104 | 30.96% | 21894 | 18518.9261 | -7.907% | -29.68% | 18518.9261 | -7.907% | ERC Over-ridden | A Lloyd | VOA_GPN_GOV_UK\5576733 | 2020-09-16 | Medium | Blue | High | This item relevant to all valuation panels, Colin Brook is lead for p&m. | High risk based on 2017 & 2021 costs with no new information other than TPI increase. | - | NA | SPONS E | 1.56 | (BEAMS Note 1) The ERC for this item should be added to the total of the ERC of the other P&M items on the site and the Buildings ERC (where applicable) to enable the correct contract size adjustment to be made. ERC of P&M Items + ERC of Building Component’s = Total ERC (net figure rateable items only) to which contract size adjustment should be applied The 2021 Generic Contractors Test Spreadsheet has this facility built into the programme - it is recommended you undertake all contractors test valuations using this spreadsheet. (Details on the application of contract size adjustments can be found in the RCG 2021 Guidance notes). Where RV is calculated using the comparative method (rental method) the contract size adjustment should be made as follows: Select - SCAT code box "P and M as an addition” within the 2021 Generic Contractors Test Spreadsheet facility. Or Where the spreadsheet is not used take the: Reciprocal of statutory de-capitalisation rate (i.e. 5% reciprocal = 20) multiply by rateable value of the buildings (before any overall end allowances are made and after making a notional deduction for the land value) and add to the ERC of P&M. Use resultant figure to calculate contract size adjustment. (Guidance Notes - Section 6) | - | - | 1 | TRUE
1374 | 206B46 | 8501 | 206B46 | Electrics | Switches | SF6 Voltage 11kv | Breaking Capacity ka18.4 mva350 | Amps 630 | A circuit breaker is an automatically operated switch that is used to isolate a circuit or large item of machinery from the incoming power. It is designed to operate when a fault condition arises e.g. short circuit or overload, in the same way as a fuse. However it can be reset when the fault condition has been removed. When breaking a high power circuit an arc (or spark) occurs, this can damage the circuit breaker and if the arc is continuous the circuit will not be fully isolated. To prevent this the arc is suppressed by having the contacts surrounded by SF6 gas, under ooil, in a vacuum or by using an air blast. All types are currently in use but the gas or vacuum type are generally installed in new systems. | Considered Not Applicable at time of Publication | (BEAMS Note 1) The ERC for this item should be added to the total of the ERC of the other P&M items on the site and the Buildings ERC (where applicable) to enable the correct contract size adjustment to be made. ERC of P&M Items + ERC of Building Component’s = Total ERC (net figure rateable items only) to which contract size adjustment should be applied The 2023 Generic Contractors Test Spreadsheet has this facility built into the programme - it is recommended you undertake all contractors test valuations using this spreadsheet. (Details on the application of contract size adjustments can be found in the RCG 2023 Guidance notes). Where RV is calculated using the comparative method (rental method) the contract size adjustment should be made as follows: Select - SCAT code box ""P and M as an addition” within the 2023 Generic Contractors Test Spreadsheet facility. Or Where the spreadsheet is not used take the: Reciprocal of statutory de-capitalisation rate (i.e. 5% reciprocal = 20) multiply by rateable value of the buildings (before any overall end allowances are made and after making a notional deduction for the land value) and add to the ERC of P&M. Use resultant figure to calculate contract size adjustment. (Guidance Notes - Section 6) | - | Voltage of circuit i.e. 11kV, Breaking capacity i.e. mVa, Current (amps) e.g. 2,000 amp. Age. Indoors or outdors. | A schematic MUST be studied. See Class 1 © (i) Class 1 Table 1 (d) and (f) note:- may be attached under first distribution board but still rateable. If different location but first switch after distribution board - not rateable. | After first distribution board - see note in rateable element. | It is assumed that the item forms part of an 'average size industrial, commercial or office complex'. Where it would be norml to find more than one item in such hereditament the ERC stated has been adjusted to reflect any number / quantity, discount. These figues are NOT one off figures. | Distribution Board, Bus Bar, Generator, Cable, Transformer, Rectifier. | - | - | - | 20034 |  | Each | - | 3 - INDUSTRIAL | David Grace | Colin Brook | 20840.0696 | Option 3 | 27293.1653 | 30.96% | 22685 | 19187.9894 | -7.927% | -29.7% | 19187.9894 | -7.927% | ERC Over-ridden | A Lloyd | VOA_GPN_GOV_UK\5576733 | 2020-09-17 | Medium | Blue | High | This item relevant to all valuation panels, Colin Brook is lead for p&m. | High risk based on 2017 & 2021 costs with no new information other than TPI increase. | - | NA | SPONS E | 1.56 | (BEAMS Note 1) The ERC for this item should be added to the total of the ERC of the other P&M items on the site and the Buildings ERC (where applicable) to enable the correct contract size adjustment to be made. ERC of P&M Items + ERC of Building Component’s = Total ERC (net figure rateable items only) to which contract size adjustment should be applied The 2021 Generic Contractors Test Spreadsheet has this facility built into the programme - it is recommended you undertake all contractors test valuations using this spreadsheet. (Details on the application of contract size adjustments can be found in the RCG 2021 Guidance notes). Where RV is calculated using the comparative method (rental method) the contract size adjustment should be made as follows: Select - SCAT code box "P and M as an addition” within the 2021 Generic Contractors Test Spreadsheet facility. Or Where the spreadsheet is not used take the: Reciprocal of statutory de-capitalisation rate (i.e. 5% reciprocal = 20) multiply by rateable value of the buildings (before any overall end allowances are made and after making a notional deduction for the land value) and add to the ERC of P&M. Use resultant figure to calculate contract size adjustment. (Guidance Notes - Section 6) | - | - | 1 | TRUE
1375 | 206B47 | 8502 | 206B47 | Electrics | Switches | SF6 Voltage 11kv | Breaking Capacity ka23.6 mva450 | Amps 630 | A circuit breaker is an automatically operated switch that is used to isolate a circuit or large item of machinery from the incoming power. It is designed to operate when a fault condition arises e.g. short circuit or overload, in the same way as a fuse. However it can be reset when the fault condition has been removed. When breaking a high power circuit an arc (or spark) occurs, this can damage the circuit breaker and if the arc is continuous the circuit will not be fully isolated. To prevent this the arc is suppressed by having the contacts surrounded by SF6 gas, under ooil, in a vacuum or by using an air blast. All types are currently in use but the gas or vacuum type are generally installed in new systems. | Considered Not Applicable at time of Publication | (BEAMS Note 1) The ERC for this item should be added to the total of the ERC of the other P&M items on the site and the Buildings ERC (where applicable) to enable the correct contract size adjustment to be made. ERC of P&M Items + ERC of Building Component’s = Total ERC (net figure rateable items only) to which contract size adjustment should be applied The 2023 Generic Contractors Test Spreadsheet has this facility built into the programme - it is recommended you undertake all contractors test valuations using this spreadsheet. (Details on the application of contract size adjustments can be found in the RCG 2023 Guidance notes). Where RV is calculated using the comparative method (rental method) the contract size adjustment should be made as follows: Select - SCAT code box ""P and M as an addition” within the 2023 Generic Contractors Test Spreadsheet facility. Or Where the spreadsheet is not used take the: Reciprocal of statutory de-capitalisation rate (i.e. 5% reciprocal = 20) multiply by rateable value of the buildings (before any overall end allowances are made and after making a notional deduction for the land value) and add to the ERC of P&M. Use resultant figure to calculate contract size adjustment. (Guidance Notes - Section 6) | - | Voltage of circuit i.e. 11kV, Breaking capacity i.e. mVa, Current (amps) e.g. 2,000 amp. Age. Indoors or outdors. | A schematic MUST be studied. See Class 1 © (i) Class 1 Table 1 (d) and (f) note:- may be attached under first distribution board but still rateable. If different location but first switch after distribution board - not rateable. | After first distribution board - see note in rateable element. | It is assumed that the item forms part of an 'average size industrial, commercial or office complex'. Where it would be norml to find more than one item in such hereditament the ERC stated has been adjusted to reflect any number / quantity, discount. These figues are NOT one off figures. | Distribution Board, Bus Bar, Generator, Cable, Transformer, Rectifier. | - | - | - | 20034 |  | Each | - | 3 - INDUSTRIAL | David Grace | Colin Brook | 25593.0679 | Option 3 | 33517.9223 | 30.96% | 27855 | 23561.007 | -7.94% | -29.71% | 23561.007 | -7.94% | ERC Over-ridden | A Lloyd | VOA_GPN_GOV_UK\5576733 | 2020-09-17 | Medium | Blue | High | This item relevant to all valuation panels, Colin Brook is lead for p&m. | High risk based on 2017 & 2021 costs with no new information other than TPI increase. | - | NA | SPONS E | 1.56 | (BEAMS Note 1) The ERC for this item should be added to the total of the ERC of the other P&M items on the site and the Buildings ERC (where applicable) to enable the correct contract size adjustment to be made. ERC of P&M Items + ERC of Building Component’s = Total ERC (net figure rateable items only) to which contract size adjustment should be applied The 2021 Generic Contractors Test Spreadsheet has this facility built into the programme - it is recommended you undertake all contractors test valuations using this spreadsheet. (Details on the application of contract size adjustments can be found in the RCG 2021 Guidance notes). Where RV is calculated using the comparative method (rental method) the contract size adjustment should be made as follows: Select - SCAT code box "P and M as an addition” within the 2021 Generic Contractors Test Spreadsheet facility. Or Where the spreadsheet is not used take the: Reciprocal of statutory de-capitalisation rate (i.e. 5% reciprocal = 20) multiply by rateable value of the buildings (before any overall end allowances are made and after making a notional deduction for the land value) and add to the ERC of P&M. Use resultant figure to calculate contract size adjustment. (Guidance Notes - Section 6) | - | - | 1 | TRUE
1376 | 206B48 | 8503 | 206B48 | Electrics | Switches | SF6 Voltage 11kv | Breaking Capacity ka18.4 mva350 | Amps 1,250 | A circuit breaker is an automatically operated switch that is used to isolate a circuit or large item of machinery from the incoming power. It is designed to operate when a fault condition arises e.g. short circuit or overload, in the same way as a fuse. However it can be reset when the fault condition has been removed. When breaking a high power circuit an arc (or spark) occurs, this can damage the circuit breaker and if the arc is continuous the circuit will not be fully isolated. To prevent this the arc is suppressed by having the contacts surrounded by SF6 gas, under ooil, in a vacuum or by using an air blast. All types are currently in use but the gas or vacuum type are generally installed in new systems. | Considered Not Applicable at time of Publication | (BEAMS Note 1) The ERC for this item should be added to the total of the ERC of the other P&M items on the site and the Buildings ERC (where applicable) to enable the correct contract size adjustment to be made. ERC of P&M Items + ERC of Building Component’s = Total ERC (net figure rateable items only) to which contract size adjustment should be applied The 2023 Generic Contractors Test Spreadsheet has this facility built into the programme - it is recommended you undertake all contractors test valuations using this spreadsheet. (Details on the application of contract size adjustments can be found in the RCG 2023 Guidance notes). Where RV is calculated using the comparative method (rental method) the contract size adjustment should be made as follows: Select - SCAT code box ""P and M as an addition” within the 2023 Generic Contractors Test Spreadsheet facility. Or Where the spreadsheet is not used take the: Reciprocal of statutory de-capitalisation rate (i.e. 5% reciprocal = 20) multiply by rateable value of the buildings (before any overall end allowances are made and after making a notional deduction for the land value) and add to the ERC of P&M. Use resultant figure to calculate contract size adjustment. (Guidance Notes - Section 6) | - | Voltage of circuit i.e. 11kV, Breaking capacity i.e. mVa, Current (amps) e.g. 2,000 amp. Age. Indoors or outdors. | A schematic MUST be studied. See Class 1 © (i) Class 1 Table 1 (d) and (f) note:- may be attached under first distribution board but still rateable. If different location but first switch after distribution board - not rateable. | After first distribution board - see note in rateable element. | It is assumed that the item forms part of an 'average size industrial, commercial or office complex'. Where it would be norml to find more than one item in such hereditament the ERC stated has been adjusted to reflect any number / quantity, discount. These figues are NOT one off figures. | Distribution Board, Bus Bar, Generator, Cable, Transformer, Rectifier. | - | - | - | 20034 |  | Each | - | 3 - INDUSTRIAL | David Grace | Colin Brook | 21680.9847 | Option 3 | 28394.4685 | 30.96% | 23606 | 19967.0124 | -7.905% | -29.68% | 19967.0124 | -7.905% | ERC Over-ridden | A Lloyd | VOA_GPN_GOV_UK\5576733 | 2020-09-17 | Medium | Blue | High | This item relevant to all valuation panels, Colin Brook is lead for p&m. | High risk based on 2017 & 2021 costs with no new information other than TPI increase. | - | NA | SPONS E | 1.561 | (BEAMS Note 1) The ERC for this item should be added to the total of the ERC of the other P&M items on the site and the Buildings ERC (where applicable) to enable the correct contract size adjustment to be made. ERC of P&M Items + ERC of Building Component’s = Total ERC (net figure rateable items only) to which contract size adjustment should be applied The 2021 Generic Contractors Test Spreadsheet has this facility built into the programme - it is recommended you undertake all contractors test valuations using this spreadsheet. (Details on the application of contract size adjustments can be found in the RCG 2021 Guidance notes). Where RV is calculated using the comparative method (rental method) the contract size adjustment should be made as follows: Select - SCAT code box "P and M as an addition” within the 2021 Generic Contractors Test Spreadsheet facility. Or Where the spreadsheet is not used take the: Reciprocal of statutory de-capitalisation rate (i.e. 5% reciprocal = 20) multiply by rateable value of the buildings (before any overall end allowances are made and after making a notional deduction for the land value) and add to the ERC of P&M. Use resultant figure to calculate contract size adjustment. (Guidance Notes - Section 6) | - | - | 1 | TRUE
1377 | 206B49 | 8504 | 206B49 | Electrics | Switches | SF6 Voltage 11kv | Breaking Capacity ka26.2 mva500 | Amps 2,000 | A circuit breaker is an automatically operated switch that is used to isolate a circuit or large item of machinery from the incoming power. It is designed to operate when a fault condition arises e.g. short circuit or overload, in the same way as a fuse. However it can be reset when the fault condition has been removed. When breaking a high power circuit an arc (or spark) occurs, this can damage the circuit breaker and if the arc is continuous the circuit will not be fully isolated. To prevent this the arc is suppressed by having the contacts surrounded by SF6 gas, under ooil, in a vacuum or by using an air blast. All types are currently in use but the gas or vacuum type are generally installed in new systems. | Considered Not Applicable at time of Publication | (BEAMS Note 1) The ERC for this item should be added to the total of the ERC of the other P&M items on the site and the Buildings ERC (where applicable) to enable the correct contract size adjustment to be made. ERC of P&M Items + ERC of Building Component’s = Total ERC (net figure rateable items only) to which contract size adjustment should be applied The 2023 Generic Contractors Test Spreadsheet has this facility built into the programme - it is recommended you undertake all contractors test valuations using this spreadsheet. (Details on the application of contract size adjustments can be found in the RCG 2023 Guidance notes). Where RV is calculated using the comparative method (rental method) the contract size adjustment should be made as follows: Select - SCAT code box ""P and M as an addition” within the 2023 Generic Contractors Test Spreadsheet facility. Or Where the spreadsheet is not used take the: Reciprocal of statutory de-capitalisation rate (i.e. 5% reciprocal = 20) multiply by rateable value of the buildings (before any overall end allowances are made and after making a notional deduction for the land value) and add to the ERC of P&M. Use resultant figure to calculate contract size adjustment. (Guidance Notes - Section 6) | - | Voltage of circuit i.e. 11kV, Breaking capacity i.e. mVa, Current (amps) e.g. 2,000 amp. Age. Indoors or outdors. | A schematic MUST be studied. See Class 1 © (i) Class 1 Table 1 (d) and (f) note:- may be attached under first distribution board but still rateable. If different location but first switch after distribution board - not rateable. | After first distribution board - see note in rateable element. | It is assumed that the item forms part of an 'average size industrial, commercial or office complex'. Where it would be norml to find more than one item in such hereditament the ERC stated has been adjusted to reflect any number / quantity, discount. These figues are NOT one off figures. | Distribution Board, Bus Bar, Generator, Cable, Transformer, Rectifier. | - | - | - | 20034 |  | Each | - | 3 - INDUSTRIAL | David Grace | Colin Brook | 49053.3802 | Option 3 | 64242.6845 | 30.96% | 53396 | 45164.7292 | -7.927% | -29.7% | 45164.7292 | -7.927% | ERC Over-ridden | A Lloyd | VOA_GPN_GOV_UK\5576733 | 2020-09-17 | Medium | Blue | High | This item relevant to all valuation panels, Colin Brook is lead for p&m. | High risk based on 2017 & 2021 costs with no new information other than TPI increase. | - | NA | SPONS E | 1.56 | (BEAMS Note 1) The ERC for this item should be added to the total of the ERC of the other P&M items on the site and the Buildings ERC (where applicable) to enable the correct contract size adjustment to be made. ERC of P&M Items + ERC of Building Component’s = Total ERC (net figure rateable items only) to which contract size adjustment should be applied The 2021 Generic Contractors Test Spreadsheet has this facility built into the programme - it is recommended you undertake all contractors test valuations using this spreadsheet. (Details on the application of contract size adjustments can be found in the RCG 2021 Guidance notes). Where RV is calculated using the comparative method (rental method) the contract size adjustment should be made as follows: Select - SCAT code box "P and M as an addition” within the 2021 Generic Contractors Test Spreadsheet facility. Or Where the spreadsheet is not used take the: Reciprocal of statutory de-capitalisation rate (i.e. 5% reciprocal = 20) multiply by rateable value of the buildings (before any overall end allowances are made and after making a notional deduction for the land value) and add to the ERC of P&M. Use resultant figure to calculate contract size adjustment. (Guidance Notes - Section 6) | - | - | 1 | TRUE
1378 | 206B70 | 8253 | 206B70 | Electrics | Switches | SF6 Voltage 33kv | Breaking Capacity ka7.8 mva150 | Amps 630 | A circuit breaker is an automatically operated switch that is used to isolate a circuit or large item of machinery from the incoming power. It is designed to operate when a fault condition arises e.g. short circuit or overload, in the same way as a fuse. However it can be reset when the fault condition has been removed. When breaking a high power circuit an arc (or spark) occurs, this can damage the circuit breaker and if the arc is continuous the circuit will not be fully isolated. To prevent this the arc is suppressed by having the contacts surrounded by SF6 gas, under oil, in a vacuum or by using an air blast. All types are currently in use but the gas or vacuum type are generally installed in new systems. | Considered Not Applicable at time of Publication | (BEAMS Note 1) The ERC for this item should be added to the total of the ERC of the other P&M items on the site and the Buildings ERC (where applicable) to enable the correct contract size adjustment to be made. ERC of P&M Items + ERC of Building Component’s = Total ERC (net figure rateable items only) to which contract size adjustment should be applied The 2023 Generic Contractors Test Spreadsheet has this facility built into the programme - it is recommended you undertake all contractors test valuations using this spreadsheet. (Details on the application of contract size adjustments can be found in the RCG 2023 Guidance notes). Where RV is calculated using the comparative method (rental method) the contract size adjustment should be made as follows: Select - SCAT code box ""P and M as an addition” within the 2023 Generic Contractors Test Spreadsheet facility. Or Where the spreadsheet is not used take the: Reciprocal of statutory de-capitalisation rate (i.e. 5% reciprocal = 20) multiply by rateable value of the buildings (before any overall end allowances are made and after making a notional deduction for the land value) and add to the ERC of P&M. Use resultant figure to calculate contract size adjustment. (Guidance Notes - Section 6) | - | Voltage of circuit i.e. 11kV, Breaking capacity i.e. mVa, Current (amps) e.g. 2,000 amp. Age. Indoors or outdors. | A schematic MUST be studied. See Class 1 © (i) Class 1 Table 1 (d) and (f) note:- may be attached under first distribution board but still rateable. If different location but first switch after distribution board - not rateable. | After first distribution board - see note in rateable element. | It is assumed that the item forms part of an 'average size industrial, commercial or office complex'. Where it would be norml to find more than one item in such hereditament the ERC stated has been adjusted to reflect any number / quantity, discount. These figues are NOT one off figures. | Distribution Board, Bus Bar, Generator, Cable, Transformer, Rectifier. | - | Typical switchgear | Not necessarily vacuum type | - |  | Each | - | 3 - INDUSTRIAL | David Grace | Colin Brook | 16452.6865 | Option 3 | 21547.2358 | 30.96% | 17905 | 15144.8512 | -7.949% | -29.71% | 15144.8512 | -7.949% | ERC Over-ridden | A Lloyd | VOA_GPN_GOV_UK\5576733 | 2020-09-29 | Medium | Blue | High | This item relevant to all valuation panels, Colin Brook is lead for p&m. | Based on CG2021 rebased. | - | NA | SPONS E | 1.56 | (BEAMS Note 1) The ERC for this item should be added to the total of the ERC of the other P&M items on the site and the Buildings ERC (where applicable) to enable the correct contract size adjustment to be made. ERC of P&M Items + ERC of Building Component’s = Total ERC (net figure rateable items only) to which contract size adjustment should be applied The 2021 Generic Contractors Test Spreadsheet has this facility built into the programme - it is recommended you undertake all contractors test valuations using this spreadsheet. (Details on the application of contract size adjustments can be found in the RCG 2021 Guidance notes). Where RV is calculated using the comparative method (rental method) the contract size adjustment should be made as follows: Select - SCAT code box "P and M as an addition” within the 2021 Generic Contractors Test Spreadsheet facility. Or Where the spreadsheet is not used take the: Reciprocal of statutory de-capitalisation rate (i.e. 5% reciprocal = 20) multiply by rateable value of the buildings (before any overall end allowances are made and after making a notional deduction for the land value) and add to the ERC of P&M. Use resultant figure to calculate contract size adjustment. (Guidance Notes - Section 6) | Typical switchgear | Not necessarily vacuum type | 1 | TRUE
1379 | 206B71 | 8254 | 206B71 | Electrics | Switches | SF6 Voltage 33kv | Breaking Capacity ka13.1 mva250 | Amps 630 | A circuit breaker is an automatically operated switch that is used to isolate a circuit or large item of machinery from the incoming power. It is designed to operate when a fault condition arises e.g. short circuit or overload, in the same way as a fuse. However it can be reset when the fault condition has been removed. When breaking a high power circuit an arc (or spark) occurs, this can damage the circuit breaker and if the arc is continuous the circuit will not be fully isolated. To prevent this the arc is suppressed by having the contacts surrounded by SF6 gas, under oil, in a vacuum or by using an air blast. All types are currently in use but the gas or vacuum type are generally installed in new systems. | Considered Not Applicable at time of Publication | (BEAMS Note 1) The ERC for this item should be added to the total of the ERC of the other P&M items on the site and the Buildings ERC (where applicable) to enable the correct contract size adjustment to be made. ERC of P&M Items + ERC of Building Component’s = Total ERC (net figure rateable items only) to which contract size adjustment should be applied The 2023 Generic Contractors Test Spreadsheet has this facility built into the programme - it is recommended you undertake all contractors test valuations using this spreadsheet. (Details on the application of contract size adjustments can be found in the RCG 2023 Guidance notes). Where RV is calculated using the comparative method (rental method) the contract size adjustment should be made as follows: Select - SCAT code box ""P and M as an addition” within the 2023 Generic Contractors Test Spreadsheet facility. Or Where the spreadsheet is not used take the: Reciprocal of statutory de-capitalisation rate (i.e. 5% reciprocal = 20) multiply by rateable value of the buildings (before any overall end allowances are made and after making a notional deduction for the land value) and add to the ERC of P&M. Use resultant figure to calculate contract size adjustment. (Guidance Notes - Section 6) | - | Voltage of circuit i.e. 11kV, Breaking capacity i.e. mVa, Current (amps) e.g. 2,000 amp. Age. Indoors or outdors. | A schematic MUST be studied. See Class 1 © (i) Class 1 Table 1 (d) and (f) note:- may be attached under first distribution board but still rateable. If different location but first switch after distribution board - not rateable. | After first distribution board - see note in rateable element. | It is assumed that the item forms part of an 'average size industrial, commercial or office complex'. Where it would be norml to find more than one item in such hereditament the ERC stated has been adjusted to reflect any number / quantity, discount. These figues are NOT one off figures. | Distribution Board, Bus Bar, Generator, Cable, Transformer, Rectifier. | - | Typical switchgear | Not necessarily vacuum type | - |  | Each | - | 3 - INDUSTRIAL | David Grace | Colin Brook | 20108.8391 | Option 3 | 26335.5104 | 30.96% | 21894 | 18518.9261 | -7.907% | -29.68% | 18518.9261 | -7.907% | ERC Over-ridden | A Lloyd | VOA_GPN_GOV_UK\5576733 | 2020-09-29 | Medium | Blue | High | This item relevant to all valuation panels, Colin Brook is lead for p&m. | Based on CG2021 rebased. | - | NA | SPONS E | 1.56 | (BEAMS Note 1) The ERC for this item should be added to the total of the ERC of the other P&M items on the site and the Buildings ERC (where applicable) to enable the correct contract size adjustment to be made. ERC of P&M Items + ERC of Building Component’s = Total ERC (net figure rateable items only) to which contract size adjustment should be applied The 2021 Generic Contractors Test Spreadsheet has this facility built into the programme - it is recommended you undertake all contractors test valuations using this spreadsheet. (Details on the application of contract size adjustments can be found in the RCG 2021 Guidance notes). Where RV is calculated using the comparative method (rental method) the contract size adjustment should be made as follows: Select - SCAT code box "P and M as an addition” within the 2021 Generic Contractors Test Spreadsheet facility. Or Where the spreadsheet is not used take the: Reciprocal of statutory de-capitalisation rate (i.e. 5% reciprocal = 20) multiply by rateable value of the buildings (before any overall end allowances are made and after making a notional deduction for the land value) and add to the ERC of P&M. Use resultant figure to calculate contract size adjustment. (Guidance Notes - Section 6) | Typical switchgear | Not necessarily vacuum type | 1 | TRUE
1380 | 206B72 | 8510 | 206B72 | Electrics | Switches | SF6 Voltage 33kv | Breaking Capacity ka18.4 mva350 | Amps 630 | A circuit breaker is an automatically operated switch that is used to isolate a circuit or large item of machinery from the incoming power. It is designed to operate when a fault condition arises e.g. short circuit or overload, in the same way as a fuse. However it can be reset when the fault condition has been removed. When breaking a high power circuit an arc (or spark) occurs, this can damage the circuit breaker and if the arc is continuous the circuit will not be fully isolated. To prevent this the arc is suppressed by having the contacts surrounded by SF6 gas, under oil, in a vacuum or by using an air blast. All types are currently in use but the gas or vacuum type are generally installed in new systems. | Considered Not Applicable at time of Publication | (BEAMS Note 1) The ERC for this item should be added to the total of the ERC of the other P&M items on the site and the Buildings ERC (where applicable) to enable the correct contract size adjustment to be made. ERC of P&M Items + ERC of Building Component’s = Total ERC (net figure rateable items only) to which contract size adjustment should be applied The 2023 Generic Contractors Test Spreadsheet has this facility built into the programme - it is recommended you undertake all contractors test valuations using this spreadsheet. (Details on the application of contract size adjustments can be found in the RCG 2023 Guidance notes). Where RV is calculated using the comparative method (rental method) the contract size adjustment should be made as follows: Select - SCAT code box ""P and M as an addition” within the 2023 Generic Contractors Test Spreadsheet facility. Or Where the spreadsheet is not used take the: Reciprocal of statutory de-capitalisation rate (i.e. 5% reciprocal = 20) multiply by rateable value of the buildings (before any overall end allowances are made and after making a notional deduction for the land value) and add to the ERC of P&M. Use resultant figure to calculate contract size adjustment. (Guidance Notes - Section 6) | - | Voltage of circuit i.e. 11kV, Breaking capacity i.e. mVa, Current (amps) e.g. 2,000 amp. Age. Indoors or outdors. | A schematic MUST be studied. See Class 1 © (i) Class 1 Table 1 (d) and (f) note:- may be attached under first distribution board but still rateable. If different location but first switch after distribution board - not rateable. | After first distribution board - see note in rateable element. | It is assumed that the item forms part of an 'average size industrial, commercial or office complex'. Where it would be norml to find more than one item in such hereditament the ERC stated has been adjusted to reflect any number / quantity, discount. These figues are NOT one off figures. | Distribution Board, Bus Bar, Generator, Cable, Transformer, Rectifier. | - | Typical switchgear | Not necessarily vacuum type | - |  | Each | - | 3 - INDUSTRIAL | David Grace | Colin Brook | 20840.0696 | Option 3 | 27293.1653 | 30.96% | 22685 | 19187.9894 | -7.927% | -29.7% | 19187.9894 | -7.927% | ERC Over-ridden | A Lloyd | VOA_GPN_GOV_UK\5576733 | 2020-09-29 | Medium | Blue | High | This item relevant to all valuation panels, Colin Brook is lead for p&m. | Based on CG2021 rebased. | - | NA | SPONS E | 1.56 | (BEAMS Note 1) The ERC for this item should be added to the total of the ERC of the other P&M items on the site and the Buildings ERC (where applicable) to enable the correct contract size adjustment to be made. ERC of P&M Items + ERC of Building Component’s = Total ERC (net figure rateable items only) to which contract size adjustment should be applied The 2021 Generic Contractors Test Spreadsheet has this facility built into the programme - it is recommended you undertake all contractors test valuations using this spreadsheet. (Details on the application of contract size adjustments can be found in the RCG 2021 Guidance notes). Where RV is calculated using the comparative method (rental method) the contract size adjustment should be made as follows: Select - SCAT code box "P and M as an addition” within the 2021 Generic Contractors Test Spreadsheet facility. Or Where the spreadsheet is not used take the: Reciprocal of statutory de-capitalisation rate (i.e. 5% reciprocal = 20) multiply by rateable value of the buildings (before any overall end allowances are made and after making a notional deduction for the land value) and add to the ERC of P&M. Use resultant figure to calculate contract size adjustment. (Guidance Notes - Section 6) | Typical switchgear | Not necessarily vacuum type | 1 | TRUE
1381 | 206B73 | 8512 | 206B73 | Electrics | Switches | SF6 Voltage 33kv | Breaking Capacity ka23.6 mva450 | Amps 630 | A circuit breaker is an automatically operated switch that is used to isolate a circuit or large item of machinery from the incoming power. It is designed to operate when a fault condition arises e.g. short circuit or overload, in the same way as a fuse. However it can be reset when the fault condition has been removed. When breaking a high power circuit an arc (or spark) occurs, this can damage the circuit breaker and if the arc is continuous the circuit will not be fully isolated. To prevent this the arc is suppressed by having the contacts surrounded by SF6 gas, under oil, in a vacuum or by using an air blast. All types are currently in use but the gas or vacuum type are generally installed in new systems. | Considered Not Applicable at time of Publication | (BEAMS Note 1) The ERC for this item should be added to the total of the ERC of the other P&M items on the site and the Buildings ERC (where applicable) to enable the correct contract size adjustment to be made. ERC of P&M Items + ERC of Building Component’s = Total ERC (net figure rateable items only) to which contract size adjustment should be applied The 2023 Generic Contractors Test Spreadsheet has this facility built into the programme - it is recommended you undertake all contractors test valuations using this spreadsheet. (Details on the application of contract size adjustments can be found in the RCG 2023 Guidance notes). Where RV is calculated using the comparative method (rental method) the contract size adjustment should be made as follows: Select - SCAT code box ""P and M as an addition” within the 2023 Generic Contractors Test Spreadsheet facility. Or Where the spreadsheet is not used take the: Reciprocal of statutory de-capitalisation rate (i.e. 5% reciprocal = 20) multiply by rateable value of the buildings (before any overall end allowances are made and after making a notional deduction for the land value) and add to the ERC of P&M. Use resultant figure to calculate contract size adjustment. (Guidance Notes - Section 6) | - | Voltage of circuit i.e. 11kV, Breaking capacity i.e. mVa, Current (amps) e.g. 2,000 amp. Age. Indoors or outdors. | A schematic MUST be studied. See Class 1 © (i) Class 1 Table 1 (d) and (f) note:- may be attached under first distribution board but still rateable. If different location but first switch after distribution board - not rateable. | After first distribution board - see note in rateable element. | It is assumed that the item forms part of an 'average size industrial, commercial or office complex'. Where it would be norml to find more than one item in such hereditament the ERC stated has been adjusted to reflect any number / quantity, discount. These figues are NOT one off figures. | Distribution Board, Bus Bar, Generator, Cable, Transformer, Rectifier. | - | Typical switchgear | Not necessarily vacuum type | - |  | Each | - | 3 - INDUSTRIAL | David Grace | Colin Brook | 25593.0679 | Option 3 | 33517.9223 | 30.96% | 27855 | 23561.007 | -7.94% | -29.71% | 23561.007 | -7.94% | ERC Over-ridden | A Lloyd | VOA_GPN_GOV_UK\5576733 | 2020-09-29 | Medium | Blue | High | This item relevant to all valuation panels, Colin Brook is lead for p&m. | Based on CG2021 rebased. | - | NA | SPONS E | 1.56 | (BEAMS Note 1) The ERC for this item should be added to the total of the ERC of the other P&M items on the site and the Buildings ERC (where applicable) to enable the correct contract size adjustment to be made. ERC of P&M Items + ERC of Building Component’s = Total ERC (net figure rateable items only) to which contract size adjustment should be applied The 2021 Generic Contractors Test Spreadsheet has this facility built into the programme - it is recommended you undertake all contractors test valuations using this spreadsheet. (Details on the application of contract size adjustments can be found in the RCG 2021 Guidance notes). Where RV is calculated using the comparative method (rental method) the contract size adjustment should be made as follows: Select - SCAT code box "P and M as an addition” within the 2021 Generic Contractors Test Spreadsheet facility. Or Where the spreadsheet is not used take the: Reciprocal of statutory de-capitalisation rate (i.e. 5% reciprocal = 20) multiply by rateable value of the buildings (before any overall end allowances are made and after making a notional deduction for the land value) and add to the ERC of P&M. Use resultant figure to calculate contract size adjustment. (Guidance Notes - Section 6) | Typical switchgear | Not necessarily vacuum type | 1 | TRUE
1382 | 206B74 | 8255 | 206B74 | Electrics | Switches | SF6 Voltage 33kv | Breaking Capacity ka18.4 mva350 | Amps 1,250 | A circuit breaker is an automatically operated switch that is used to isolate a circuit or large item of machinery from the incoming power. It is designed to operate when a fault condition arises e.g. short circuit or overload, in the same way as a fuse. However it can be reset when the fault condition has been removed. When breaking a high power circuit an arc (or spark) occurs, this can damage the circuit breaker and if the arc is continuous the circuit will not be fully isolated. To prevent this the arc is suppressed by having the contacts surrounded by SF6 gas, under oil, in a vacuum or by using an air blast. All types are currently in use but the gas or vacuum type are generally installed in new systems. | Considered Not Applicable at time of Publication | (BEAMS Note 1) The ERC for this item should be added to the total of the ERC of the other P&M items on the site and the Buildings ERC (where applicable) to enable the correct contract size adjustment to be made. ERC of P&M Items + ERC of Building Component’s = Total ERC (net figure rateable items only) to which contract size adjustment should be applied The 2023 Generic Contractors Test Spreadsheet has this facility built into the programme - it is recommended you undertake all contractors test valuations using this spreadsheet. (Details on the application of contract size adjustments can be found in the RCG 2023 Guidance notes). Where RV is calculated using the comparative method (rental method) the contract size adjustment should be made as follows: Select - SCAT code box ""P and M as an addition” within the 2023 Generic Contractors Test Spreadsheet facility. Or Where the spreadsheet is not used take the: Reciprocal of statutory de-capitalisation rate (i.e. 5% reciprocal = 20) multiply by rateable value of the buildings (before any overall end allowances are made and after making a notional deduction for the land value) and add to the ERC of P&M. Use resultant figure to calculate contract size adjustment. (Guidance Notes - Section 6) | - | Voltage of circuit i.e. 11kV, Breaking capacity i.e. mVa, Current (amps) e.g. 2,000 amp. Age. Indoors or outdors. | A schematic MUST be studied. See Class 1 © (i) Class 1 Table 1 (d) and (f) note:- may be attached under first distribution board but still rateable. If different location but first switch after distribution board - not rateable. | After first distribution board - see note in rateable element. | It is assumed that the item forms part of an 'average size industrial, commercial or office complex'. Where it would be norml to find more than one item in such hereditament the ERC stated has been adjusted to reflect any number / quantity, discount. These figues are NOT one off figures. | Distribution Board, Bus Bar, Generator, Cable, Transformer, Rectifier. | - | Typical switchgear | Not necessarily vacuum type | - |  | Each | - | 3 - INDUSTRIAL | David Grace | Colin Brook | 21680.9847 | Option 3 | 28394.4685 | 30.96% | 23606 | 19967.0124 | -7.905% | -29.68% | 19967.0124 | -7.905% | ERC Over-ridden | A Lloyd | VOA_GPN_GOV_UK\5576733 | 2020-09-29 | Medium | Blue | High | This item relevant to all valuation panels, Colin Brook is lead for p&m. | Based on CG2021 rebased. | - | NA | SPONS E | 1.56 | (BEAMS Note 1) The ERC for this item should be added to the total of the ERC of the other P&M items on the site and the Buildings ERC (where applicable) to enable the correct contract size adjustment to be made. ERC of P&M Items + ERC of Building Component’s = Total ERC (net figure rateable items only) to which contract size adjustment should be applied The 2021 Generic Contractors Test Spreadsheet has this facility built into the programme - it is recommended you undertake all contractors test valuations using this spreadsheet. (Details on the application of contract size adjustments can be found in the RCG 2021 Guidance notes). Where RV is calculated using the comparative method (rental method) the contract size adjustment should be made as follows: Select - SCAT code box "P and M as an addition” within the 2021 Generic Contractors Test Spreadsheet facility. Or Where the spreadsheet is not used take the: Reciprocal of statutory de-capitalisation rate (i.e. 5% reciprocal = 20) multiply by rateable value of the buildings (before any overall end allowances are made and after making a notional deduction for the land value) and add to the ERC of P&M. Use resultant figure to calculate contract size adjustment. (Guidance Notes - Section 6) | Typical switchgear | Not necessarily vacuum type | 1 | TRUE
1383 | 206B75 | 8256 | 206B75 | Electrics | Switches | SF6 Voltage 33kv | Breaking Capacity ka26.2 mva500 | Amps 2,000 | A circuit breaker is an automatically operated switch that is used to isolate a circuit or large item of machinery from the incoming power. It is designed to operate when a fault condition arises e.g. short circuit or overload, in the same way as a fuse. However it can be reset when the fault condition has been removed. When breaking a high power circuit an arc (or spark) occurs, this can damage the circuit breaker and if the arc is continuous the circuit will not be fully isolated. To prevent this the arc is suppressed by having the contacts surrounded by SF6 gas, under oil, in a vacuum or by using an air blast. All types are currently in use but the gas or vacuum type are generally installed in new systems. | Considered Not Applicable at time of Publication | (BEAMS Note 1) The ERC for this item should be added to the total of the ERC of the other P&M items on the site and the Buildings ERC (where applicable) to enable the correct contract size adjustment to be made. ERC of P&M Items + ERC of Building Component’s = Total ERC (net figure rateable items only) to which contract size adjustment should be applied The 2023 Generic Contractors Test Spreadsheet has this facility built into the programme - it is recommended you undertake all contractors test valuations using this spreadsheet. (Details on the application of contract size adjustments can be found in the RCG 2023 Guidance notes). Where RV is calculated using the comparative method (rental method) the contract size adjustment should be made as follows: Select - SCAT code box ""P and M as an addition” within the 2023 Generic Contractors Test Spreadsheet facility. Or Where the spreadsheet is not used take the: Reciprocal of statutory de-capitalisation rate (i.e. 5% reciprocal = 20) multiply by rateable value of the buildings (before any overall end allowances are made and after making a notional deduction for the land value) and add to the ERC of P&M. Use resultant figure to calculate contract size adjustment. (Guidance Notes - Section 6) | - | Voltage of circuit i.e. 11kV, Breaking capacity i.e. mVa, Current (amps) e.g. 2,000 amp. Age. Indoors or outdors. | A schematic MUST be studied. See Class 1 © (i) Class 1 Table 1 (d) and (f) note:- may be attached under first distribution board but still rateable. If different location but first switch after distribution board - not rateable. | After first distribution board - see note in rateable element. | It is assumed that the item forms part of an 'average size industrial, commercial or office complex'. Where it would be norml to find more than one item in such hereditament the ERC stated has been adjusted to reflect any number / quantity, discount. These figues are NOT one off figures. | Distribution Board, Bus Bar, Generator, Cable, Transformer, Rectifier. | - | Typical switchgear | Not necessarily vacuum type | - |  | Each | - | 3 - INDUSTRIAL | David Grace | Colin Brook | 49053.3802 | Option 3 | 64242.6845 | 30.96% | 53396 | 45164.7292 | -7.927% | -29.7% | 45164.7292 | -7.927% | ERC Over-ridden | A Lloyd | VOA_GPN_GOV_UK\5576733 | 2020-09-29 | Medium | Blue | High | This item relevant to all valuation panels, Colin Brook is lead for p&m. | Based on CG2021 rebased. | - | NA | SPONS E | 1.56 | (BEAMS Note 1) The ERC for this item should be added to the total of the ERC of the other P&M items on the site and the Buildings ERC (where applicable) to enable the correct contract size adjustment to be made. ERC of P&M Items + ERC of Building Component’s = Total ERC (net figure rateable items only) to which contract size adjustment should be applied The 2021 Generic Contractors Test Spreadsheet has this facility built into the programme - it is recommended you undertake all contractors test valuations using this spreadsheet. (Details on the application of contract size adjustments can be found in the RCG 2021 Guidance notes). Where RV is calculated using the comparative method (rental method) the contract size adjustment should be made as follows: Select - SCAT code box "P and M as an addition” within the 2021 Generic Contractors Test Spreadsheet facility. Or Where the spreadsheet is not used take the: Reciprocal of statutory de-capitalisation rate (i.e. 5% reciprocal = 20) multiply by rateable value of the buildings (before any overall end allowances are made and after making a notional deduction for the land value) and add to the ERC of P&M. Use resultant figure to calculate contract size adjustment. (Guidance Notes - Section 6) | Typical switchgear | Not necessarily vacuum type | 1 | TRUE
1384 | 206B80 | 8257 | 206B80 | Electrics | Switches | SF6 Voltage 33kv | Breaking Capacity ka26.2 mva5000 | Amps 2,000 | A circuit breaker is an automatically operated switch that is used to isolate a circuit or large item of machinery from the incoming power. It is designed to operate when a fault condition arises e.g. short circuit or overload, in the same way as a fuse. However it can be reset when the fault condition has been removed. When breaking a high power circuit an arc (or spark) occurs, this can damage the circuit breaker and if the arc is continuous the circuit will not be fully isolated. To prevent this the arc is suppressed by having the contacts surrounded by SF6 gas, under oil, in a vacuum or by using an air blast. All types are currently in use but the gas or vacuum type are generally installed in new systems. | Considered Not Applicable at time of Publication | (BEAMS Note 1) The ERC for this item should be added to the total of the ERC of the other P&M items on the site and the Buildings ERC (where applicable) to enable the correct contract size adjustment to be made. ERC of P&M Items + ERC of Building Component’s = Total ERC (net figure rateable items only) to which contract size adjustment should be applied The 2023 Generic Contractors Test Spreadsheet has this facility built into the programme - it is recommended you undertake all contractors test valuations using this spreadsheet. (Details on the application of contract size adjustments can be found in the RCG 2023 Guidance notes). Where RV is calculated using the comparative method (rental method) the contract size adjustment should be made as follows: Select - SCAT code box ""P and M as an addition” within the 2023 Generic Contractors Test Spreadsheet facility. Or Where the spreadsheet is not used take the: Reciprocal of statutory de-capitalisation rate (i.e. 5% reciprocal = 20) multiply by rateable value of the buildings (before any overall end allowances are made and after making a notional deduction for the land value) and add to the ERC of P&M. Use resultant figure to calculate contract size adjustment. (Guidance Notes - Section 6) | - | Voltage of circuit i.e. 11kV, Breaking capacity i.e. mVa, Current (amps) e.g. 2,000 amp. Age. Indoors or outdors. | A schematic MUST be studied. See Class 1 © (i) Class 1 Table 1 (d) and (f) note:- may be attached under first distribution board but still rateable. If different location but first switch after distribution board - not rateable. | After first distribution board - see note in rateable element. | It is assumed that the item forms part of an 'average size industrial, commercial or office complex'. Where it would be norml to find more than one item in such hereditament the ERC stated has been adjusted to reflect any number / quantity, discount. These figues are NOT one off figures. | Distribution Board, Bus Bar, Generator, Cable, Transformer, Rectifier. | - | Typical switchgear | Not necessarily vacuum type | - |  | Each | - | 3 - INDUSTRIAL | David Grace | Colin Brook | 60935.876 | Option 3 | 79804.577 | 30.96% | 66332 | 56106.5775 | -7.925% | -29.7% | 56106.5775 | -7.925% | ERC Over-ridden | A Lloyd | VOA_GPN_GOV_UK\5576733 | 2020-09-29 | Medium | Blue | High | This item relevant to all valuation panels, Colin Brook is lead for p&m. | Based on CG2021 rebased. | - | NA | SPONS E | 1.56 | (BEAMS Note 1) The ERC for this item should be added to the total of the ERC of the other P&M items on the site and the Buildings ERC (where applicable) to enable the correct contract size adjustment to be made. ERC of P&M Items + ERC of Building Component’s = Total ERC (net figure rateable items only) to which contract size adjustment should be applied The 2021 Generic Contractors Test Spreadsheet has this facility built into the programme - it is recommended you undertake all contractors test valuations using this spreadsheet. (Details on the application of contract size adjustments can be found in the RCG 2021 Guidance notes). Where RV is calculated using the comparative method (rental method) the contract size adjustment should be made as follows: Select - SCAT code box "P and M as an addition” within the 2021 Generic Contractors Test Spreadsheet facility. Or Where the spreadsheet is not used take the: Reciprocal of statutory de-capitalisation rate (i.e. 5% reciprocal = 20) multiply by rateable value of the buildings (before any overall end allowances are made and after making a notional deduction for the land value) and add to the ERC of P&M. Use resultant figure to calculate contract size adjustment. (Guidance Notes - Section 6) | Typical switchgear | Not necessarily vacuum type | 1 | TRUE
1385 | 206B53 | 8508 | 206B53 | Electrics | Switches | Vacuum Circuit Breaker Voltage 11kv | Breaking Capacity 150mva | Amps 630 | A circuit breaker is an automatically operated switch that is used to isolate a circuit or large item of machinery from the incoming power. It is designed to operate when a fault condition arises e.g. short circuit or overload, in the same way as a fuse. However it can be reset when the fault condition has been removed. When breaking a high power circuit an arc (or spark) occurs, this can damage the circuit breaker and if the arc is continuous the circuit will not be fully isolated. To prevent this the arc is suppressed by having the contacts surrounded by SF6 gas, under ooil, in a vacuum or by using an air blast. All types are currently in use but the gas or vacuum type are generally installed in new systems. | Considered Not Applicable at time of Publication | (BEAMS Note 1) The ERC for this item should be added to the total of the ERC of the other P&M items on the site and the Buildings ERC (where applicable) to enable the correct contract size adjustment to be made. ERC of P&M Items + ERC of Building Component’s = Total ERC (net figure rateable items only) to which contract size adjustment should be applied The 2023 Generic Contractors Test Spreadsheet has this facility built into the programme - it is recommended you undertake all contractors test valuations using this spreadsheet. (Details on the application of contract size adjustments can be found in the RCG 2023 Guidance notes). Where RV is calculated using the comparative method (rental method) the contract size adjustment should be made as follows: Select - SCAT code box ""P and M as an addition” within the 2023 Generic Contractors Test Spreadsheet facility. Or Where the spreadsheet is not used take the: Reciprocal of statutory de-capitalisation rate (i.e. 5% reciprocal = 20) multiply by rateable value of the buildings (before any overall end allowances are made and after making a notional deduction for the land value) and add to the ERC of P&M. Use resultant figure to calculate contract size adjustment. (Guidance Notes - Section 6) | - | Voltage of circuit i.e. 11kV, Breaking capacity i.e. mVa, Current (amps) e.g. 2,000 amp. Age. Indoors or outdors. | A schematic MUST be studied. See Class 1 © (i) Class 1 Table 1 (d) and (f) note:- may be attached under first distribution board but still rateable. If different location but first switch after distribution board - not rateable. | After first distribution board - see note in rateable element. | It is assumed that the item forms part of an 'average size industrial, commercial or office complex'. Where it would be norml to find more than one item in such hereditament the ERC stated has been adjusted to reflect any number / quantity, discount. These figues are NOT one off figures. | Distribution Board, Bus Bar, Generator, Cable, Transformer, Rectifier. | - | Typical switchgear | Not necessarily vacuum type | 20033 |  | Each | - | 3 - INDUSTRIAL | David Grace | Colin Brook | 19804.1597 | Option 3 | 25936.4875 | 30.96% | 21564 | 18239.7974 | -7.899% | -29.68% | 18239.7974 | -7.899% | ERC Over-ridden | A Lloyd | VOA_GPN_GOV_UK\5576733 | 2021-03-04 | Medium | Blue | High | This item relevant to all valuation panels, Colin Brook is lead for p&m. | Based on CG2021 rebased. | Wrong descriptive, now corrected | NA | SPONS E | 1.56 | (BEAMS Note 1) The ERC for this item should be added to the total of the ERC of the other P&M items on the site and the Buildings ERC (where applicable) to enable the correct contract size adjustment to be made. ERC of P&M Items + ERC of Building Component’s = Total ERC (net figure rateable items only) to which contract size adjustment should be applied The 2021 Generic Contractors Test Spreadsheet has this facility built into the programme - it is recommended you undertake all contractors test valuations using this spreadsheet. (Details on the application of contract size adjustments can be found in the RCG 2021 Guidance notes). Where RV is calculated using the comparative method (rental method) the contract size adjustment should be made as follows: Select - SCAT code box "P and M as an addition” within the 2021 Generic Contractors Test Spreadsheet facility. Or Where the spreadsheet is not used take the: Reciprocal of statutory de-capitalisation rate (i.e. 5% reciprocal = 20) multiply by rateable value of the buildings (before any overall end allowances are made and after making a notional deduction for the land value) and add to the ERC of P&M. Use resultant figure to calculate contract size adjustment. (Guidance Notes - Section 6) | Typical switchgear | Not necessarily vacuum type | 1 | TRUE
1386 | 206B54 | 8833 | 206B54 | Electrics | Switches | Vacuum Circuit Breaker Voltage 11kv | Breaking Capacity 150mva | Amps 1,250 | A circuit breaker is an automatically operated switch that is used to isolate a circuit or large item of machinery from the incoming power. It is designed to operate when a fault condition arises e.g. short circuit or overload, in the same way as a fuse. However it can be reset when the fault condition has been removed. When breaking a high power circuit an arc (or spark) occurs, this can damage the circuit breaker and if the arc is continuous the circuit will not be fully isolated. To prevent this the arc is suppressed by having the contacts surrounded by SF6 gas, under ooil, in a vacuum or by using an air blast. All types are currently in use but the gas or vacuum type are generally installed in new systems. | Considered Not Applicable at time of Publication | (BEAMS Note 1) The ERC for this item should be added to the total of the ERC of the other P&M items on the site and the Buildings ERC (where applicable) to enable the correct contract size adjustment to be made. ERC of P&M Items + ERC of Building Component’s = Total ERC (net figure rateable items only) to which contract size adjustment should be applied The 2023 Generic Contractors Test Spreadsheet has this facility built into the programme - it is recommended you undertake all contractors test valuations using this spreadsheet. (Details on the application of contract size adjustments can be found in the RCG 2023 Guidance notes). Where RV is calculated using the comparative method (rental method) the contract size adjustment should be made as follows: Select - SCAT code box ""P and M as an addition” within the 2023 Generic Contractors Test Spreadsheet facility. Or Where the spreadsheet is not used take the: Reciprocal of statutory de-capitalisation rate (i.e. 5% reciprocal = 20) multiply by rateable value of the buildings (before any overall end allowances are made and after making a notional deduction for the land value) and add to the ERC of P&M. Use resultant figure to calculate contract size adjustment. (Guidance Notes - Section 6) | - | Voltage of circuit i.e. 11kV, Breaking capacity i.e. mVa, Current (amps) e.g. 2,000 amp. Age. Indoors or outdors. | A schematic MUST be studied. See Class 1 © (i) Class 1 Table 1 (d) and (f) note:- may be attached under first distribution board but still rateable. If different location but first switch after distribution board - not rateable. | After first distribution board - see note in rateable element. | It is assumed that the item forms part of an 'average size industrial, commercial or office complex'. Where it would be norml to find more than one item in such hereditament the ERC stated has been adjusted to reflect any number / quantity, discount. These figues are NOT one off figures. | Distribution Board, Bus Bar, Generator, Cable, Transformer, Rectifier. | - | Typical switchgear | Not necessarily vacuum type | 20033 |  | Each | - | 3 - INDUSTRIAL | David Grace | Colin Brook | 20535.3902 | Option 3 | 26894.1424 | 30.96% | 22355 | 18908.8606 | -7.921% | -29.69% | 18908.8606 | -7.921% | ERC Over-ridden | A Lloyd | VOA_GPN_GOV_UK\5576733 | 2021-03-04 | Medium | Blue | High | This item relevant to all valuation panels, Colin Brook is lead for p&m. | Based on CG2021 rebased. | Wrong descritive, now corrected | NA | SPONS E | 1.56 | (BEAMS Note 1) The ERC for this item should be added to the total of the ERC of the other P&M items on the site and the Buildings ERC (where applicable) to enable the correct contract size adjustment to be made. ERC of P&M Items + ERC of Building Component’s = Total ERC (net figure rateable items only) to which contract size adjustment should be applied The 2021 Generic Contractors Test Spreadsheet has this facility built into the programme - it is recommended you undertake all contractors test valuations using this spreadsheet. (Details on the application of contract size adjustments can be found in the RCG 2021 Guidance notes). Where RV is calculated using the comparative method (rental method) the contract size adjustment should be made as follows: Select - SCAT code box "P and M as an addition” within the 2021 Generic Contractors Test Spreadsheet facility. Or Where the spreadsheet is not used take the: Reciprocal of statutory de-capitalisation rate (i.e. 5% reciprocal = 20) multiply by rateable value of the buildings (before any overall end allowances are made and after making a notional deduction for the land value) and add to the ERC of P&M. Use resultant figure to calculate contract size adjustment. (Guidance Notes - Section 6) | Typical switchgear | Not necessarily vacuum type | 1 | TRUE
1387 | 206B55 | 8509 | 206B55 | Electrics | Switches | Vacuum Circuit Breaker Voltage 11kv | Breaking Capacity 150mva | Amps 2,000 | A circuit breaker is an automatically operated switch that is used to isolate a circuit or large item of machinery from the incoming power. It is designed to operate when a fault condition arises e.g. short circuit or overload, in the same way as a fuse. However it can be reset when the fault condition has been removed. When breaking a high power circuit an arc (or spark) occurs, this can damage the circuit breaker and if the arc is continuous the circuit will not be fully isolated. To prevent this the arc is suppressed by having the contacts surrounded by SF6 gas, under ooil, in a vacuum or by using an air blast. All types are currently in use but the gas or vacuum type are generally installed in new systems. | Considered Not Applicable at time of Publication | (BEAMS Note 1) The ERC for this item should be added to the total of the ERC of the other P&M items on the site and the Buildings ERC (where applicable) to enable the correct contract size adjustment to be made. ERC of P&M Items + ERC of Building Component’s = Total ERC (net figure rateable items only) to which contract size adjustment should be applied The 2023 Generic Contractors Test Spreadsheet has this facility built into the programme - it is recommended you undertake all contractors test valuations using this spreadsheet. (Details on the application of contract size adjustments can be found in the RCG 2023 Guidance notes). Where RV is calculated using the comparative method (rental method) the contract size adjustment should be made as follows: Select - SCAT code box ""P and M as an addition” within the 2023 Generic Contractors Test Spreadsheet facility. Or Where the spreadsheet is not used take the: Reciprocal of statutory de-capitalisation rate (i.e. 5% reciprocal = 20) multiply by rateable value of the buildings (before any overall end allowances are made and after making a notional deduction for the land value) and add to the ERC of P&M. Use resultant figure to calculate contract size adjustment. (Guidance Notes - Section 6) | - | Voltage of circuit i.e. 11kV, Breaking capacity i.e. mVa, Current (amps) e.g. 2,000 amp. Age. Indoors or outdors. | A schematic MUST be studied. See Class 1 © (i) Class 1 Table 1 (d) and (f) note:- may be attached under first distribution board but still rateable. If different location but first switch after distribution board - not rateable. | After first distribution board - see note in rateable element. | It is assumed that the item forms part of an 'average size industrial, commercial or office complex'. Where it would be norml to find more than one item in such hereditament the ERC stated has been adjusted to reflect any number / quantity, discount. These figues are NOT one off figures. | Distribution Board, Bus Bar, Generator, Cable, Transformer, Rectifier. | - | Typical switchgear | Not necessarily vacuum type | 20033 |  | Each | - | 3 - INDUSTRIAL | David Grace | Colin Brook | 32728.659 | Option 3 | 42863.0383 | 30.96% | 35633 | 30139.9879 | -7.909% | -29.68% | 30139.9879 | -7.909% | ERC Over-ridden | A Lloyd | VOA_GPN_GOV_UK\5576733 | 2021-03-04 | Medium | Blue | High | This item relevant to all valuation panels, Colin Brook is lead for p&m. | Based on CG2021 rebased. | Wrong descritive, now corrected | NA | SPONS E | 1.56 | (BEAMS Note 1) The ERC for this item should be added to the total of the ERC of the other P&M items on the site and the Buildings ERC (where applicable) to enable the correct contract size adjustment to be made. ERC of P&M Items + ERC of Building Component’s = Total ERC (net figure rateable items only) to which contract size adjustment should be applied The 2021 Generic Contractors Test Spreadsheet has this facility built into the programme - it is recommended you undertake all contractors test valuations using this spreadsheet. (Details on the application of contract size adjustments can be found in the RCG 2021 Guidance notes). Where RV is calculated using the comparative method (rental method) the contract size adjustment should be made as follows: Select - SCAT code box "P and M as an addition” within the 2021 Generic Contractors Test Spreadsheet facility. Or Where the spreadsheet is not used take the: Reciprocal of statutory de-capitalisation rate (i.e. 5% reciprocal = 20) multiply by rateable value of the buildings (before any overall end allowances are made and after making a notional deduction for the land value) and add to the ERC of P&M. Use resultant figure to calculate contract size adjustment. (Guidance Notes - Section 6) | Typical switchgear | Not necessarily vacuum type | 1 | TRUE
1388 | 206B56 | 8516 | 206B56 | Electrics | Switches | Vacuum Circuit Breaker Voltage 11kv | Breaking Capacity 350mva | Amps 630 | A circuit breaker is an automatically operated switch that is used to isolate a circuit or large item of machinery from the incoming power. It is designed to operate when a fault condition arises e.g. short circuit or overload, in the same way as a fuse. However it can be reset when the fault condition has been removed. When breaking a high power circuit an arc (or spark) occurs, this can damage the circuit breaker and if the arc is continuous the circuit will not be fully isolated. To prevent this the arc is suppressed by having the contacts surrounded by SF6 gas, under ooil, in a vacuum or by using an air blast. All types are currently in use but the gas or vacuum type are generally installed in new systems. | Considered Not Applicable at time of Publication | (BEAMS Note 1) The ERC for this item should be added to the total of the ERC of the other P&M items on the site and the Buildings ERC (where applicable) to enable the correct contract size adjustment to be made. ERC of P&M Items + ERC of Building Component’s = Total ERC (net figure rateable items only) to which contract size adjustment should be applied The 2023 Generic Contractors Test Spreadsheet has this facility built into the programme - it is recommended you undertake all contractors test valuations using this spreadsheet. (Details on the application of contract size adjustments can be found in the RCG 2023 Guidance notes). Where RV is calculated using the comparative method (rental method) the contract size adjustment should be made as follows: Select - SCAT code box ""P and M as an addition” within the 2023 Generic Contractors Test Spreadsheet facility. Or Where the spreadsheet is not used take the: Reciprocal of statutory de-capitalisation rate (i.e. 5% reciprocal = 20) multiply by rateable value of the buildings (before any overall end allowances are made and after making a notional deduction for the land value) and add to the ERC of P&M. Use resultant figure to calculate contract size adjustment. (Guidance Notes - Section 6) | - | Voltage of circuit i.e. 11kV, Breaking capacity i.e. mVa, Current (amps) e.g. 2,000 amp. Age. Indoors or outdors. | A schematic MUST be studied. See Class 1 © (i) Class 1 Table 1 (d) and (f) note:- may be attached under first distribution board but still rateable. If different location but first switch after distribution board - not rateable. | After first distribution board - see note in rateable element. | It is assumed that the item forms part of an 'average size industrial, commercial or office complex'. Where it would be norml to find more than one item in such hereditament the ERC stated has been adjusted to reflect any number / quantity, discount. These figues are NOT one off figures. | Distribution Board, Bus Bar, Generator, Cable, Transformer, Rectifier. | - | Typical switchgear | Not necessarily vacuum type | 20033 |  | Each | - | 3 - INDUSTRIAL | David Grace | Colin Brook | 36500.5897 | Option 3 | 47802.9416 | 30.96% | 39728 | 33603.7224 | -7.936% | -29.7% | 33603.7224 | -7.936% | ERC Over-ridden | A Lloyd | VOA_GPN_GOV_UK\5576733 | 2020-09-29 | Medium | Blue | High | This item relevant to all valuation panels, Colin Brook is lead for p&m. | Based on CG2021 rebased. | - | NA | SPONS E | 1.56 | (BEAMS Note 1) The ERC for this item should be added to the total of the ERC of the other P&M items on the site and the Buildings ERC (where applicable) to enable the correct contract size adjustment to be made. ERC of P&M Items + ERC of Building Component’s = Total ERC (net figure rateable items only) to which contract size adjustment should be applied The 2021 Generic Contractors Test Spreadsheet has this facility built into the programme - it is recommended you undertake all contractors test valuations using this spreadsheet. (Details on the application of contract size adjustments can be found in the RCG 2021 Guidance notes). Where RV is calculated using the comparative method (rental method) the contract size adjustment should be made as follows: Select - SCAT code box "P and M as an addition” within the 2021 Generic Contractors Test Spreadsheet facility. Or Where the spreadsheet is not used take the: Reciprocal of statutory de-capitalisation rate (i.e. 5% reciprocal = 20) multiply by rateable value of the buildings (before any overall end allowances are made and after making a notional deduction for the land value) and add to the ERC of P&M. Use resultant figure to calculate contract size adjustment. (Guidance Notes - Section 6) | Typical switchgear | Not necessarily vacuum type | 1 | TRUE
1389 | 206B57 | 8517 | 206B57 | Electrics | Switches | Vacuum Circuit Breaker Voltage 11kv | Breaking Capacity 350mva | Amps 1,250 | A circuit breaker is an automatically operated switch that is used to isolate a circuit or large item of machinery from the incoming power. It is designed to operate when a fault condition arises e.g. short circuit or overload, in the same way as a fuse. However it can be reset when the fault condition has been removed. When breaking a high power circuit an arc (or spark) occurs, this can damage the circuit breaker and if the arc is continuous the circuit will not be fully isolated. To prevent this the arc is suppressed by having the contacts surrounded by SF6 gas, under ooil, in a vacuum or by using an air blast. All types are currently in use but the gas or vacuum type are generally installed in new systems. | Considered Not Applicable at time of Publication | (BEAMS Note 1) The ERC for this item should be added to the total of the ERC of the other P&M items on the site and the Buildings ERC (where applicable) to enable the correct contract size adjustment to be made. ERC of P&M Items + ERC of Building Component’s = Total ERC (net figure rateable items only) to which contract size adjustment should be applied The 2023 Generic Contractors Test Spreadsheet has this facility built into the programme - it is recommended you undertake all contractors test valuations using this spreadsheet. (Details on the application of contract size adjustments can be found in the RCG 2023 Guidance notes). Where RV is calculated using the comparative method (rental method) the contract size adjustment should be made as follows: Select - SCAT code box ""P and M as an addition” within the 2023 Generic Contractors Test Spreadsheet facility. Or Where the spreadsheet is not used take the: Reciprocal of statutory de-capitalisation rate (i.e. 5% reciprocal = 20) multiply by rateable value of the buildings (before any overall end allowances are made and after making a notional deduction for the land value) and add to the ERC of P&M. Use resultant figure to calculate contract size adjustment. (Guidance Notes - Section 6) | - | Voltage of circuit i.e. 11kV, Breaking capacity i.e. mVa, Current (amps) e.g. 2,000 amp. Age. Indoors or outdors. | A schematic MUST be studied. See Class 1 © (i) Class 1 Table 1 (d) and (f) note:- may be attached under first distribution board but still rateable. If different location but first switch after distribution board - not rateable. | After first distribution board - see note in rateable element. | It is assumed that the item forms part of an 'average size industrial, commercial or office complex'. Where it would be norml to find more than one item in such hereditament the ERC stated has been adjusted to reflect any number / quantity, discount. These figues are NOT one off figures. | Distribution Board, Bus Bar, Generator, Cable, Transformer, Rectifier. | - | Typical switchgear | Not necessarily vacuum type | 20033 |  | Each | - | 3 - INDUSTRIAL | David Grace | Colin Brook | 35160.0004 | Option 3 | 46047.2409 | 30.96% | 38276 | 32375.5557 | -7.919% | -29.69% | 32375.5557 | -7.919% | ERC Over-ridden | A Lloyd | VOA_GPN_GOV_UK\5576733 | 2020-09-29 | Medium | Blue | High | This item relevant to all valuation panels, Colin Brook is lead for p&m. | Based on CG2021 rebased. | - | NA | SPONS E | 1.56 | (BEAMS Note 1) The ERC for this item should be added to the total of the ERC of the other P&M items on the site and the Buildings ERC (where applicable) to enable the correct contract size adjustment to be made. ERC of P&M Items + ERC of Building Component’s = Total ERC (net figure rateable items only) to which contract size adjustment should be applied The 2021 Generic Contractors Test Spreadsheet has this facility built into the programme - it is recommended you undertake all contractors test valuations using this spreadsheet. (Details on the application of contract size adjustments can be found in the RCG 2021 Guidance notes). Where RV is calculated using the comparative method (rental method) the contract size adjustment should be made as follows: Select - SCAT code box "P and M as an addition” within the 2021 Generic Contractors Test Spreadsheet facility. Or Where the spreadsheet is not used take the: Reciprocal of statutory de-capitalisation rate (i.e. 5% reciprocal = 20) multiply by rateable value of the buildings (before any overall end allowances are made and after making a notional deduction for the land value) and add to the ERC of P&M. Use resultant figure to calculate contract size adjustment. (Guidance Notes - Section 6) | Typical switchgear | Not necessarily vacuum type | 1 | TRUE
1390 | 206B58 | 8518 | 206B58 | Electrics | Switches | Vacuum Circuit Breaker Voltage 11kv | Breaking Capacity 350mva | Amps 2,000 | A circuit breaker is an automatically operated switch that is used to isolate a circuit or large item of machinery from the incoming power. It is designed to operate when a fault condition arises e.g. short circuit or overload, in the same way as a fuse. However it can be reset when the fault condition has been removed. When breaking a high power circuit an arc (or spark) occurs, this can damage the circuit breaker and if the arc is continuous the circuit will not be fully isolated. To prevent this the arc is suppressed by having the contacts surrounded by SF6 gas, under ooil, in a vacuum or by using an air blast. All types are currently in use but the gas or vacuum type are generally installed in new systems. | Considered Not Applicable at time of Publication | (BEAMS Note 1) The ERC for this item should be added to the total of the ERC of the other P&M items on the site and the Buildings ERC (where applicable) to enable the correct contract size adjustment to be made. ERC of P&M Items + ERC of Building Component’s = Total ERC (net figure rateable items only) to which contract size adjustment should be applied The 2023 Generic Contractors Test Spreadsheet has this facility built into the programme - it is recommended you undertake all contractors test valuations using this spreadsheet. (Details on the application of contract size adjustments can be found in the RCG 2023 Guidance notes). Where RV is calculated using the comparative method (rental method) the contract size adjustment should be made as follows: Select - SCAT code box ""P and M as an addition” within the 2023 Generic Contractors Test Spreadsheet facility. Or Where the spreadsheet is not used take the: Reciprocal of statutory de-capitalisation rate (i.e. 5% reciprocal = 20) multiply by rateable value of the buildings (before any overall end allowances are made and after making a notional deduction for the land value) and add to the ERC of P&M. Use resultant figure to calculate contract size adjustment. (Guidance Notes - Section 6) | - | Voltage of circuit i.e. 11kV, Breaking capacity i.e. mVa, Current (amps) e.g. 2,000 amp. Age. Indoors or outdors. | A schematic MUST be studied. See Class 1 © (i) Class 1 Table 1 (d) and (f) note:- may be attached under first distribution board but still rateable. If different location but first switch after distribution board - not rateable. | After first distribution board - see note in rateable element. | It is assumed that the item forms part of an 'average size industrial, commercial or office complex'. Where it would be norml to find more than one item in such hereditament the ERC stated has been adjusted to reflect any number / quantity, discount. These figues are NOT one off figures. | Distribution Board, Bus Bar, Generator, Cable, Transformer, Rectifier. | - | Typical switchgear | Not necessarily vacuum type | 20033 |  | Each | - | 3 - INDUSTRIAL | David Grace | Colin Brook | 38755.2171 | Option 3 | 50755.7109 | 30.96% | 42184 | 35681.1172 | -7.932% | -29.7% | 35681.1172 | -7.932% | ERC Over-ridden | A Lloyd | VOA_GPN_GOV_UK\5576733 | 2020-09-29 | Medium | Blue | High | This item relevant to all valuation panels, Colin Brook is lead for p&m. | Based on CG2021 rebased. | - | NA | SPONS E | 1.56 | (BEAMS Note 1) The ERC for this item should be added to the total of the ERC of the other P&M items on the site and the Buildings ERC (where applicable) to enable the correct contract size adjustment to be made. ERC of P&M Items + ERC of Building Component’s = Total ERC (net figure rateable items only) to which contract size adjustment should be applied The 2021 Generic Contractors Test Spreadsheet has this facility built into the programme - it is recommended you undertake all contractors test valuations using this spreadsheet. (Details on the application of contract size adjustments can be found in the RCG 2021 Guidance notes). Where RV is calculated using the comparative method (rental method) the contract size adjustment should be made as follows: Select - SCAT code box "P and M as an addition” within the 2021 Generic Contractors Test Spreadsheet facility. Or Where the spreadsheet is not used take the: Reciprocal of statutory de-capitalisation rate (i.e. 5% reciprocal = 20) multiply by rateable value of the buildings (before any overall end allowances are made and after making a notional deduction for the land value) and add to the ERC of P&M. Use resultant figure to calculate contract size adjustment. (Guidance Notes - Section 6) | Typical switchgear | Not necessarily vacuum type | 1 | TRUE
1391 | 206B59 | 8519 | 206B59 | Electrics | Switches | Vacuum Circuit Breaker Voltage 11kv | Breaking Capacity 500mva | Amps 630 | A circuit breaker is an automatically operated switch that is used to isolate a circuit or large item of machinery from the incoming power. It is designed to operate when a fault condition arises e.g. short circuit or overload, in the same way as a fuse. However it can be reset when the fault condition has been removed. When breaking a high power circuit an arc (or spark) occurs, this can damage the circuit breaker and if the arc is continuous the circuit will not be fully isolated. To prevent this the arc is suppressed by having the contacts surrounded by SF6 gas, under ooil, in a vacuum or by using an air blast. All types are currently in use but the gas or vacuum type are generally installed in new systems. | Considered Not Applicable at time of Publication | (BEAMS Note 1) The ERC for this item should be added to the total of the ERC of the other P&M items on the site and the Buildings ERC (where applicable) to enable the correct contract size adjustment to be made. ERC of P&M Items + ERC of Building Component’s = Total ERC (net figure rateable items only) to which contract size adjustment should be applied The 2023 Generic Contractors Test Spreadsheet has this facility built into the programme - it is recommended you undertake all contractors test valuations using this spreadsheet. (Details on the application of contract size adjustments can be found in the RCG 2023 Guidance notes). Where RV is calculated using the comparative method (rental method) the contract size adjustment should be made as follows: Select - SCAT code box ""P and M as an addition” within the 2023 Generic Contractors Test Spreadsheet facility. Or Where the spreadsheet is not used take the: Reciprocal of statutory de-capitalisation rate (i.e. 5% reciprocal = 20) multiply by rateable value of the buildings (before any overall end allowances are made and after making a notional deduction for the land value) and add to the ERC of P&M. Use resultant figure to calculate contract size adjustment. (Guidance Notes - Section 6) | - | Voltage of circuit i.e. 11kV, Breaking capacity i.e. mVa, Current (amps) e.g. 2,000 amp. Age. Indoors or outdors. | A schematic MUST be studied. See Class 1 © (i) Class 1 Table 1 (d) and (f) note:- may be attached under first distribution board but still rateable. If different location but first switch after distribution board - not rateable. | After first distribution board - see note in rateable element. | It is assumed that the item forms part of an 'average size industrial, commercial or office complex'. Where it would be norml to find more than one item in such hereditament the ERC stated has been adjusted to reflect any number / quantity, discount. These figues are NOT one off figures. | Distribution Board, Bus Bar, Generator, Cable, Transformer, Rectifier. | - | Typical switchgear | Not necessarily vacuum type | 20033 |  | Each | - | 3 - INDUSTRIAL | David Grace | Colin Brook | 20846.1632 | Option 3 | 27301.1458 | 30.96% | 22697 | 19198.1395 | -7.906% | -29.68% | 19198.1395 | -7.906% | ERC Over-ridden | A Lloyd | VOA_GPN_GOV_UK\5576733 | 2020-09-29 | Medium | Blue | High | This item relevant to all valuation panels, Colin Brook is lead for p&m. | Based on CG2021 rebased. | - | NA | SPONS E | 1.56 | (BEAMS Note 1) The ERC for this item should be added to the total of the ERC of the other P&M items on the site and the Buildings ERC (where applicable) to enable the correct contract size adjustment to be made. ERC of P&M Items + ERC of Building Component’s = Total ERC (net figure rateable items only) to which contract size adjustment should be applied The 2021 Generic Contractors Test Spreadsheet has this facility built into the programme - it is recommended you undertake all contractors test valuations using this spreadsheet. (Details on the application of contract size adjustments can be found in the RCG 2021 Guidance notes). Where RV is calculated using the comparative method (rental method) the contract size adjustment should be made as follows: Select - SCAT code box "P and M as an addition” within the 2021 Generic Contractors Test Spreadsheet facility. Or Where the spreadsheet is not used take the: Reciprocal of statutory de-capitalisation rate (i.e. 5% reciprocal = 20) multiply by rateable value of the buildings (before any overall end allowances are made and after making a notional deduction for the land value) and add to the ERC of P&M. Use resultant figure to calculate contract size adjustment. (Guidance Notes - Section 6) | Typical switchgear | Not necessarily vacuum type | 1 | TRUE
1392 | 206B60 | 8520 | 206B60 | Electrics | Switches | Vacuum Circuit Breaker Voltage 11kv | Breaking Capacity 500mva | Amps 1,250 | A circuit breaker is an automatically operated switch that is used to isolate a circuit or large item of machinery from the incoming power. It is designed to operate when a fault condition arises e.g. short circuit or overload, in the same way as a fuse. However it can be reset when the fault condition has been removed. When breaking a high power circuit an arc (or spark) occurs, this can damage the circuit breaker and if the arc is continuous the circuit will not be fully isolated. To prevent this the arc is suppressed by having the contacts surrounded by SF6 gas, under ooil, in a vacuum or by using an air blast. All types are currently in use but the gas or vacuum type are generally installed in new systems. | Considered Not Applicable at time of Publication | (BEAMS Note 1) The ERC for this item should be added to the total of the ERC of the other P&M items on the site and the Buildings ERC (where applicable) to enable the correct contract size adjustment to be made. ERC of P&M Items + ERC of Building Component’s = Total ERC (net figure rateable items only) to which contract size adjustment should be applied The 2023 Generic Contractors Test Spreadsheet has this facility built into the programme - it is recommended you undertake all contractors test valuations using this spreadsheet. (Details on the application of contract size adjustments can be found in the RCG 2023 Guidance notes). Where RV is calculated using the comparative method (rental method) the contract size adjustment should be made as follows: Select - SCAT code box ""P and M as an addition” within the 2023 Generic Contractors Test Spreadsheet facility. Or Where the spreadsheet is not used take the: Reciprocal of statutory de-capitalisation rate (i.e. 5% reciprocal = 20) multiply by rateable value of the buildings (before any overall end allowances are made and after making a notional deduction for the land value) and add to the ERC of P&M. Use resultant figure to calculate contract size adjustment. (Guidance Notes - Section 6) | - | Voltage of circuit i.e. 11kV, Breaking capacity i.e. mVa, Current (amps) e.g. 2,000 amp. Age. Indoors or outdors. | A schematic MUST be studied. See Class 1 © (i) Class 1 Table 1 (d) and (f) note:- may be attached under first distribution board but still rateable. If different location but first switch after distribution board - not rateable. | After first distribution board - see note in rateable element. | It is assumed that the item forms part of an 'average size industrial, commercial or office complex'. Where it would be norml to find more than one item in such hereditament the ERC stated has been adjusted to reflect any number / quantity, discount. These figues are NOT one off figures. | Distribution Board, Bus Bar, Generator, Cable, Transformer, Rectifier. | - | Typical switchgear | Not necessarily vacuum type | 20033 |  | Each | - | 3 - INDUSTRIAL | David Grace | Colin Brook | 40644.2293 | Option 3 | 53229.6528 | 30.96% | 44249 | 37427.7867 | -7.914% | -29.69% | 37427.7867 | -7.914% | ERC Over-ridden | A Lloyd | VOA_GPN_GOV_UK\5576733 | 2020-09-29 | Medium | Blue | High | This item relevant to all valuation panels, Colin Brook is lead for p&m. | Based on CG2021 rebased. | - | NA | SPONS E | 1.56 | (BEAMS Note 1) The ERC for this item should be added to the total of the ERC of the other P&M items on the site and the Buildings ERC (where applicable) to enable the correct contract size adjustment to be made. ERC of P&M Items + ERC of Building Component’s = Total ERC (net figure rateable items only) to which contract size adjustment should be applied The 2021 Generic Contractors Test Spreadsheet has this facility built into the programme - it is recommended you undertake all contractors test valuations using this spreadsheet. (Details on the application of contract size adjustments can be found in the RCG 2021 Guidance notes). Where RV is calculated using the comparative method (rental method) the contract size adjustment should be made as follows: Select - SCAT code box "P and M as an addition” within the 2021 Generic Contractors Test Spreadsheet facility. Or Where the spreadsheet is not used take the: Reciprocal of statutory de-capitalisation rate (i.e. 5% reciprocal = 20) multiply by rateable value of the buildings (before any overall end allowances are made and after making a notional deduction for the land value) and add to the ERC of P&M. Use resultant figure to calculate contract size adjustment. (Guidance Notes - Section 6) | Typical switchgear | Not necessarily vacuum type | 1 | TRUE
1393 | 206B61 | 8521 | 206B61 | Electrics | Switches | Vacuum Circuit Breaker Voltage 11kv | Breaking Capacity 500mva | Amps 2,000 | A circuit breaker is an automatically operated switch that is used to isolate a circuit or large item of machinery from the incoming power. It is designed to operate when a fault condition arises e.g. short circuit or overload, in the same way as a fuse. However it can be reset when the fault condition has been removed. When breaking a high power circuit an arc (or spark) occurs, this can damage the circuit breaker and if the arc is continuous the circuit will not be fully isolated. To prevent this the arc is suppressed by having the contacts surrounded by SF6 gas, under ooil, in a vacuum or by using an air blast. All types are currently in use but the gas or vacuum type are generally installed in new systems. | Considered Not Applicable at time of Publication | (BEAMS Note 1) The ERC for this item should be added to the total of the ERC of the other P&M items on the site and the Buildings ERC (where applicable) to enable the correct contract size adjustment to be made. ERC of P&M Items + ERC of Building Component’s = Total ERC (net figure rateable items only) to which contract size adjustment should be applied The 2023 Generic Contractors Test Spreadsheet has this facility built into the programme - it is recommended you undertake all contractors test valuations using this spreadsheet. (Details on the application of contract size adjustments can be found in the RCG 2023 Guidance notes). Where RV is calculated using the comparative method (rental method) the contract size adjustment should be made as follows: Select - SCAT code box ""P and M as an addition” within the 2023 Generic Contractors Test Spreadsheet facility. Or Where the spreadsheet is not used take the: Reciprocal of statutory de-capitalisation rate (i.e. 5% reciprocal = 20) multiply by rateable value of the buildings (before any overall end allowances are made and after making a notional deduction for the land value) and add to the ERC of P&M. Use resultant figure to calculate contract size adjustment. (Guidance Notes - Section 6) | - | Voltage of circuit i.e. 11kV, Breaking capacity i.e. mVa, Current (amps) e.g. 2,000 amp. Age. Indoors or outdors. | A schematic MUST be studied. See Class 1 © (i) Class 1 Table 1 (d) and (f) note:- may be attached under first distribution board but still rateable. If different location but first switch after distribution board - not rateable. | After first distribution board - see note in rateable element. | It is assumed that the item forms part of an 'average size industrial, commercial or office complex'. Where it would be norml to find more than one item in such hereditament the ERC stated has been adjusted to reflect any number / quantity, discount. These figues are NOT one off figures. | Distribution Board, Bus Bar, Generator, Cable, Transformer, Rectifier. | - | Typical switchgear | Not necessarily vacuum type | 20033 |  | Each | - | 3 - INDUSTRIAL | David Grace | Colin Brook | 47529.9833 | Option 3 | 62247.57 | 30.96% | 51744 | 43767.3935 | -7.916% | -29.69% | 43767.3935 | -7.916% | ERC Over-ridden | A Lloyd | VOA_GPN_GOV_UK\5576733 | 2020-09-29 | Medium | Blue | High | This item relevant to all valuation panels, Colin Brook is lead for p&m. | Based on CG2021 rebased. | - | NA | SPONS E | 1.56 | (BEAMS Note 1) The ERC for this item should be added to the total of the ERC of the other P&M items on the site and the Buildings ERC (where applicable) to enable the correct contract size adjustment to be made. ERC of P&M Items + ERC of Building Component’s = Total ERC (net figure rateable items only) to which contract size adjustment should be applied The 2021 Generic Contractors Test Spreadsheet has this facility built into the programme - it is recommended you undertake all contractors test valuations using this spreadsheet. (Details on the application of contract size adjustments can be found in the RCG 2021 Guidance notes). Where RV is calculated using the comparative method (rental method) the contract size adjustment should be made as follows: Select - SCAT code box "P and M as an addition” within the 2021 Generic Contractors Test Spreadsheet facility. Or Where the spreadsheet is not used take the: Reciprocal of statutory de-capitalisation rate (i.e. 5% reciprocal = 20) multiply by rateable value of the buildings (before any overall end allowances are made and after making a notional deduction for the land value) and add to the ERC of P&M. Use resultant figure to calculate contract size adjustment. (Guidance Notes - Section 6) | Typical switchgear | Not necessarily vacuum type | 1 | TRUE
1394 | 206V31 | 8275 | 206V31 | Electrics | Switches | Vacuum Circuit Breaker Voltage 11kv | Breaking Capacity 250mva | Amps 400 | A circuit breaker is an automatically operated switch that is used to isolate a circuit or large item of machinery from the incoming power. It is designed to operate when a fault condition arises e.g. short circuit or overload, in the same way as a fuse. However it can be reset when the fault condition has been removed. When breaking a high power circuit an arc (or spark) occurs, this can damage the circuit breaker and if the arc is continuous the circuit will not be fully isolated. To prevent this the arc is suppressed by having the contacts surrounded by SF6 gas, under oil, in a vacuum or by using an air blast. All types are currently in use but the gas or vacuum type are generally installed in new systems. | Considered Not Applicable at time of Publication | (BEAMS Note 1) The ERC for this item should be added to the total of the ERC of the other P&M items on the site and the Buildings ERC (where applicable) to enable the correct contract size adjustment to be made. ERC of P&M Items + ERC of Building Component’s = Total ERC (net figure rateable items only) to which contract size adjustment should be applied The 2023 Generic Contractors Test Spreadsheet has this facility built into the programme - it is recommended you undertake all contractors test valuations using this spreadsheet. (Details on the application of contract size adjustments can be found in the RCG 2023 Guidance notes). Where RV is calculated using the comparative method (rental method) the contract size adjustment should be made as follows: Select - SCAT code box ""P and M as an addition” within the 2023 Generic Contractors Test Spreadsheet facility. Or Where the spreadsheet is not used take the: Reciprocal of statutory de-capitalisation rate (i.e. 5% reciprocal = 20) multiply by rateable value of the buildings (before any overall end allowances are made and after making a notional deduction for the land value) and add to the ERC of P&M. Use resultant figure to calculate contract size adjustment. (Guidance Notes - Section 6) | - | Voltage of circuit i.e. 11kV, Breaking capacity i.e. mVa, Current (amps) e.g. 2,000 amp. Age. Indoors or outdors. | A schematic MUST be studied. See Class 1 © (i) Class 1 Table 1 (d) and (f) note:- may be attached under first distribution board but still rateable. If different location but first switch after distribution board - not rateable. | After first distribution board - see note in rateable element. | It is assumed that the item forms part of an 'average size industrial, commercial or office complex'. Where it would be norml to find more than one item in such hereditament the ERC stated has been adjusted to reflect any number / quantity, discount. These figues are NOT one off figures. | Distribution Board, Bus Bar, Generator, Cable, Transformer, Rectifier. | - | - | - | 20033 |  | Each | - | 3 - INDUSTRIAL | David Grace | Colin Brook | 20693.8235 | Option 3 | 27101.6343 | 30.96% | 22531 | 19057.7293 | -7.906% | -29.68% | 19057.7293 | -7.906% | ERC Over-ridden | A Lloyd | VOA_GPN_GOV_UK\5576733 | 2020-09-30 | Medium | Blue | High | This item relevant to all valuation panels, Colin Brook is lead for p&m. | Based on CG2021 rebased. | - | NA | SPONS E | 1.56 | (BEAMS Note 1) The ERC for this item should be added to the total of the ERC of the other P&M items on the site and the Buildings ERC (where applicable) to enable the correct contract size adjustment to be made. ERC of P&M Items + ERC of Building Component’s = Total ERC (net figure rateable items only) to which contract size adjustment should be applied The 2021 Generic Contractors Test Spreadsheet has this facility built into the programme - it is recommended you undertake all contractors test valuations using this spreadsheet. (Details on the application of contract size adjustments can be found in the RCG 2021 Guidance notes). Where RV is calculated using the comparative method (rental method) the contract size adjustment should be made as follows: Select - SCAT code box "P and M as an addition” within the 2021 Generic Contractors Test Spreadsheet facility. Or Where the spreadsheet is not used take the: Reciprocal of statutory de-capitalisation rate (i.e. 5% reciprocal = 20) multiply by rateable value of the buildings (before any overall end allowances are made and after making a notional deduction for the land value) and add to the ERC of P&M. Use resultant figure to calculate contract size adjustment. (Guidance Notes - Section 6) | - | - | 1 | TRUE
1395 | 206V32 | 8276 | 206V32 | Electrics | Switches | Vacuum Circuit Breaker Voltage 11kv | Breaking Capacity 250mva | Amps 630 | A circuit breaker is an automatically operated switch that is used to isolate a circuit or large item of machinery from the incoming power. It is designed to operate when a fault condition arises e.g. short circuit or overload, in the same way as a fuse. However it can be reset when the fault condition has been removed. When breaking a high power circuit an arc (or spark) occurs, this can damage the circuit breaker and if the arc is continuous the circuit will not be fully isolated. To prevent this the arc is suppressed by having the contacts surrounded by SF6 gas, under oil, in a vacuum or by using an air blast. All types are currently in use but the gas or vacuum type are generally installed in new systems. | Considered Not Applicable at time of Publication | (BEAMS Note 1) The ERC for this item should be added to the total of the ERC of the other P&M items on the site and the Buildings ERC (where applicable) to enable the correct contract size adjustment to be made. ERC of P&M Items + ERC of Building Component’s = Total ERC (net figure rateable items only) to which contract size adjustment should be applied The 2023 Generic Contractors Test Spreadsheet has this facility built into the programme - it is recommended you undertake all contractors test valuations using this spreadsheet. (Details on the application of contract size adjustments can be found in the RCG 2023 Guidance notes). Where RV is calculated using the comparative method (rental method) the contract size adjustment should be made as follows: Select - SCAT code box ""P and M as an addition” within the 2023 Generic Contractors Test Spreadsheet facility. Or Where the spreadsheet is not used take the: Reciprocal of statutory de-capitalisation rate (i.e. 5% reciprocal = 20) multiply by rateable value of the buildings (before any overall end allowances are made and after making a notional deduction for the land value) and add to the ERC of P&M. Use resultant figure to calculate contract size adjustment. (Guidance Notes - Section 6) | - | Voltage of circuit i.e. 11kV, Breaking capacity i.e. mVa, Current (amps) e.g. 2,000 amp. Age. Indoors or outdors. | A schematic MUST be studied. See Class 1 © (i) Class 1 Table 1 (d) and (f) note:- may be attached under first distribution board but still rateable. If different location but first switch after distribution board - not rateable. | After first distribution board - see note in rateable element. | It is assumed that the item forms part of an 'average size industrial, commercial or office complex'. Where it would be norml to find more than one item in such hereditament the ERC stated has been adjusted to reflect any number / quantity, discount. These figues are NOT one off figures. | Distribution Board, Bus Bar, Generator, Cable, Transformer, Rectifier. | - | - | - | 20033 |  | Each | - | 3 - INDUSTRIAL | David Grace | Colin Brook | 27640.5133 | Option 3 | 36199.3561 | 30.96% | 30085 | 25447.2409 | -7.935% | -29.7% | 25447.2409 | -7.935% | ERC Over-ridden | A Lloyd | VOA_GPN_GOV_UK\5576733 | 2020-09-30 | Medium | Blue | High | This item relevant to all valuation panels, Colin Brook is lead for p&m. | Based on CG2021 rebased. | - | NA | SPONS E | 1.56 | (BEAMS Note 1) The ERC for this item should be added to the total of the ERC of the other P&M items on the site and the Buildings ERC (where applicable) to enable the correct contract size adjustment to be made. ERC of P&M Items + ERC of Building Component’s = Total ERC (net figure rateable items only) to which contract size adjustment should be applied The 2021 Generic Contractors Test Spreadsheet has this facility built into the programme - it is recommended you undertake all contractors test valuations using this spreadsheet. (Details on the application of contract size adjustments can be found in the RCG 2021 Guidance notes). Where RV is calculated using the comparative method (rental method) the contract size adjustment should be made as follows: Select - SCAT code box "P and M as an addition” within the 2021 Generic Contractors Test Spreadsheet facility. Or Where the spreadsheet is not used take the: Reciprocal of statutory de-capitalisation rate (i.e. 5% reciprocal = 20) multiply by rateable value of the buildings (before any overall end allowances are made and after making a notional deduction for the land value) and add to the ERC of P&M. Use resultant figure to calculate contract size adjustment. (Guidance Notes - Section 6) | - | - | 1 | TRUE
1396 | 206V33 | 8277 | 206V33 | Electrics | Switches | Vacuum Circuit Breaker Voltage 11kv | Breaking Capacity 250mva | Amps 800 | A circuit breaker is an automatically operated switch that is used to isolate a circuit or large item of machinery from the incoming power. It is designed to operate when a fault condition arises e.g. short circuit or overload, in the same way as a fuse. However it can be reset when the fault condition has been removed. When breaking a high power circuit an arc (or spark) occurs, this can damage the circuit breaker and if the arc is continuous the circuit will not be fully isolated. To prevent this the arc is suppressed by having the contacts surrounded by SF6 gas, under oil, in a vacuum or by using an air blast. All types are currently in use but the gas or vacuum type are generally installed in new systems. | Considered Not Applicable at time of Publication | (BEAMS Note 1) The ERC for this item should be added to the total of the ERC of the other P&M items on the site and the Buildings ERC (where applicable) to enable the correct contract size adjustment to be made. ERC of P&M Items + ERC of Building Component’s = Total ERC (net figure rateable items only) to which contract size adjustment should be applied The 2023 Generic Contractors Test Spreadsheet has this facility built into the programme - it is recommended you undertake all contractors test valuations using this spreadsheet. (Details on the application of contract size adjustments can be found in the RCG 2023 Guidance notes). Where RV is calculated using the comparative method (rental method) the contract size adjustment should be made as follows: Select - SCAT code box ""P and M as an addition” within the 2023 Generic Contractors Test Spreadsheet facility. Or Where the spreadsheet is not used take the: Reciprocal of statutory de-capitalisation rate (i.e. 5% reciprocal = 20) multiply by rateable value of the buildings (before any overall end allowances are made and after making a notional deduction for the land value) and add to the ERC of P&M. Use resultant figure to calculate contract size adjustment. (Guidance Notes - Section 6) | - | Voltage of circuit i.e. 11kV, Breaking capacity i.e. mVa, Current (amps) e.g. 2,000 amp. Age. Indoors or outdors. | A schematic MUST be studied. See Class 1 © (i) Class 1 Table 1 (d) and (f) note:- may be attached under first distribution board but still rateable. If different location but first switch after distribution board - not rateable. | After first distribution board - see note in rateable element. | It is assumed that the item forms part of an 'average size industrial, commercial or office complex'. Where it would be norml to find more than one item in such hereditament the ERC stated has been adjusted to reflect any number / quantity, discount. These figues are NOT one off figures. | Distribution Board, Bus Bar, Generator, Cable, Transformer, Rectifier. | - | - | - | 20033 |  | Each | - | 3 - INDUSTRIAL | David Grace | Colin Brook | 28396.1182 | Option 3 | 37188.9329 | 30.96% | 30912 | 26146.7546 | -7.921% | -29.69% | 26146.7546 | -7.921% | ERC Over-ridden | A Lloyd | VOA_GPN_GOV_UK\5576733 | 2020-09-30 | Medium | Blue | High | This item relevant to all valuation panels, Colin Brook is lead for p&m. | Based on CG2021 rebased. | - | NA | SPONS E | 1.56 | (BEAMS Note 1) The ERC for this item should be added to the total of the ERC of the other P&M items on the site and the Buildings ERC (where applicable) to enable the correct contract size adjustment to be made. ERC of P&M Items + ERC of Building Component’s = Total ERC (net figure rateable items only) to which contract size adjustment should be applied The 2021 Generic Contractors Test Spreadsheet has this facility built into the programme - it is recommended you undertake all contractors test valuations using this spreadsheet. (Details on the application of contract size adjustments can be found in the RCG 2021 Guidance notes). Where RV is calculated using the comparative method (rental method) the contract size adjustment should be made as follows: Select - SCAT code box "P and M as an addition” within the 2021 Generic Contractors Test Spreadsheet facility. Or Where the spreadsheet is not used take the: Reciprocal of statutory de-capitalisation rate (i.e. 5% reciprocal = 20) multiply by rateable value of the buildings (before any overall end allowances are made and after making a notional deduction for the land value) and add to the ERC of P&M. Use resultant figure to calculate contract size adjustment. (Guidance Notes - Section 6) | - | - | 1 | TRUE
1397 | 206V34 | 8278 | 206V34 | Electrics | Switches | Vacuum Circuit Breaker Voltage 11kv | Breaking Capacity 250mva | Amps 1,250 | A circuit breaker is an automatically operated switch that is used to isolate a circuit or large item of machinery from the incoming power. It is designed to operate when a fault condition arises e.g. short circuit or overload, in the same way as a fuse. However it can be reset when the fault condition has been removed. When breaking a high power circuit an arc (or spark) occurs, this can damage the circuit breaker and if the arc is continuous the circuit will not be fully isolated. To prevent this the arc is suppressed by having the contacts surrounded by SF6 gas, under oil, in a vacuum or by using an air blast. All types are currently in use but the gas or vacuum type are generally installed in new systems. | Considered Not Applicable at time of Publication | (BEAMS Note 1) The ERC for this item should be added to the total of the ERC of the other P&M items on the site and the Buildings ERC (where applicable) to enable the correct contract size adjustment to be made. ERC of P&M Items + ERC of Building Component’s = Total ERC (net figure rateable items only) to which contract size adjustment should be applied The 2023 Generic Contractors Test Spreadsheet has this facility built into the programme - it is recommended you undertake all contractors test valuations using this spreadsheet. (Details on the application of contract size adjustments can be found in the RCG 2023 Guidance notes). Where RV is calculated using the comparative method (rental method) the contract size adjustment should be made as follows: Select - SCAT code box ""P and M as an addition” within the 2023 Generic Contractors Test Spreadsheet facility. Or Where the spreadsheet is not used take the: Reciprocal of statutory de-capitalisation rate (i.e. 5% reciprocal = 20) multiply by rateable value of the buildings (before any overall end allowances are made and after making a notional deduction for the land value) and add to the ERC of P&M. Use resultant figure to calculate contract size adjustment. (Guidance Notes - Section 6) | - | Voltage of circuit i.e. 11kV, Breaking capacity i.e. mVa, Current (amps) e.g. 2,000 amp. Age. Indoors or outdors. | A schematic MUST be studied. See Class 1 © (i) Class 1 Table 1 (d) and (f) note:- may be attached under first distribution board but still rateable. If different location but first switch after distribution board - not rateable. | After first distribution board - see note in rateable element. | It is assumed that the item forms part of an 'average size industrial, commercial or office complex'. Where it would be norml to find more than one item in such hereditament the ERC stated has been adjusted to reflect any number / quantity, discount. These figues are NOT one off figures. | Distribution Board, Bus Bar, Generator, Cable, Transformer, Rectifier. | - | - | - | 20033 |  | Each | - | 3 - INDUSTRIAL | David Grace | Colin Brook | 30711.6815 | Option 3 | 40221.5068 | 30.96% | 33426 | 28273.2084 | -7.94% | -29.71% | 28273.2084 | -7.94% | ERC Over-ridden | A Lloyd | VOA_GPN_GOV_UK\5576733 | 2020-09-30 | Medium | Blue | High | This item relevant to all valuation panels, Colin Brook is lead for p&m. | Based on CG2021 rebased. | - | NA | SPONS E | 1.56 | (BEAMS Note 1) The ERC for this item should be added to the total of the ERC of the other P&M items on the site and the Buildings ERC (where applicable) to enable the correct contract size adjustment to be made. ERC of P&M Items + ERC of Building Component’s = Total ERC (net figure rateable items only) to which contract size adjustment should be applied The 2021 Generic Contractors Test Spreadsheet has this facility built into the programme - it is recommended you undertake all contractors test valuations using this spreadsheet. (Details on the application of contract size adjustments can be found in the RCG 2021 Guidance notes). Where RV is calculated using the comparative method (rental method) the contract size adjustment should be made as follows: Select - SCAT code box "P and M as an addition” within the 2021 Generic Contractors Test Spreadsheet facility. Or Where the spreadsheet is not used take the: Reciprocal of statutory de-capitalisation rate (i.e. 5% reciprocal = 20) multiply by rateable value of the buildings (before any overall end allowances are made and after making a notional deduction for the land value) and add to the ERC of P&M. Use resultant figure to calculate contract size adjustment. (Guidance Notes - Section 6) | - | - | 1 | TRUE
1398 | 206V35 | 8279 | 206V35 | Electrics | Switches | Vacuum Circuit Breaker Voltage 11kv | Breaking Capacity 250mva | Amps 1,600 | A circuit breaker is an automatically operated switch that is used to isolate a circuit or large item of machinery from the incoming power. It is designed to operate when a fault condition arises e.g. short circuit or overload, in the same way as a fuse. However it can be reset when the fault condition has been removed. When breaking a high power circuit an arc (or spark) occurs, this can damage the circuit breaker and if the arc is continuous the circuit will not be fully isolated. To prevent this the arc is suppressed by having the contacts surrounded by SF6 gas, under oil, in a vacuum or by using an air blast. All types are currently in use but the gas or vacuum type are generally installed in new systems. | Considered Not Applicable at time of Publication | (BEAMS Note 1) The ERC for this item should be added to the total of the ERC of the other P&M items on the site and the Buildings ERC (where applicable) to enable the correct contract size adjustment to be made. ERC of P&M Items + ERC of Building Component’s = Total ERC (net figure rateable items only) to which contract size adjustment should be applied The 2023 Generic Contractors Test Spreadsheet has this facility built into the programme - it is recommended you undertake all contractors test valuations using this spreadsheet. (Details on the application of contract size adjustments can be found in the RCG 2023 Guidance notes). Where RV is calculated using the comparative method (rental method) the contract size adjustment should be made as follows: Select - SCAT code box ""P and M as an addition” within the 2023 Generic Contractors Test Spreadsheet facility. Or Where the spreadsheet is not used take the: Reciprocal of statutory de-capitalisation rate (i.e. 5% reciprocal = 20) multiply by rateable value of the buildings (before any overall end allowances are made and after making a notional deduction for the land value) and add to the ERC of P&M. Use resultant figure to calculate contract size adjustment. (Guidance Notes - Section 6) | - | Voltage of circuit i.e. 11kV, Breaking capacity i.e. mVa, Current (amps) e.g. 2,000 amp. Age. Indoors or outdors. | A schematic MUST be studied. See Class 1 © (i) Class 1 Table 1 (d) and (f) note:- may be attached under first distribution board but still rateable. If different location but first switch after distribution board - not rateable. | After first distribution board - see note in rateable element. | It is assumed that the item forms part of an 'average size industrial, commercial or office complex'. Where it would be norml to find more than one item in such hereditament the ERC stated has been adjusted to reflect any number / quantity, discount. These figues are NOT one off figures. | Distribution Board, Bus Bar, Generator, Cable, Transformer, Rectifier. | - | - | - | 20033 |  | Each | - | 3 - INDUSTRIAL | David Grace | Colin Brook | 33270.9883 | Option 3 | 43573.299 | 30.96% | 36223 | 30639.0363 | -7.911% | -29.68% | 30639.0363 | -7.911% | ERC Over-ridden | A Lloyd | VOA_GPN_GOV_UK\5576733 | 2020-09-30 | Medium | Blue | High | This item relevant to all valuation panels, Colin Brook is lead for p&m. | Based on CG2021 rebased. | - | NA | SPONS E | 1.56 | (BEAMS Note 1) The ERC for this item should be added to the total of the ERC of the other P&M items on the site and the Buildings ERC (where applicable) to enable the correct contract size adjustment to be made. ERC of P&M Items + ERC of Building Component’s = Total ERC (net figure rateable items only) to which contract size adjustment should be applied The 2021 Generic Contractors Test Spreadsheet has this facility built into the programme - it is recommended you undertake all contractors test valuations using this spreadsheet. (Details on the application of contract size adjustments can be found in the RCG 2021 Guidance notes). Where RV is calculated using the comparative method (rental method) the contract size adjustment should be made as follows: Select - SCAT code box "P and M as an addition” within the 2021 Generic Contractors Test Spreadsheet facility. Or Where the spreadsheet is not used take the: Reciprocal of statutory de-capitalisation rate (i.e. 5% reciprocal = 20) multiply by rateable value of the buildings (before any overall end allowances are made and after making a notional deduction for the land value) and add to the ERC of P&M. Use resultant figure to calculate contract size adjustment. (Guidance Notes - Section 6) | - | - | 1 | TRUE
1399 | 206V36 | 8280 | 206V36 | Electrics | Switches | Vacuum Circuit Breaker Voltage 11kv | Breaking Capacity 350mva | Amps 400 | A circuit breaker is an automatically operated switch that is used to isolate a circuit or large item of machinery from the incoming power. It is designed to operate when a fault condition arises e.g. short circuit or overload, in the same way as a fuse. However it can be reset when the fault condition has been removed. When breaking a high power circuit an arc (or spark) occurs, this can damage the circuit breaker and if the arc is continuous the circuit will not be fully isolated. To prevent this the arc is suppressed by having the contacts surrounded by SF6 gas, under oil, in a vacuum or by using an air blast. All types are currently in use but the gas or vacuum type are generally installed in new systems. | Considered Not Applicable at time of Publication | (BEAMS Note 1) The ERC for this item should be added to the total of the ERC of the other P&M items on the site and the Buildings ERC (where applicable) to enable the correct contract size adjustment to be made. ERC of P&M Items + ERC of Building Component’s = Total ERC (net figure rateable items only) to which contract size adjustment should be applied The 2023 Generic Contractors Test Spreadsheet has this facility built into the programme - it is recommended you undertake all contractors test valuations using this spreadsheet. (Details on the application of contract size adjustments can be found in the RCG 2023 Guidance notes). Where RV is calculated using the comparative method (rental method) the contract size adjustment should be made as follows: Select - SCAT code box ""P and M as an addition” within the 2023 Generic Contractors Test Spreadsheet facility. Or Where the spreadsheet is not used take the: Reciprocal of statutory de-capitalisation rate (i.e. 5% reciprocal = 20) multiply by rateable value of the buildings (before any overall end allowances are made and after making a notional deduction for the land value) and add to the ERC of P&M. Use resultant figure to calculate contract size adjustment. (Guidance Notes - Section 6) | - | Voltage of circuit i.e. 11kV, Breaking capacity i.e. mVa, Current (amps) e.g. 2,000 amp. Age. Indoors or outdors. | A schematic MUST be studied. See Class 1 © (i) Class 1 Table 1 (d) and (f) note:- may be attached under first distribution board but still rateable. If different location but first switch after distribution board - not rateable. | After first distribution board - see note in rateable element. | It is assumed that the item forms part of an 'average size industrial, commercial or office complex'. Where it would be norml to find more than one item in such hereditament the ERC stated has been adjusted to reflect any number / quantity, discount. These figues are NOT one off figures. | Distribution Board, Bus Bar, Generator, Cable, Transformer, Rectifier. | - | - | - | 20033 |  | Each | - | 3 - INDUSTRIAL | David Grace | Colin Brook | 23691.8686 | Option 3 | 31028.0195 | 30.96% | 25790 | 21814.3375 | -7.925% | -29.69% | 21814.3375 | -7.925% | ERC Over-ridden | A Lloyd | VOA_GPN_GOV_UK\5576733 | 2020-09-30 | Medium | Blue | High | This item relevant to all valuation panels, Colin Brook is lead for p&m. | Based on CG2021 rebased. | - | NA | SPONS E | 1.56 | (BEAMS Note 1) The ERC for this item should be added to the total of the ERC of the other P&M items on the site and the Buildings ERC (where applicable) to enable the correct contract size adjustment to be made. ERC of P&M Items + ERC of Building Component’s = Total ERC (net figure rateable items only) to which contract size adjustment should be applied The 2021 Generic Contractors Test Spreadsheet has this facility built into the programme - it is recommended you undertake all contractors test valuations using this spreadsheet. (Details on the application of contract size adjustments can be found in the RCG 2021 Guidance notes). Where RV is calculated using the comparative method (rental method) the contract size adjustment should be made as follows: Select - SCAT code box "P and M as an addition” within the 2021 Generic Contractors Test Spreadsheet facility. Or Where the spreadsheet is not used take the: Reciprocal of statutory de-capitalisation rate (i.e. 5% reciprocal = 20) multiply by rateable value of the buildings (before any overall end allowances are made and after making a notional deduction for the land value) and add to the ERC of P&M. Use resultant figure to calculate contract size adjustment. (Guidance Notes - Section 6) | - | - | 1 | TRUE
1400 | 206V38 | 8281 | 206V38 | Electrics | Switches | Vacuum Circuit Breaker Voltage 11kv | Breaking Capacity 350mva | Amps 800 | A circuit breaker is an automatically operated switch that is used to isolate a circuit or large item of machinery from the incoming power. It is designed to operate when a fault condition arises e.g. short circuit or overload, in the same way as a fuse. However it can be reset when the fault condition has been removed. When breaking a high power circuit an arc (or spark) occurs, this can damage the circuit breaker and if the arc is continuous the circuit will not be fully isolated. To prevent this the arc is suppressed by having the contacts surrounded by SF6 gas, under oil, in a vacuum or by using an air blast. All types are currently in use but the gas or vacuum type are generally installed in new systems. | Considered Not Applicable at time of Publication | (BEAMS Note 1) The ERC for this item should be added to the total of the ERC of the other P&M items on the site and the Buildings ERC (where applicable) to enable the correct contract size adjustment to be made. ERC of P&M Items + ERC of Building Component’s = Total ERC (net figure rateable items only) to which contract size adjustment should be applied The 2023 Generic Contractors Test Spreadsheet has this facility built into the programme - it is recommended you undertake all contractors test valuations using this spreadsheet. (Details on the application of contract size adjustments can be found in the RCG 2023 Guidance notes). Where RV is calculated using the comparative method (rental method) the contract size adjustment should be made as follows: Select - SCAT code box ""P and M as an addition” within the 2023 Generic Contractors Test Spreadsheet facility. Or Where the spreadsheet is not used take the: Reciprocal of statutory de-capitalisation rate (i.e. 5% reciprocal = 20) multiply by rateable value of the buildings (before any overall end allowances are made and after making a notional deduction for the land value) and add to the ERC of P&M. Use resultant figure to calculate contract size adjustment. (Guidance Notes - Section 6) | - | Voltage of circuit i.e. 11kV, Breaking capacity i.e. mVa, Current (amps) e.g. 2,000 amp. Age. Indoors or outdors. | A schematic MUST be studied. See Class 1 © (i) Class 1 Table 1 (d) and (f) note:- may be attached under first distribution board but still rateable. If different location but first switch after distribution board - not rateable. | After first distribution board - see note in rateable element. | It is assumed that the item forms part of an 'average size industrial, commercial or office complex'. Where it would be norml to find more than one item in such hereditament the ERC stated has been adjusted to reflect any number / quantity, discount. These figues are NOT one off figures. | Distribution Board, Bus Bar, Generator, Cable, Transformer, Rectifier. | - | - | - | 20033 |  | Each | - | 3 - INDUSTRIAL | David Grace | Colin Brook | 32509.2898 | Option 3 | 42575.7418 | 30.96% | 35385 | 29930.2184 | -7.933% | -29.7% | 29930.2184 | -7.933% | ERC Over-ridden | A Lloyd | VOA_GPN_GOV_UK\5576733 | 2020-09-30 | Medium | Blue | High | This item relevant to all valuation panels, Colin Brook is lead for p&m. | Based on CG2021 rebased. | - | NA | SPONS E | 1.56 | (BEAMS Note 1) The ERC for this item should be added to the total of the ERC of the other P&M items on the site and the Buildings ERC (where applicable) to enable the correct contract size adjustment to be made. ERC of P&M Items + ERC of Building Component’s = Total ERC (net figure rateable items only) to which contract size adjustment should be applied The 2021 Generic Contractors Test Spreadsheet has this facility built into the programme - it is recommended you undertake all contractors test valuations using this spreadsheet. (Details on the application of contract size adjustments can be found in the RCG 2021 Guidance notes). Where RV is calculated using the comparative method (rental method) the contract size adjustment should be made as follows: Select - SCAT code box "P and M as an addition” within the 2021 Generic Contractors Test Spreadsheet facility. Or Where the spreadsheet is not used take the: Reciprocal of statutory de-capitalisation rate (i.e. 5% reciprocal = 20) multiply by rateable value of the buildings (before any overall end allowances are made and after making a notional deduction for the land value) and add to the ERC of P&M. Use resultant figure to calculate contract size adjustment. (Guidance Notes - Section 6) | - | - | 1 | TRUE
1401 | 206V40 | 8282 | 206V40 | Electrics | Switches | Vacuum Circuit Breaker Voltage 11kv | Breaking Capacity 350mva | Amps 1,600 | A circuit breaker is an automatically operated switch that is used to isolate a circuit or large item of machinery from the incoming power. It is designed to operate when a fault condition arises e.g. short circuit or overload, in the same way as a fuse. However it can be reset when the fault condition has been removed. When breaking a high power circuit an arc (or spark) occurs, this can damage the circuit breaker and if the arc is continuous the circuit will not be fully isolated. To prevent this the arc is suppressed by having the contacts surrounded by SF6 gas, under oil, in a vacuum or by using an air blast. All types are currently in use but the gas or vacuum type are generally installed in new systems. | Considered Not Applicable at time of Publication | (BEAMS Note 1) The ERC for this item should be added to the total of the ERC of the other P&M items on the site and the Buildings ERC (where applicable) to enable the correct contract size adjustment to be made. ERC of P&M Items + ERC of Building Component’s = Total ERC (net figure rateable items only) to which contract size adjustment should be applied The 2023 Generic Contractors Test Spreadsheet has this facility built into the programme - it is recommended you undertake all contractors test valuations using this spreadsheet. (Details on the application of contract size adjustments can be found in the RCG 2023 Guidance notes). Where RV is calculated using the comparative method (rental method) the contract size adjustment should be made as follows: Select - SCAT code box ""P and M as an addition” within the 2023 Generic Contractors Test Spreadsheet facility. Or Where the spreadsheet is not used take the: Reciprocal of statutory de-capitalisation rate (i.e. 5% reciprocal = 20) multiply by rateable value of the buildings (before any overall end allowances are made and after making a notional deduction for the land value) and add to the ERC of P&M. Use resultant figure to calculate contract size adjustment. (Guidance Notes - Section 6) | - | Voltage of circuit i.e. 11kV, Breaking capacity i.e. mVa, Current (amps) e.g. 2,000 amp. Age. Indoors or outdors. | A schematic MUST be studied. See Class 1 © (i) Class 1 Table 1 (d) and (f) note:- may be attached under first distribution board but still rateable. If different location but first switch after distribution board - not rateable. | After first distribution board - see note in rateable element. | It is assumed that the item forms part of an 'average size industrial, commercial or office complex'. Where it would be norml to find more than one item in such hereditament the ERC stated has been adjusted to reflect any number / quantity, discount. These figues are NOT one off figures. | Distribution Board, Bus Bar, Generator, Cable, Transformer, Rectifier. | - | - | - | 20033 |  | Each | - | 3 - INDUSTRIAL | David Grace | Colin Brook | 38084.9225 | Option 3 | 49877.8606 | 30.96% | 41463 | 35071.2631 | -7.913% | -29.69% | 35071.2631 | -7.913% | ERC Over-ridden | A Lloyd | VOA_GPN_GOV_UK\5576733 | 2020-09-30 | Medium | Blue | High | This item relevant to all valuation panels, Colin Brook is lead for p&m. | Based on CG2021 rebased. | - | NA | SPONS E | 1.56 | (BEAMS Note 1) The ERC for this item should be added to the total of the ERC of the other P&M items on the site and the Buildings ERC (where applicable) to enable the correct contract size adjustment to be made. ERC of P&M Items + ERC of Building Component’s = Total ERC (net figure rateable items only) to which contract size adjustment should be applied The 2021 Generic Contractors Test Spreadsheet has this facility built into the programme - it is recommended you undertake all contractors test valuations using this spreadsheet. (Details on the application of contract size adjustments can be found in the RCG 2021 Guidance notes). Where RV is calculated using the comparative method (rental method) the contract size adjustment should be made as follows: Select - SCAT code box "P and M as an addition” within the 2021 Generic Contractors Test Spreadsheet facility. Or Where the spreadsheet is not used take the: Reciprocal of statutory de-capitalisation rate (i.e. 5% reciprocal = 20) multiply by rateable value of the buildings (before any overall end allowances are made and after making a notional deduction for the land value) and add to the ERC of P&M. Use resultant figure to calculate contract size adjustment. (Guidance Notes - Section 6) | - | - | 1 | TRUE
1402 | 206V50 | 8283 | 206V50 | Electrics | Switches | Vacuum Circuit Breaker Voltage 11kv | Breaking Capacity 500mva | Amps 400 | A circuit breaker is an automatically operated switch that is used to isolate a circuit or large item of machinery from the incoming power. It is designed to operate when a fault condition arises e.g. short circuit or overload, in the same way as a fuse. However it can be reset when the fault condition has been removed. When breaking a high power circuit an arc (or spark) occurs, this can damage the circuit breaker and if the arc is continuous the circuit will not be fully isolated. To prevent this the arc is suppressed by having the contacts surrounded by SF6 gas, under oil, in a vacuum or by using an air blast. All types are currently in use but the gas or vacuum type are generally installed in new systems. | Considered Not Applicable at time of Publication | (BEAMS Note 1) The ERC for this item should be added to the total of the ERC of the other P&M items on the site and the Buildings ERC (where applicable) to enable the correct contract size adjustment to be made. ERC of P&M Items + ERC of Building Component’s = Total ERC (net figure rateable items only) to which contract size adjustment should be applied The 2023 Generic Contractors Test Spreadsheet has this facility built into the programme - it is recommended you undertake all contractors test valuations using this spreadsheet. (Details on the application of contract size adjustments can be found in the RCG 2023 Guidance notes). Where RV is calculated using the comparative method (rental method) the contract size adjustment should be made as follows: Select - SCAT code box ""P and M as an addition” within the 2023 Generic Contractors Test Spreadsheet facility. Or Where the spreadsheet is not used take the: Reciprocal of statutory de-capitalisation rate (i.e. 5% reciprocal = 20) multiply by rateable value of the buildings (before any overall end allowances are made and after making a notional deduction for the land value) and add to the ERC of P&M. Use resultant figure to calculate contract size adjustment. (Guidance Notes - Section 6) | - | Voltage of circuit i.e. 11kV, Breaking capacity i.e. mVa, Current (amps) e.g. 2,000 amp. Age. Indoors or outdors. | A schematic MUST be studied. See Class 1 © (i) Class 1 Table 1 (d) and (f) note:- may be attached under first distribution board but still rateable. If different location but first switch after distribution board - not rateable. | After first distribution board - see note in rateable element. | It is assumed that the item forms part of an 'average size industrial, commercial or office complex'. Where it would be norml to find more than one item in such hereditament the ERC stated has been adjusted to reflect any number / quantity, discount. These figues are NOT one off figures. | Distribution Board, Bus Bar, Generator, Cable, Transformer, Rectifier. | - | - | - | 20033 |  | Each | - | 3 - INDUSTRIAL | David Grace | Colin Brook | 29614.8357 | Option 3 | 38785.0244 | 30.96% | 32234 | 27264.9614 | -7.935% | -29.7% | 27264.9614 | -7.935% | ERC Over-ridden | A Lloyd | VOA_GPN_GOV_UK\5576733 | 2020-09-30 | Medium | Blue | High | This item relevant to all valuation panels, Colin Brook is lead for p&m. | Based on CG2021 rebased. | - | NA | SPONS E | 1.56 | (BEAMS Note 1) The ERC for this item should be added to the total of the ERC of the other P&M items on the site and the Buildings ERC (where applicable) to enable the correct contract size adjustment to be made. ERC of P&M Items + ERC of Building Component’s = Total ERC (net figure rateable items only) to which contract size adjustment should be applied The 2021 Generic Contractors Test Spreadsheet has this facility built into the programme - it is recommended you undertake all contractors test valuations using this spreadsheet. (Details on the application of contract size adjustments can be found in the RCG 2021 Guidance notes). Where RV is calculated using the comparative method (rental method) the contract size adjustment should be made as follows: Select - SCAT code box "P and M as an addition” within the 2021 Generic Contractors Test Spreadsheet facility. Or Where the spreadsheet is not used take the: Reciprocal of statutory de-capitalisation rate (i.e. 5% reciprocal = 20) multiply by rateable value of the buildings (before any overall end allowances are made and after making a notional deduction for the land value) and add to the ERC of P&M. Use resultant figure to calculate contract size adjustment. (Guidance Notes - Section 6) | - | - | 1 | TRUE
1403 | 206V51 | 8284 | 206V51 | Electrics | Switches | Vacuum Circuit Breaker Voltage 11kv | Breaking Capacity 500mva | Amps 800 | A circuit breaker is an automatically operated switch that is used to isolate a circuit or large item of machinery from the incoming power. It is designed to operate when a fault condition arises e.g. short circuit or overload, in the same way as a fuse. However it can be reset when the fault condition has been removed. When breaking a high power circuit an arc (or spark) occurs, this can damage the circuit breaker and if the arc is continuous the circuit will not be fully isolated. To prevent this the arc is suppressed by having the contacts surrounded by SF6 gas, under oil, in a vacuum or by using an air blast. All types are currently in use but the gas or vacuum type are generally installed in new systems. | Considered Not Applicable at time of Publication | (BEAMS Note 1) The ERC for this item should be added to the total of the ERC of the other P&M items on the site and the Buildings ERC (where applicable) to enable the correct contract size adjustment to be made. ERC of P&M Items + ERC of Building Component’s = Total ERC (net figure rateable items only) to which contract size adjustment should be applied The 2023 Generic Contractors Test Spreadsheet has this facility built into the programme - it is recommended you undertake all contractors test valuations using this spreadsheet. (Details on the application of contract size adjustments can be found in the RCG 2023 Guidance notes). Where RV is calculated using the comparative method (rental method) the contract size adjustment should be made as follows: Select - SCAT code box ""P and M as an addition” within the 2023 Generic Contractors Test Spreadsheet facility. Or Where the spreadsheet is not used take the: Reciprocal of statutory de-capitalisation rate (i.e. 5% reciprocal = 20) multiply by rateable value of the buildings (before any overall end allowances are made and after making a notional deduction for the land value) and add to the ERC of P&M. Use resultant figure to calculate contract size adjustment. (Guidance Notes - Section 6) | - | Voltage of circuit i.e. 11kV, Breaking capacity i.e. mVa, Current (amps) e.g. 2,000 amp. Age. Indoors or outdors. | A schematic MUST be studied. See Class 1 © (i) Class 1 Table 1 (d) and (f) note:- may be attached under first distribution board but still rateable. If different location but first switch after distribution board - not rateable. | After first distribution board - see note in rateable element. | It is assumed that the item forms part of an 'average size industrial, commercial or office complex'. Where it would be norml to find more than one item in such hereditament the ERC stated has been adjusted to reflect any number / quantity, discount. These figues are NOT one off figures. | Distribution Board, Bus Bar, Generator, Cable, Transformer, Rectifier. | - | - | - | 20033 |  | Each | - | 3 - INDUSTRIAL | David Grace | Colin Brook | 39535.1963 | Option 3 | 51777.2095 | 30.96% | 43034 | 36400.0853 | -7.93% | -29.7% | 36400.0853 | -7.93% | ERC Over-ridden | A Lloyd | VOA_GPN_GOV_UK\5576733 | 2020-09-30 | Medium | Blue | High | This item relevant to all valuation panels, Colin Brook is lead for p&m. | Based on CG2021 rebased. | - | NA | SPONS E | 1.56 | (BEAMS Note 1) The ERC for this item should be added to the total of the ERC of the other P&M items on the site and the Buildings ERC (where applicable) to enable the correct contract size adjustment to be made. ERC of P&M Items + ERC of Building Component’s = Total ERC (net figure rateable items only) to which contract size adjustment should be applied The 2021 Generic Contractors Test Spreadsheet has this facility built into the programme - it is recommended you undertake all contractors test valuations using this spreadsheet. (Details on the application of contract size adjustments can be found in the RCG 2021 Guidance notes). Where RV is calculated using the comparative method (rental method) the contract size adjustment should be made as follows: Select - SCAT code box "P and M as an addition” within the 2021 Generic Contractors Test Spreadsheet facility. Or Where the spreadsheet is not used take the: Reciprocal of statutory de-capitalisation rate (i.e. 5% reciprocal = 20) multiply by rateable value of the buildings (before any overall end allowances are made and after making a notional deduction for the land value) and add to the ERC of P&M. Use resultant figure to calculate contract size adjustment. (Guidance Notes - Section 6) | - | - | 1 | TRUE
1404 | 206V53 | 8285 | 206V53 | Electrics | Switches | Vacuum Circuit Breaker Voltage 11kv | Breaking Capacity 500mva | Amps 1,600 | A circuit breaker is an automatically operated switch that is used to isolate a circuit or large item of machinery from the incoming power. It is designed to operate when a fault condition arises e.g. short circuit or overload, in the same way as a fuse. However it can be reset when the fault condition has been removed. When breaking a high power circuit an arc (or spark) occurs, this can damage the circuit breaker and if the arc is continuous the circuit will not be fully isolated. To prevent this the arc is suppressed by having the contacts surrounded by SF6 gas, under oil, in a vacuum or by using an air blast. All types are currently in use but the gas or vacuum type are generally installed in new systems. | Considered Not Applicable at time of Publication | (BEAMS Note 1) The ERC for this item should be added to the total of the ERC of the other P&M items on the site and the Buildings ERC (where applicable) to enable the correct contract size adjustment to be made. ERC of P&M Items + ERC of Building Component’s = Total ERC (net figure rateable items only) to which contract size adjustment should be applied The 2023 Generic Contractors Test Spreadsheet has this facility built into the programme - it is recommended you undertake all contractors test valuations using this spreadsheet. (Details on the application of contract size adjustments can be found in the RCG 2023 Guidance notes). Where RV is calculated using the comparative method (rental method) the contract size adjustment should be made as follows: Select - SCAT code box ""P and M as an addition” within the 2023 Generic Contractors Test Spreadsheet facility. Or Where the spreadsheet is not used take the: Reciprocal of statutory de-capitalisation rate (i.e. 5% reciprocal = 20) multiply by rateable value of the buildings (before any overall end allowances are made and after making a notional deduction for the land value) and add to the ERC of P&M. Use resultant figure to calculate contract size adjustment. (Guidance Notes - Section 6) | - | Voltage of circuit i.e. 11kV, Breaking capacity i.e. mVa, Current (amps) e.g. 2,000 amp. Age. Indoors or outdors. | A schematic MUST be studied. See Class 1 © (i) Class 1 Table 1 (d) and (f) note:- may be attached under first distribution board but still rateable. If different location but first switch after distribution board - not rateable. | After first distribution board - see note in rateable element. | It is assumed that the item forms part of an 'average size industrial, commercial or office complex'. Where it would be norml to find more than one item in such hereditament the ERC stated has been adjusted to reflect any number / quantity, discount. These figues are NOT one off figures. | Distribution Board, Bus Bar, Generator, Cable, Transformer, Rectifier. | - | - | - | 20033 |  | Each | - | 3 - INDUSTRIAL | David Grace | Colin Brook | 43946.9538 | Option 3 | 57555.0609 | 30.96% | 47837 | 40462.6779 | -7.928% | -29.7% | 40462.6779 | -7.928% | ERC Over-ridden | A Lloyd | VOA_GPN_GOV_UK\5576733 | 2020-09-30 | Medium | Blue | High | This item relevant to all valuation panels, Colin Brook is lead for p&m. | Based on CG2021 rebased. | - | NA | SPONS E | 1.56 | (BEAMS Note 1) The ERC for this item should be added to the total of the ERC of the other P&M items on the site and the Buildings ERC (where applicable) to enable the correct contract size adjustment to be made. ERC of P&M Items + ERC of Building Component’s = Total ERC (net figure rateable items only) to which contract size adjustment should be applied The 2021 Generic Contractors Test Spreadsheet has this facility built into the programme - it is recommended you undertake all contractors test valuations using this spreadsheet. (Details on the application of contract size adjustments can be found in the RCG 2021 Guidance notes). Where RV is calculated using the comparative method (rental method) the contract size adjustment should be made as follows: Select - SCAT code box "P and M as an addition” within the 2021 Generic Contractors Test Spreadsheet facility. Or Where the spreadsheet is not used take the: Reciprocal of statutory de-capitalisation rate (i.e. 5% reciprocal = 20) multiply by rateable value of the buildings (before any overall end allowances are made and after making a notional deduction for the land value) and add to the ERC of P&M. Use resultant figure to calculate contract size adjustment. (Guidance Notes - Section 6) | - | - | 1 | TRUE
1405 | 206B50 | 8505 | 206B50 | Electrics | Switches | Vacuum Circuit Breaker Voltage 3.3kv | Breaking Capacity 150mva | Amps 630 | A circuit breaker is an automatically operated switch that is used to isolate a circuit or large item of machinery from the incoming power. It is designed to operate when a fault condition arises e.g. short circuit or overload, in the same way as a fuse. However it can be reset when the fault condition has been removed. When breaking a high power circuit an arc (or spark) occurs, this can damage the circuit breaker and if the arc is continuous the circuit will not be fully isolated. To prevent this the arc is suppressed by having the contacts surrounded by SF6 gas, under ooil, in a vacuum or by using an air blast. All types are currently in use but the gas or vacuum type are generally installed in new systems. | Considered Not Applicable at time of Publication | (BEAMS Note 1) The ERC for this item should be added to the total of the ERC of the other P&M items on the site and the Buildings ERC (where applicable) to enable the correct contract size adjustment to be made. ERC of P&M Items + ERC of Building Component’s = Total ERC (net figure rateable items only) to which contract size adjustment should be applied The 2023 Generic Contractors Test Spreadsheet has this facility built into the programme - it is recommended you undertake all contractors test valuations using this spreadsheet. (Details on the application of contract size adjustments can be found in the RCG 2023 Guidance notes). Where RV is calculated using the comparative method (rental method) the contract size adjustment should be made as follows: Select - SCAT code box ""P and M as an addition” within the 2023 Generic Contractors Test Spreadsheet facility. Or Where the spreadsheet is not used take the: Reciprocal of statutory de-capitalisation rate (i.e. 5% reciprocal = 20) multiply by rateable value of the buildings (before any overall end allowances are made and after making a notional deduction for the land value) and add to the ERC of P&M. Use resultant figure to calculate contract size adjustment. (Guidance Notes - Section 6) | - | Voltage of circuit i.e. 11kV, Breaking capacity i.e. mVa, Current (amps) e.g. 2,000 amp. Age. Indoors or outdors. | A schematic MUST be studied. See Class 1 © (i) Class 1 Table 1 (d) and (f) note:- may be attached under first distribution board but still rateable. If different location but first switch after distribution board - not rateable. | After first distribution board - see note in rateable element. | It is assumed that the item forms part of an 'average size industrial, commercial or office complex'. Where it would be norml to find more than one item in such hereditament the ERC stated has been adjusted to reflect any number / quantity, discount. These figues are NOT one off figures. | Distribution Board, Bus Bar, Generator, Cable, Transformer, Rectifier. | - | Typical switchgear | Not necessarily vacuum type | 20033 |  | Each | - | 3 - INDUSTRIAL | David Grace | Colin Brook | 18280.7628 | Option 3 | 23941.3731 | 30.96% | 19899 | 16831.4658 | -7.928% | -29.7% | 16831.4658 | -7.928% | ERC Over-ridden | A Lloyd | VOA_GPN_GOV_UK\5576733 | 2020-09-29 | Medium | Blue | High | This item relevant to all valuation panels, Colin Brook is lead for p&m. | Based on CG2021 rebased. | - | NA | SPONS E | 1.56 | (BEAMS Note 1) The ERC for this item should be added to the total of the ERC of the other P&M items on the site and the Buildings ERC (where applicable) to enable the correct contract size adjustment to be made. ERC of P&M Items + ERC of Building Component’s = Total ERC (net figure rateable items only) to which contract size adjustment should be applied The 2021 Generic Contractors Test Spreadsheet has this facility built into the programme - it is recommended you undertake all contractors test valuations using this spreadsheet. (Details on the application of contract size adjustments can be found in the RCG 2021 Guidance notes). Where RV is calculated using the comparative method (rental method) the contract size adjustment should be made as follows: Select - SCAT code box "P and M as an addition” within the 2021 Generic Contractors Test Spreadsheet facility. Or Where the spreadsheet is not used take the: Reciprocal of statutory de-capitalisation rate (i.e. 5% reciprocal = 20) multiply by rateable value of the buildings (before any overall end allowances are made and after making a notional deduction for the land value) and add to the ERC of P&M. Use resultant figure to calculate contract size adjustment. (Guidance Notes - Section 6) | Typical switchgear | Not necessarily vacuum type | 1 | TRUE
1406 | 206B51 | 8506 | 206B51 | Electrics | Switches | Vacuum Circuit Breaker Voltage 3.3kv | Breaking Capacity 150mva | Amps 1,250 | A circuit breaker is an automatically operated switch that is used to isolate a circuit or large item of machinery from the incoming power. It is designed to operate when a fault condition arises e.g. short circuit or overload, in the same way as a fuse. However it can be reset when the fault condition has been removed. When breaking a high power circuit an arc (or spark) occurs, this can damage the circuit breaker and if the arc is continuous the circuit will not be fully isolated. To prevent this the arc is suppressed by having the contacts surrounded by SF6 gas, under ooil, in a vacuum or by using an air blast. All types are currently in use but the gas or vacuum type are generally installed in new systems. | Considered Not Applicable at time of Publication | (BEAMS Note 1) The ERC for this item should be added to the total of the ERC of the other P&M items on the site and the Buildings ERC (where applicable) to enable the correct contract size adjustment to be made. ERC of P&M Items + ERC of Building Component’s = Total ERC (net figure rateable items only) to which contract size adjustment should be applied The 2023 Generic Contractors Test Spreadsheet has this facility built into the programme - it is recommended you undertake all contractors test valuations using this spreadsheet. (Details on the application of contract size adjustments can be found in the RCG 2023 Guidance notes). Where RV is calculated using the comparative method (rental method) the contract size adjustment should be made as follows: Select - SCAT code box ""P and M as an addition” within the 2023 Generic Contractors Test Spreadsheet facility. Or Where the spreadsheet is not used take the: Reciprocal of statutory de-capitalisation rate (i.e. 5% reciprocal = 20) multiply by rateable value of the buildings (before any overall end allowances are made and after making a notional deduction for the land value) and add to the ERC of P&M. Use resultant figure to calculate contract size adjustment. (Guidance Notes - Section 6) | - | Voltage of circuit i.e. 11kV, Breaking capacity i.e. mVa, Current (amps) e.g. 2,000 amp. Age. Indoors or outdors. | A schematic MUST be studied. See Class 1 © (i) Class 1 Table 1 (d) and (f) note:- may be attached under first distribution board but still rateable. If different location but first switch after distribution board - not rateable. | After first distribution board - see note in rateable element. | It is assumed that the item forms part of an 'average size industrial, commercial or office complex'. Where it would be norml to find more than one item in such hereditament the ERC stated has been adjusted to reflect any number / quantity, discount. These figues are NOT one off figures. | Distribution Board, Bus Bar, Generator, Cable, Transformer, Rectifier. | - | Typical switchgear | Not necessarily vacuum type | 20033 |  | Each | - | 3 - INDUSTRIAL | David Grace | Colin Brook | 20413.5185 | Option 3 | 26734.5333 | 30.96% | 22225 | 18798.9008 | -7.91% | -29.68% | 18798.9008 | -7.91% | ERC Over-ridden | A Lloyd | VOA_GPN_GOV_UK\5576733 | 2020-09-29 | Medium | Blue | High | This item relevant to all valuation panels, Colin Brook is lead for p&m. | Based on CG2021 rebased. | - | NA | SPONS E | 1.56 | (BEAMS Note 1) The ERC for this item should be added to the total of the ERC of the other P&M items on the site and the Buildings ERC (where applicable) to enable the correct contract size adjustment to be made. ERC of P&M Items + ERC of Building Component’s = Total ERC (net figure rateable items only) to which contract size adjustment should be applied The 2021 Generic Contractors Test Spreadsheet has this facility built into the programme - it is recommended you undertake all contractors test valuations using this spreadsheet. (Details on the application of contract size adjustments can be found in the RCG 2021 Guidance notes). Where RV is calculated using the comparative method (rental method) the contract size adjustment should be made as follows: Select - SCAT code box "P and M as an addition” within the 2021 Generic Contractors Test Spreadsheet facility. Or Where the spreadsheet is not used take the: Reciprocal of statutory de-capitalisation rate (i.e. 5% reciprocal = 20) multiply by rateable value of the buildings (before any overall end allowances are made and after making a notional deduction for the land value) and add to the ERC of P&M. Use resultant figure to calculate contract size adjustment. (Guidance Notes - Section 6) | Typical switchgear | Not necessarily vacuum type | 1 | TRUE
1407 | 206B52 | 8507 | 206B52 | Electrics | Switches | Vacuum Circuit Breaker Voltage 3.3kv | Breaking Capacity 150mva | Amps 2,000 | A circuit breaker is an automatically operated switch that is used to isolate a circuit or large item of machinery from the incoming power. It is designed to operate when a fault condition arises e.g. short circuit or overload, in the same way as a fuse. However it can be reset when the fault condition has been removed. When breaking a high power circuit an arc (or spark) occurs, this can damage the circuit breaker and if the arc is continuous the circuit will not be fully isolated. To prevent this the arc is suppressed by having the contacts surrounded by SF6 gas, under ooil, in a vacuum or by using an air blast. All types are currently in use but the gas or vacuum type are generally installed in new systems. | Considered Not Applicable at time of Publication | (BEAMS Note 1) The ERC for this item should be added to the total of the ERC of the other P&M items on the site and the Buildings ERC (where applicable) to enable the correct contract size adjustment to be made. ERC of P&M Items + ERC of Building Component’s = Total ERC (net figure rateable items only) to which contract size adjustment should be applied The 2023 Generic Contractors Test Spreadsheet has this facility built into the programme - it is recommended you undertake all contractors test valuations using this spreadsheet. (Details on the application of contract size adjustments can be found in the RCG 2023 Guidance notes). Where RV is calculated using the comparative method (rental method) the contract size adjustment should be made as follows: Select - SCAT code box ""P and M as an addition” within the 2023 Generic Contractors Test Spreadsheet facility. Or Where the spreadsheet is not used take the: Reciprocal of statutory de-capitalisation rate (i.e. 5% reciprocal = 20) multiply by rateable value of the buildings (before any overall end allowances are made and after making a notional deduction for the land value) and add to the ERC of P&M. Use resultant figure to calculate contract size adjustment. (Guidance Notes - Section 6) | - | Voltage of circuit i.e. 11kV, Breaking capacity i.e. mVa, Current (amps) e.g. 2,000 amp. Age. Indoors or outdors. | A schematic MUST be studied. See Class 1 © (i) Class 1 Table 1 (d) and (f) note:- may be attached under first distribution board but still rateable. If different location but first switch after distribution board - not rateable. | After first distribution board - see note in rateable element. | It is assumed that the item forms part of an 'average size industrial, commercial or office complex'. Where it would be norml to find more than one item in such hereditament the ERC stated has been adjusted to reflect any number / quantity, discount. These figues are NOT one off figures. | Distribution Board, Bus Bar, Generator, Cable, Transformer, Rectifier. | - | Typical switchgear | Not necessarily vacuum type | 20033 |  | Each | - | 3 - INDUSTRIAL | David Grace | Colin Brook | 40644.2293 | Option 3 | 53229.6528 | 30.96% | 44249 | 37427.7867 | -7.914% | -29.69% | 37427.7867 | -7.914% | ERC Over-ridden | A Lloyd | VOA_GPN_GOV_UK\5576733 | 2020-09-29 | Medium | Blue | High | This item relevant to all valuation panels, Colin Brook is lead for p&m. | Based on CG2021 rebased. | - | NA | SPONS E | 1.56 | (BEAMS Note 1) The ERC for this item should be added to the total of the ERC of the other P&M items on the site and the Buildings ERC (where applicable) to enable the correct contract size adjustment to be made. ERC of P&M Items + ERC of Building Component’s = Total ERC (net figure rateable items only) to which contract size adjustment should be applied The 2021 Generic Contractors Test Spreadsheet has this facility built into the programme - it is recommended you undertake all contractors test valuations using this spreadsheet. (Details on the application of contract size adjustments can be found in the RCG 2021 Guidance notes). Where RV is calculated using the comparative method (rental method) the contract size adjustment should be made as follows: Select - SCAT code box "P and M as an addition” within the 2021 Generic Contractors Test Spreadsheet facility. Or Where the spreadsheet is not used take the: Reciprocal of statutory de-capitalisation rate (i.e. 5% reciprocal = 20) multiply by rateable value of the buildings (before any overall end allowances are made and after making a notional deduction for the land value) and add to the ERC of P&M. Use resultant figure to calculate contract size adjustment. (Guidance Notes - Section 6) | Typical switchgear | Not necessarily vacuum type | 1 | TRUE
1408 | 206V10 | 8267 | 206V10 | Electrics | Switches | Vacuum Circuit Breaker Voltage 3.3kv | Breaking Capacity 250mva | Amps 400 | A circuit breaker is an automatically operated switch that is used to isolate a circuit or large item of machinery from the incoming power. It is designed to operate when a fault condition arises e.g. short circuit or overload, in the same way as a fuse. However it can be reset when the fault condition has been removed. When breaking a high power circuit an arc (or spark) occurs, this can damage the circuit breaker and if the arc is continuous the circuit will not be fully isolated. To prevent this the arc is suppressed by having the contacts surrounded by SF6 gas, under oil, in a vacuum or by using an air blast. All types are currently in use but the gas or vacuum type are generally installed in new systems. | Considered Not Applicable at time of Publication | (BEAMS Note 1) The ERC for this item should be added to the total of the ERC of the other P&M items on the site and the Buildings ERC (where applicable) to enable the correct contract size adjustment to be made. ERC of P&M Items + ERC of Building Component’s = Total ERC (net figure rateable items only) to which contract size adjustment should be applied The 2023 Generic Contractors Test Spreadsheet has this facility built into the programme - it is recommended you undertake all contractors test valuations using this spreadsheet. (Details on the application of contract size adjustments can be found in the RCG 2023 Guidance notes). Where RV is calculated using the comparative method (rental method) the contract size adjustment should be made as follows: Select - SCAT code box ""P and M as an addition” within the 2023 Generic Contractors Test Spreadsheet facility. Or Where the spreadsheet is not used take the: Reciprocal of statutory de-capitalisation rate (i.e. 5% reciprocal = 20) multiply by rateable value of the buildings (before any overall end allowances are made and after making a notional deduction for the land value) and add to the ERC of P&M. Use resultant figure to calculate contract size adjustment. (Guidance Notes - Section 6) | - | Voltage of circuit i.e. 11kV, Breaking capacity i.e. mVa, Current (amps) e.g. 2,000 amp. Age. Indoors or outdors. | A schematic MUST be studied. See Class 1 © (i) Class 1 Table 1 (d) and (f) note:- may be attached under first distribution board but still rateable. If different location but first switch after distribution board - not rateable. | After first distribution board - see note in rateable element. | It is assumed that the item forms part of an 'average size industrial, commercial or office complex'. Where it would be norml to find more than one item in such hereditament the ERC stated has been adjusted to reflect any number / quantity, discount. These figues are NOT one off figures. | Distribution Board, Bus Bar, Generator, Cable, Transformer, Rectifier. | - | - | - | - |  | Each | - | 3 - INDUSTRIAL | David Grace | Colin Brook | 17244.8529 | Option 3 | 22584.6953 | 30.96% | 18766 | 15873.1236 | -7.954% | -29.72% | 15873.1236 | -7.954% | ERC Over-ridden | A Lloyd | VOA_GPN_GOV_UK\5576733 | 2020-09-29 | Medium | Blue | High | This item relevant to all valuation panels, Colin Brook is lead for p&m. | Based on CG2021 rebased. | - | NA | SPONS E | 1.56 | (BEAMS Note 1) The ERC for this item should be added to the total of the ERC of the other P&M items on the site and the Buildings ERC (where applicable) to enable the correct contract size adjustment to be made. ERC of P&M Items + ERC of Building Component’s = Total ERC (net figure rateable items only) to which contract size adjustment should be applied The 2021 Generic Contractors Test Spreadsheet has this facility built into the programme - it is recommended you undertake all contractors test valuations using this spreadsheet. (Details on the application of contract size adjustments can be found in the RCG 2021 Guidance notes). Where RV is calculated using the comparative method (rental method) the contract size adjustment should be made as follows: Select - SCAT code box "P and M as an addition” within the 2021 Generic Contractors Test Spreadsheet facility. Or Where the spreadsheet is not used take the: Reciprocal of statutory de-capitalisation rate (i.e. 5% reciprocal = 20) multiply by rateable value of the buildings (before any overall end allowances are made and after making a notional deduction for the land value) and add to the ERC of P&M. Use resultant figure to calculate contract size adjustment. (Guidance Notes - Section 6) | - | - | 1 | TRUE
1409 | 206V11 | 8268 | 206V11 | Electrics | Switches | Vacuum Circuit Breaker Voltage 3.3kv | Breaking Capacity 250mva | Amps 630 | A circuit breaker is an automatically operated switch that is used to isolate a circuit or large item of machinery from the incoming power. It is designed to operate when a fault condition arises e.g. short circuit or overload, in the same way as a fuse. However it can be reset when the fault condition has been removed. When breaking a high power circuit an arc (or spark) occurs, this can damage the circuit breaker and if the arc is continuous the circuit will not be fully isolated. To prevent this the arc is suppressed by having the contacts surrounded by SF6 gas, under oil, in a vacuum or by using an air blast. All types are currently in use but the gas or vacuum type are generally installed in new systems. | Considered Not Applicable at time of Publication | (BEAMS Note 1) The ERC for this item should be added to the total of the ERC of the other P&M items on the site and the Buildings ERC (where applicable) to enable the correct contract size adjustment to be made. ERC of P&M Items + ERC of Building Component’s = Total ERC (net figure rateable items only) to which contract size adjustment should be applied The 2023 Generic Contractors Test Spreadsheet has this facility built into the programme - it is recommended you undertake all contractors test valuations using this spreadsheet. (Details on the application of contract size adjustments can be found in the RCG 2023 Guidance notes). Where RV is calculated using the comparative method (rental method) the contract size adjustment should be made as follows: Select - SCAT code box ""P and M as an addition” within the 2023 Generic Contractors Test Spreadsheet facility. Or Where the spreadsheet is not used take the: Reciprocal of statutory de-capitalisation rate (i.e. 5% reciprocal = 20) multiply by rateable value of the buildings (before any overall end allowances are made and after making a notional deduction for the land value) and add to the ERC of P&M. Use resultant figure to calculate contract size adjustment. (Guidance Notes - Section 6) | - | Voltage of circuit i.e. 11kV, Breaking capacity i.e. mVa, Current (amps) e.g. 2,000 amp. Age. Indoors or outdors. | A schematic MUST be studied. See Class 1 © (i) Class 1 Table 1 (d) and (f) note:- may be attached under first distribution board but still rateable. If different location but first switch after distribution board - not rateable. | After first distribution board - see note in rateable element. | It is assumed that the item forms part of an 'average size industrial, commercial or office complex'. Where it would be norml to find more than one item in such hereditament the ERC stated has been adjusted to reflect any number / quantity, discount. These figues are NOT one off figures. | Distribution Board, Bus Bar, Generator, Cable, Transformer, Rectifier. | - | - | - | - |  | Each | - | 3 - INDUSTRIAL | David Grace | Colin Brook | 23033.7611 | Option 3 | 30166.1301 | 30.96% | 25790 | 21814.3375 | -5.294% | -27.69% | 21814.3375 | -5.294% | ERC Over-ridden | A Lloyd | VOA_GPN_GOV_UK\5576733 | 2020-09-29 | Medium | Blue | High | This item relevant to all valuation panels, Colin Brook is lead for p&m. | Based on CG2021 rebased. | - | NA | SPONS E | 1.56 | (BEAMS Note 1) The ERC for this item should be added to the total of the ERC of the other P&M items on the site and the Buildings ERC (where applicable) to enable the correct contract size adjustment to be made. ERC of P&M Items + ERC of Building Component’s = Total ERC (net figure rateable items only) to which contract size adjustment should be applied The 2021 Generic Contractors Test Spreadsheet has this facility built into the programme - it is recommended you undertake all contractors test valuations using this spreadsheet. (Details on the application of contract size adjustments can be found in the RCG 2021 Guidance notes). Where RV is calculated using the comparative method (rental method) the contract size adjustment should be made as follows: Select - SCAT code box "P and M as an addition” within the 2021 Generic Contractors Test Spreadsheet facility. Or Where the spreadsheet is not used take the: Reciprocal of statutory de-capitalisation rate (i.e. 5% reciprocal = 20) multiply by rateable value of the buildings (before any overall end allowances are made and after making a notional deduction for the land value) and add to the ERC of P&M. Use resultant figure to calculate contract size adjustment. (Guidance Notes - Section 6) | - | - | 1 | TRUE
1410 | 206V12 | 8272 | 206V12 | Electrics | Switches | Vacuum Circuit Breaker Voltage 3.3kv | Breaking Capacity 250mva | Amps 800 | A circuit breaker is an automatically operated switch that is used to isolate a circuit or large item of machinery from the incoming power. It is designed to operate when a fault condition arises e.g. short circuit or overload, in the same way as a fuse. However it can be reset when the fault condition has been removed. When breaking a high power circuit an arc (or spark) occurs, this can damage the circuit breaker and if the arc is continuous the circuit will not be fully isolated. To prevent this the arc is suppressed by having the contacts surrounded by SF6 gas, under oil, in a vacuum or by using an air blast. All types are currently in use but the gas or vacuum type are generally installed in new systems. | Considered Not Applicable at time of Publication | (BEAMS Note 1) The ERC for this item should be added to the total of the ERC of the other P&M items on the site and the Buildings ERC (where applicable) to enable the correct contract size adjustment to be made. ERC of P&M Items + ERC of Building Component’s = Total ERC (net figure rateable items only) to which contract size adjustment should be applied The 2023 Generic Contractors Test Spreadsheet has this facility built into the programme - it is recommended you undertake all contractors test valuations using this spreadsheet. (Details on the application of contract size adjustments can be found in the RCG 2023 Guidance notes). Where RV is calculated using the comparative method (rental method) the contract size adjustment should be made as follows: Select - SCAT code box ""P and M as an addition” within the 2023 Generic Contractors Test Spreadsheet facility. Or Where the spreadsheet is not used take the: Reciprocal of statutory de-capitalisation rate (i.e. 5% reciprocal = 20) multiply by rateable value of the buildings (before any overall end allowances are made and after making a notional deduction for the land value) and add to the ERC of P&M. Use resultant figure to calculate contract size adjustment. (Guidance Notes - Section 6) | - | Voltage of circuit i.e. 11kV, Breaking capacity i.e. mVa, Current (amps) e.g. 2,000 amp. Age. Indoors or outdors. | A schematic MUST be studied. See Class 1 © (i) Class 1 Table 1 (d) and (f) note:- may be attached under first distribution board but still rateable. If different location but first switch after distribution board - not rateable. | After first distribution board - see note in rateable element. | It is assumed that the item forms part of an 'average size industrial, commercial or office complex'. Where it would be norml to find more than one item in such hereditament the ERC stated has been adjusted to reflect any number / quantity, discount. These figues are NOT one off figures. | Distribution Board, Bus Bar, Generator, Cable, Transformer, Rectifier. | - | - | - | - |  | Each | - | 3 - INDUSTRIAL | David Grace | Colin Brook | 23691.8686 | Option 3 | 31028.0195 | 30.96% | 25790 | 21814.3375 | -7.925% | -29.69% | 21814.3375 | -7.925% | ERC Over-ridden | A Lloyd | VOA_GPN_GOV_UK\5576733 | 2020-09-29 | Medium | Blue | High | This item relevant to all valuation panels, Colin Brook is lead for p&m. | Based on CG2021 rebased. | - | NA | SPONS E | 1.56 | (BEAMS Note 1) The ERC for this item should be added to the total of the ERC of the other P&M items on the site and the Buildings ERC (where applicable) to enable the correct contract size adjustment to be made. ERC of P&M Items + ERC of Building Component’s = Total ERC (net figure rateable items only) to which contract size adjustment should be applied The 2021 Generic Contractors Test Spreadsheet has this facility built into the programme - it is recommended you undertake all contractors test valuations using this spreadsheet. (Details on the application of contract size adjustments can be found in the RCG 2021 Guidance notes). Where RV is calculated using the comparative method (rental method) the contract size adjustment should be made as follows: Select - SCAT code box "P and M as an addition” within the 2021 Generic Contractors Test Spreadsheet facility. Or Where the spreadsheet is not used take the: Reciprocal of statutory de-capitalisation rate (i.e. 5% reciprocal = 20) multiply by rateable value of the buildings (before any overall end allowances are made and after making a notional deduction for the land value) and add to the ERC of P&M. Use resultant figure to calculate contract size adjustment. (Guidance Notes - Section 6) | - | - | 1 | TRUE
1411 | 206V13 | 8273 | 206V13 | Electrics | Switches | Vacuum Circuit Breaker Voltage 3.3kv | Breaking Capacity 250mva | Amps 1,250 | A circuit breaker is an automatically operated switch that is used to isolate a circuit or large item of machinery from the incoming power. It is designed to operate when a fault condition arises e.g. short circuit or overload, in the same way as a fuse. However it can be reset when the fault condition has been removed. When breaking a high power circuit an arc (or spark) occurs, this can damage the circuit breaker and if the arc is continuous the circuit will not be fully isolated. To prevent this the arc is suppressed by having the contacts surrounded by SF6 gas, under oil, in a vacuum or by using an air blast. All types are currently in use but the gas or vacuum type are generally installed in new systems. | Considered Not Applicable at time of Publication | (BEAMS Note 1) The ERC for this item should be added to the total of the ERC of the other P&M items on the site and the Buildings ERC (where applicable) to enable the correct contract size adjustment to be made. ERC of P&M Items + ERC of Building Component’s = Total ERC (net figure rateable items only) to which contract size adjustment should be applied The 2023 Generic Contractors Test Spreadsheet has this facility built into the programme - it is recommended you undertake all contractors test valuations using this spreadsheet. (Details on the application of contract size adjustments can be found in the RCG 2023 Guidance notes). Where RV is calculated using the comparative method (rental method) the contract size adjustment should be made as follows: Select - SCAT code box ""P and M as an addition” within the 2023 Generic Contractors Test Spreadsheet facility. Or Where the spreadsheet is not used take the: Reciprocal of statutory de-capitalisation rate (i.e. 5% reciprocal = 20) multiply by rateable value of the buildings (before any overall end allowances are made and after making a notional deduction for the land value) and add to the ERC of P&M. Use resultant figure to calculate contract size adjustment. (Guidance Notes - Section 6) | - | Voltage of circuit i.e. 11kV, Breaking capacity i.e. mVa, Current (amps) e.g. 2,000 amp. Age. Indoors or outdors. | A schematic MUST be studied. See Class 1 © (i) Class 1 Table 1 (d) and (f) note:- may be attached under first distribution board but still rateable. If different location but first switch after distribution board - not rateable. | After first distribution board - see note in rateable element. | It is assumed that the item forms part of an 'average size industrial, commercial or office complex'. Where it would be norml to find more than one item in such hereditament the ERC stated has been adjusted to reflect any number / quantity, discount. These figues are NOT one off figures. | Distribution Board, Bus Bar, Generator, Cable, Transformer, Rectifier. | - | - | - | - |  | Each | - | 3 - INDUSTRIAL | David Grace | Colin Brook | 25593.0679 | Option 3 | 33517.9223 | 30.96% | 27855 | 23561.007 | -7.94% | -29.71% | 23561.007 | -7.94% | ERC Over-ridden | A Lloyd | VOA_GPN_GOV_UK\5576733 | 2020-09-29 | Medium | Blue | High | This item relevant to all valuation panels, Colin Brook is lead for p&m. | Based on CG2021 rebased. | - | NA | SPONS E | 1.56 | (BEAMS Note 1) The ERC for this item should be added to the total of the ERC of the other P&M items on the site and the Buildings ERC (where applicable) to enable the correct contract size adjustment to be made. ERC of P&M Items + ERC of Building Component’s = Total ERC (net figure rateable items only) to which contract size adjustment should be applied The 2021 Generic Contractors Test Spreadsheet has this facility built into the programme - it is recommended you undertake all contractors test valuations using this spreadsheet. (Details on the application of contract size adjustments can be found in the RCG 2021 Guidance notes). Where RV is calculated using the comparative method (rental method) the contract size adjustment should be made as follows: Select - SCAT code box "P and M as an addition” within the 2021 Generic Contractors Test Spreadsheet facility. Or Where the spreadsheet is not used take the: Reciprocal of statutory de-capitalisation rate (i.e. 5% reciprocal = 20) multiply by rateable value of the buildings (before any overall end allowances are made and after making a notional deduction for the land value) and add to the ERC of P&M. Use resultant figure to calculate contract size adjustment. (Guidance Notes - Section 6) | - | - | 1 | TRUE
1412 | 206V14 | 8274 | 206V14 | Electrics | Switches | Vacuum Circuit Breaker Voltage 3.3kv | Breaking Capacity 250mva | Amps 1,600 | A circuit breaker is an automatically operated switch that is used to isolate a circuit or large item of machinery from the incoming power. It is designed to operate when a fault condition arises e.g. short circuit or overload, in the same way as a fuse. However it can be reset when the fault condition has been removed. When breaking a high power circuit an arc (or spark) occurs, this can damage the circuit breaker and if the arc is continuous the circuit will not be fully isolated. To prevent this the arc is suppressed by having the contacts surrounded by SF6 gas, under oil, in a vacuum or by using an air blast. All types are currently in use but the gas or vacuum type are generally installed in new systems. | Considered Not Applicable at time of Publication | (BEAMS Note 1) The ERC for this item should be added to the total of the ERC of the other P&M items on the site and the Buildings ERC (where applicable) to enable the correct contract size adjustment to be made. ERC of P&M Items + ERC of Building Component’s = Total ERC (net figure rateable items only) to which contract size adjustment should be applied The 2023 Generic Contractors Test Spreadsheet has this facility built into the programme - it is recommended you undertake all contractors test valuations using this spreadsheet. (Details on the application of contract size adjustments can be found in the RCG 2023 Guidance notes). Where RV is calculated using the comparative method (rental method) the contract size adjustment should be made as follows: Select - SCAT code box ""P and M as an addition” within the 2023 Generic Contractors Test Spreadsheet facility. Or Where the spreadsheet is not used take the: Reciprocal of statutory de-capitalisation rate (i.e. 5% reciprocal = 20) multiply by rateable value of the buildings (before any overall end allowances are made and after making a notional deduction for the land value) and add to the ERC of P&M. Use resultant figure to calculate contract size adjustment. (Guidance Notes - Section 6) | - | Voltage of circuit i.e. 11kV, Breaking capacity i.e. mVa, Current (amps) e.g. 2,000 amp. Age. Indoors or outdors. | A schematic MUST be studied. See Class 1 © (i) Class 1 Table 1 (d) and (f) note:- may be attached under first distribution board but still rateable. If different location but first switch after distribution board - not rateable. | After first distribution board - see note in rateable element. | It is assumed that the item forms part of an 'average size industrial, commercial or office complex'. Where it would be norml to find more than one item in such hereditament the ERC stated has been adjusted to reflect any number / quantity, discount. These figues are NOT one off figures. | Distribution Board, Bus Bar, Generator, Cable, Transformer, Rectifier. | - | - | - | - |  | Each | - | 3 - INDUSTRIAL | David Grace | Colin Brook | 27725.8236 | Option 3 | 36311.0825 | 30.96% | 30180 | 25527.5962 | -7.928% | -29.7% | 25527.5962 | -7.928% | ERC Over-ridden | A Lloyd | VOA_GPN_GOV_UK\5576733 | 2020-09-29 | Medium | Blue | High | This item relevant to all valuation panels, Colin Brook is lead for p&m. | Based on CG2021 rebased. | - | NA | SPONS E | 1.56 | (BEAMS Note 1) The ERC for this item should be added to the total of the ERC of the other P&M items on the site and the Buildings ERC (where applicable) to enable the correct contract size adjustment to be made. ERC of P&M Items + ERC of Building Component’s = Total ERC (net figure rateable items only) to which contract size adjustment should be applied The 2021 Generic Contractors Test Spreadsheet has this facility built into the programme - it is recommended you undertake all contractors test valuations using this spreadsheet. (Details on the application of contract size adjustments can be found in the RCG 2021 Guidance notes). Where RV is calculated using the comparative method (rental method) the contract size adjustment should be made as follows: Select - SCAT code box "P and M as an addition” within the 2021 Generic Contractors Test Spreadsheet facility. Or Where the spreadsheet is not used take the: Reciprocal of statutory de-capitalisation rate (i.e. 5% reciprocal = 20) multiply by rateable value of the buildings (before any overall end allowances are made and after making a notional deduction for the land value) and add to the ERC of P&M. Use resultant figure to calculate contract size adjustment. (Guidance Notes - Section 6) | - | - | 1 | TRUE
1413 | 206V60 | 8286 | 206V60 | Electrics | Switches | Vacuum Circuit Breaker Voltage 33kv | Breaking Capacity 500mva | Amps 1,250 | A circuit breaker is an automatically operated switch that is used to isolate a circuit or large item of machinery from the incoming power. It is designed to operate when a fault condition arises e.g. short circuit or overload, in the same way as a fuse. However it can be reset when the fault condition has been removed. When breaking a high power circuit an arc (or spark) occurs, this can damage the circuit breaker and if the arc is continuous the circuit will not be fully isolated. To prevent this the arc is suppressed by having the contacts surrounded by SF6 gas, under oil, in a vacuum or by using an air blast. All types are currently in use but the gas or vacuum type are generally installed in new systems. | Considered Not Applicable at time of Publication | (BEAMS Note 1) The ERC for this item should be added to the total of the ERC of the other P&M items on the site and the Buildings ERC (where applicable) to enable the correct contract size adjustment to be made. ERC of P&M Items + ERC of Building Component’s = Total ERC (net figure rateable items only) to which contract size adjustment should be applied The 2023 Generic Contractors Test Spreadsheet has this facility built into the programme - it is recommended you undertake all contractors test valuations using this spreadsheet. (Details on the application of contract size adjustments can be found in the RCG 2023 Guidance notes). Where RV is calculated using the comparative method (rental method) the contract size adjustment should be made as follows: Select - SCAT code box ""P and M as an addition” within the 2023 Generic Contractors Test Spreadsheet facility. Or Where the spreadsheet is not used take the: Reciprocal of statutory de-capitalisation rate (i.e. 5% reciprocal = 20) multiply by rateable value of the buildings (before any overall end allowances are made and after making a notional deduction for the land value) and add to the ERC of P&M. Use resultant figure to calculate contract size adjustment. (Guidance Notes - Section 6) | - | Voltage of circuit i.e. 11kV, Breaking capacity i.e. mVa, Current (amps) e.g. 2,000 amp. Age. Indoors or outdors. | A schematic MUST be studied. See Class 1 © (i) Class 1 Table 1 (d) and (f) note:- may be attached under first distribution board but still rateable. If different location but first switch after distribution board - not rateable. | After first distribution board - see note in rateable element. | It is assumed that the item forms part of an 'average size industrial, commercial or office complex'. Where it would be norml to find more than one item in such hereditament the ERC stated has been adjusted to reflect any number / quantity, discount. These figues are NOT one off figures. | Distribution Board, Bus Bar, Generator, Cable, Transformer, Rectifier. | - | - | - | 20033 |  | Each | - | 3 - INDUSTRIAL | David Grace | Colin Brook | 52100.174 | Option 3 | 68232.9133 | 30.96% | 56713 | 47970.3964 | -7.927% | -29.7% | 47970.3964 | -7.927% | ERC Over-ridden | A Lloyd | VOA_GPN_GOV_UK\5576733 | 2020-09-30 | Medium | Blue | High | This item relevant to all valuation panels, Colin Brook is lead for p&m. | Based on CG2021 rebased. | - | NA | SPONS E | 1.56 | (BEAMS Note 1) The ERC for this item should be added to the total of the ERC of the other P&M items on the site and the Buildings ERC (where applicable) to enable the correct contract size adjustment to be made. ERC of P&M Items + ERC of Building Component’s = Total ERC (net figure rateable items only) to which contract size adjustment should be applied The 2021 Generic Contractors Test Spreadsheet has this facility built into the programme - it is recommended you undertake all contractors test valuations using this spreadsheet. (Details on the application of contract size adjustments can be found in the RCG 2021 Guidance notes). Where RV is calculated using the comparative method (rental method) the contract size adjustment should be made as follows: Select - SCAT code box "P and M as an addition” within the 2021 Generic Contractors Test Spreadsheet facility. Or Where the spreadsheet is not used take the: Reciprocal of statutory de-capitalisation rate (i.e. 5% reciprocal = 20) multiply by rateable value of the buildings (before any overall end allowances are made and after making a notional deduction for the land value) and add to the ERC of P&M. Use resultant figure to calculate contract size adjustment. (Guidance Notes - Section 6) | - | - | 1 | TRUE
1414 | 206V61 | 8287 | 206V61 | Electrics | Switches | Vacuum Circuit Breaker Voltage 33kv | Breaking Capacity 500mva | Amps 1,600 | A circuit breaker is an automatically operated switch that is used to isolate a circuit or large item of machinery from the incoming power. It is designed to operate when a fault condition arises e.g. short circuit or overload, in the same way as a fuse. However it can be reset when the fault condition has been removed. When breaking a high power circuit an arc (or spark) occurs, this can damage the circuit breaker and if the arc is continuous the circuit will not be fully isolated. To prevent this the arc is suppressed by having the contacts surrounded by SF6 gas, under ooil, in a vacuum or by using an air blast. All types are currently in use but the gas or vacuum type are generally installed in new systems. | Considered Not Applicable at time of Publication | (BEAMS Note 1) The ERC for this item should be added to the total of the ERC of the other P&M items on the site and the Buildings ERC (where applicable) to enable the correct contract size adjustment to be made. ERC of P&M Items + ERC of Building Component’s = Total ERC (net figure rateable items only) to which contract size adjustment should be applied The 2023 Generic Contractors Test Spreadsheet has this facility built into the programme - it is recommended you undertake all contractors test valuations using this spreadsheet. (Details on the application of contract size adjustments can be found in the RCG 2023 Guidance notes). Where RV is calculated using the comparative method (rental method) the contract size adjustment should be made as follows: Select - SCAT code box ""P and M as an addition” within the 2023 Generic Contractors Test Spreadsheet facility. Or Where the spreadsheet is not used take the: Reciprocal of statutory de-capitalisation rate (i.e. 5% reciprocal = 20) multiply by rateable value of the buildings (before any overall end allowances are made and after making a notional deduction for the land value) and add to the ERC of P&M. Use resultant figure to calculate contract size adjustment. (Guidance Notes - Section 6) | - | Voltage of circuit i.e. 11kV, Breaking capacity i.e. mVa, Current (amps) e.g. 2,000 amp. Age. Indoors or outdors. | A schematic MUST be studied. See Class 1 © (i) Class 1 Table 1 (d) and (f) note:- may be attached under first distribution board but still rateable. If different location but first switch after distribution board - not rateable. | After first distribution board - see note in rateable element. | It is assumed that the item forms part of an 'average size industrial, commercial or office complex'. Where it would be norml to find more than one item in such hereditament the ERC stated has been adjusted to reflect any number / quantity, discount. These figues are NOT one off figures. | Distribution Board, Bus Bar, Generator, Cable, Transformer, Rectifier. | - | - | - | 20033 |  | Each | - | 3 - INDUSTRIAL | David Grace | Colin Brook | 49394.6211 | Option 3 | 64689.5901 | 30.96% | 53774 | 45484.4585 | -7.916% | -29.69% | 45484.4585 | -7.916% | ERC Over-ridden | A Lloyd | VOA_GPN_GOV_UK\5576733 | 2020-09-30 | Medium | Blue | High | This item relevant to all valuation panels, Colin Brook is lead for p&m. | High risk based on 2017 & 2021 costs with no new information other than TPI increase. | - | NA | SPONS E | 1.56 | (BEAMS Note 1) The ERC for this item should be added to the total of the ERC of the other P&M items on the site and the Buildings ERC (where applicable) to enable the correct contract size adjustment to be made. ERC of P&M Items + ERC of Building Component’s = Total ERC (net figure rateable items only) to which contract size adjustment should be applied The 2021 Generic Contractors Test Spreadsheet has this facility built into the programme - it is recommended you undertake all contractors test valuations using this spreadsheet. (Details on the application of contract size adjustments can be found in the RCG 2021 Guidance notes). Where RV is calculated using the comparative method (rental method) the contract size adjustment should be made as follows: Select - SCAT code box "P and M as an addition” within the 2021 Generic Contractors Test Spreadsheet facility. Or Where the spreadsheet is not used take the: Reciprocal of statutory de-capitalisation rate (i.e. 5% reciprocal = 20) multiply by rateable value of the buildings (before any overall end allowances are made and after making a notional deduction for the land value) and add to the ERC of P&M. Use resultant figure to calculate contract size adjustment. (Guidance Notes - Section 6) | - | - | 1 | TRUE
1415 | 206A16 | 8417 | 206A16 | Electrics | Transformer | 11kv-3.3kv | Indoor and Outdoor Installation | 1000KVA | A transformer changes an AC (alternating current) from one voltage to another, here 11,000V to 3,300V They are only found in large heavy works, either in an external pen behind safety fencing or within the switch house. | Considered Not Applicable at time of Publication | (BEAMS Note 1) The ERC for this item should be added to the total of the ERC of the other P&M items on the site and the Buildings ERC (where applicable) to enable the correct contract size adjustment to be made. ERC of P&M Items + ERC of Building Component’s = Total ERC (net figure rateable items only) to which contract size adjustment should be applied The 2023 Generic Contractors Test Spreadsheet has this facility built into the programme - it is recommended you undertake all contractors test valuations using this spreadsheet. (Details on the application of contract size adjustments can be found in the RCG 2023 Guidance notes). Where RV is calculated using the comparative method (rental method) the contract size adjustment should be made as follows: Select - SCAT code box ""P and M as an addition” within the 2023 Generic Contractors Test Spreadsheet facility. Or Where the spreadsheet is not used take the: Reciprocal of statutory de-capitalisation rate (i.e. 5% reciprocal = 20) multiply by rateable value of the buildings (before any overall end allowances are made and after making a notional deduction for the land value) and add to the ERC of P&M. Use resultant figure to calculate contract size adjustment. (Guidance Notes - Section 6) | - | Transformes are dangerous. Do not get too close and only under supervision. Most have a plate on them giving the kVa and the upper and lower voltage. Ask the engineer for a SCHEMATIC in order to work out if they are rateable or not. | Class 1 Table 1 (e) Main transmission of power - Class 1(i) (in the case of electrical power, the first distribution board). Transformer - | If part of process i.e. Electric Arc Furnace Transformer or, in certain areas, On the circuit (i.e. after the first distribution board or owned by the CE | Cables and conductors, switch boards, distribution boards, control panels, and all switchgear and other apparatus thereon. | It is assumed that the item forms part of an "average size industrial, commercial or office complex". Where it would be normal to find more than one item in such a hereditament the ERC stated has been adjusted to reflect any number / quantity, discount. These figures are NOT one off figures. | - | Typical transformers. | - | 20036 |  | Each | Each | 3 - INDUSTRIAL | David Grace | Colin Brook | 21632.236 | Option 3 | 28330.6248 | 30.96% | 32471.1609 | 27465.5628 | 26.97% | -3.053% | 27465.5628 | 26.97% | Price Book Data | Nimal Rajapakse | VOA_GPN_GOV_UK\7219047 | 2021-08-12 | Medium | Blue | High | Limited cost evidence from Spons M&E 2019 used to estimate the uplift from CG2021 -see evidnce. | QC by A Lloyd | Updated indices following QA | NA | SPONS E | 1.561 | (BEAMS Note 1) The ERC for this item should be added to the total of the ERC of the other P&M items on the site and the Buildings ERC (where applicable) to enable the correct contract size adjustment to be made. ERC of P&M Items + ERC of Building Component’s = Total ERC (net figure rateable items only) to which contract size adjustment should be applied The 2021 Generic Contractors Test Spreadsheet has this facility built into the programme - it is recommended you undertake all contractors test valuations using this spreadsheet. (Details on the application of contract size adjustments can be found in the RCG 2021 Guidance notes). Where RV is calculated using the comparative method (rental method) the contract size adjustment should be made as follows: Select - SCAT code box "P and M as an addition” within the 2021 Generic Contractors Test Spreadsheet facility. Or Where the spreadsheet is not used take the: Reciprocal of statutory de-capitalisation rate (i.e. 5% reciprocal = 20) multiply by rateable value of the buildings (before any overall end allowances are made and after making a notional deduction for the land value) and add to the ERC of P&M. Use resultant figure to calculate contract size adjustment. (Guidance Notes - Section 6) | Typical transformers. | - | 1 | TRUE
1416 | 206A17 | 8418 | 206A17 | Electrics | Transformer | 11kv-3.3kv | Indoor and Outdoor Installation | 1500KVA | A transformer changes an AC (alternating current) from one voltage to another, here 11,000V to 3,300V They are only found in large heavy works, either in an external pen behind safety fencing or within the switch house. | Considered Not Applicable at time of Publication | (BEAMS Note 1) The ERC for this item should be added to the total of the ERC of the other P&M items on the site and the Buildings ERC (where applicable) to enable the correct contract size adjustment to be made. ERC of P&M Items + ERC of Building Component’s = Total ERC (net figure rateable items only) to which contract size adjustment should be applied The 2023 Generic Contractors Test Spreadsheet has this facility built into the programme - it is recommended you undertake all contractors test valuations using this spreadsheet. (Details on the application of contract size adjustments can be found in the RCG 2023 Guidance notes). Where RV is calculated using the comparative method (rental method) the contract size adjustment should be made as follows: Select - SCAT code box ""P and M as an addition” within the 2023 Generic Contractors Test Spreadsheet facility. Or Where the spreadsheet is not used take the: Reciprocal of statutory de-capitalisation rate (i.e. 5% reciprocal = 20) multiply by rateable value of the buildings (before any overall end allowances are made and after making a notional deduction for the land value) and add to the ERC of P&M. Use resultant figure to calculate contract size adjustment. (Guidance Notes - Section 6) | - | Transformes are dangerous. Do not get too close and only under supervision. Most have a plate on them giving the kVa and the upper and lower voltage. Ask the engineer for a SCHEMATIC in order to work out if they are rateable or not. | Class 1 Table 1 (e) Main transmission of power - Class 1(i) (in the case of electrical power, the first distribution board). Transformer - | If part of process i.e. Electric Arc Furnace Transformer or, in certain areas, On the circuit (i.e. after the first distribution board or owned by the CE | Cables and conductors, switch boards, distribution boards, control panels, and all switchgear and other apparatus thereon. | It is assumed that the item forms part of an "average size industrial, commercial or office complex". Where it would be normal to find more than one item in such a hereditament the ERC stated has been adjusted to reflect any number / quantity, discount. These figures are NOT one off figures. | - | Typical transformers. | - | 20036 |  | Each | Each | 3 - INDUSTRIAL | David Grace | Colin Brook | 26446.1702 | Option 3 | 34635.1864 | 30.96% | 39798.2901 | 33663.1769 | 27.29% | -2.806% | 33663.1769 | 27.29% | Price Book Data | Nimal Rajapakse | VOA_GPN_GOV_UK\7219047 | 2021-08-12 | Medium | Blue | High | Limited cost evidence from Spons M&E 2019 used to estimate the uplift from CG2021 -see evidnce. | QC by A Lloyd | Updated indices following QA | NA | SPONS E | 1.561 | (BEAMS Note 1) The ERC for this item should be added to the total of the ERC of the other P&M items on the site and the Buildings ERC (where applicable) to enable the correct contract size adjustment to be made. ERC of P&M Items + ERC of Building Component’s = Total ERC (net figure rateable items only) to which contract size adjustment should be applied The 2021 Generic Contractors Test Spreadsheet has this facility built into the programme - it is recommended you undertake all contractors test valuations using this spreadsheet. (Details on the application of contract size adjustments can be found in the RCG 2021 Guidance notes). Where RV is calculated using the comparative method (rental method) the contract size adjustment should be made as follows: Select - SCAT code box "P and M as an addition” within the 2021 Generic Contractors Test Spreadsheet facility. Or Where the spreadsheet is not used take the: Reciprocal of statutory de-capitalisation rate (i.e. 5% reciprocal = 20) multiply by rateable value of the buildings (before any overall end allowances are made and after making a notional deduction for the land value) and add to the ERC of P&M. Use resultant figure to calculate contract size adjustment. (Guidance Notes - Section 6) | Typical transformers. | - | 1 | TRUE
1417 | 206A18 | 8422 | 206A18 | Electrics | Transformer | 11kv-3.3kv | Indoor and Outdoor Installation | 2000KVA | A transformer changes an AC (alternating current) from one voltage to another, here 11,000V to 3,300V They are only found in large heavy works, either in an external pen behind safety fencing or within the switch house. | Considered Not Applicable at time of Publication | (BEAMS Note 1) The ERC for this item should be added to the total of the ERC of the other P&M items on the site and the Buildings ERC (where applicable) to enable the correct contract size adjustment to be made. ERC of P&M Items + ERC of Building Component’s = Total ERC (net figure rateable items only) to which contract size adjustment should be applied The 2023 Generic Contractors Test Spreadsheet has this facility built into the programme - it is recommended you undertake all contractors test valuations using this spreadsheet. (Details on the application of contract size adjustments can be found in the RCG 2023 Guidance notes). Where RV is calculated using the comparative method (rental method) the contract size adjustment should be made as follows: Select - SCAT code box ""P and M as an addition” within the 2023 Generic Contractors Test Spreadsheet facility. Or Where the spreadsheet is not used take the: Reciprocal of statutory de-capitalisation rate (i.e. 5% reciprocal = 20) multiply by rateable value of the buildings (before any overall end allowances are made and after making a notional deduction for the land value) and add to the ERC of P&M. Use resultant figure to calculate contract size adjustment. (Guidance Notes - Section 6) | - | Transformes are dangerous. Do not get too close and only under supervision. Most have a plate on them giving the kVa and the upper and lower voltage. Ask the engineer for a SCHEMATIC in order to work out if they are rateable or not. | Class 1 Table 1 (e) Main transmission of power - Class 1(i) (in the case of electrical power, the first distribution board). Transformer - | If part of process i.e. Electric Arc Furnace Transformer or, in certain areas, On the circuit (i.e. after the first distribution board or owned by the CE | Cables and conductors, switch boards, distribution boards, control panels, and all switchgear and other apparatus thereon. | It is assumed that the item forms part of an "average size industrial, commercial or office complex". Where it would be normal to find more than one item in such a hereditament the ERC stated has been adjusted to reflect any number / quantity, discount. These figures are NOT one off figures. | - | Typical transformers. | - | 20036 |  | Each | Each | 3 - INDUSTRIAL | David Grace | Colin Brook | 34428.7699 | Option 3 | 45089.586 | 30.96% | 39964.0622 | 33803.3944 | -1.816% | -25.03% | 33803.3944 | -1.816% | Price Book Data | Nimal Rajapakse | VOA_GPN_GOV_UK\7219047 | 2021-08-12 | Medium | Blue | High | Limited cost evidence from Spons M&E 2019 used to estimate the uplift from CG2021 -see evidnce. | QC by A Lloyd | Updated indices following QA | NA | SPONS E | 1.561 | (BEAMS Note 1) The ERC for this item should be added to the total of the ERC of the other P&M items on the site and the Buildings ERC (where applicable) to enable the correct contract size adjustment to be made. ERC of P&M Items + ERC of Building Component’s = Total ERC (net figure rateable items only) to which contract size adjustment should be applied The 2021 Generic Contractors Test Spreadsheet has this facility built into the programme - it is recommended you undertake all contractors test valuations using this spreadsheet. (Details on the application of contract size adjustments can be found in the RCG 2021 Guidance notes). Where RV is calculated using the comparative method (rental method) the contract size adjustment should be made as follows: Select - SCAT code box "P and M as an addition” within the 2021 Generic Contractors Test Spreadsheet facility. Or Where the spreadsheet is not used take the: Reciprocal of statutory de-capitalisation rate (i.e. 5% reciprocal = 20) multiply by rateable value of the buildings (before any overall end allowances are made and after making a notional deduction for the land value) and add to the ERC of P&M. Use resultant figure to calculate contract size adjustment. (Guidance Notes - Section 6) | Typical transformers. | - | 1 | TRUE
1418 | 206A19 | 8828 | 206A19 | Electrics | Transformer | 11kv-3.3kv | Indoor and Outdoor Installation | 3000KVA | A transformer changes an AC (alternating current) from one voltage to another, here 11,000V to 3,300V They are only found in large heavy works, either in an external pen behind safety fencing or within the switch house. | Considered Not Applicable at time of Publication | (BEAMS Note 1) The ERC for this item should be added to the total of the ERC of the other P&M items on the site and the Buildings ERC (where applicable) to enable the correct contract size adjustment to be made. ERC of P&M Items + ERC of Building Component’s = Total ERC (net figure rateable items only) to which contract size adjustment should be applied The 2023 Generic Contractors Test Spreadsheet has this facility built into the programme - it is recommended you undertake all contractors test valuations using this spreadsheet. (Details on the application of contract size adjustments can be found in the RCG 2023 Guidance notes). Where RV is calculated using the comparative method (rental method) the contract size adjustment should be made as follows: Select - SCAT code box ""P and M as an addition” within the 2023 Generic Contractors Test Spreadsheet facility. Or Where the spreadsheet is not used take the: Reciprocal of statutory de-capitalisation rate (i.e. 5% reciprocal = 20) multiply by rateable value of the buildings (before any overall end allowances are made and after making a notional deduction for the land value) and add to the ERC of P&M. Use resultant figure to calculate contract size adjustment. (Guidance Notes - Section 6) | - | Transformes are dangerous. Do not get too close and only under supervision. Most have a plate on them giving the kVa and the upper and lower voltage. Ask the engineer for a SCHEMATIC in order to work out if they are rateable or not. | Class 1 Table 1 (e) Main transmission of power - Class 1(i) (in the case of electrical power, the first distribution board). Transformer - | If part of process i.e. Electric Arc Furnace Transformer or, in certain areas, On the circuit (i.e. after the first distribution board or owned by the CE | Cables and conductors, switch boards, distribution boards, control panels, and all switchgear and other apparatus thereon. | It is assumed that the item forms part of an "average size industrial, commercial or office complex". Where it would be normal to find more than one item in such a hereditament the ERC stated has been adjusted to reflect any number / quantity, discount. These figures are NOT one off figures. | - | Typical transformers. | - | 20036 |  | Each | Each | 3 - INDUSTRIAL | David Grace | Colin Brook | 52709.5327 | Option 3 | 69030.9591 | 30.96% | 61278.0365 | 51831.7088 | -1.665% | -24.92% | 51831.7088 | -1.665% | Price Book Data | Nimal Rajapakse | VOA_GPN_GOV_UK\7219047 | 2021-08-12 | Medium | Blue | High | Limited cost evidence from Spons M&E 2019 used to estimate the uplift from CG2021 -see evidnce. | QC by A Lloyd | Updated indices following QA | NA | SPONS E | 1.561 | (BEAMS Note 1) The ERC for this item should be added to the total of the ERC of the other P&M items on the site and the Buildings ERC (where applicable) to enable the correct contract size adjustment to be made. ERC of P&M Items + ERC of Building Component’s = Total ERC (net figure rateable items only) to which contract size adjustment should be applied The 2021 Generic Contractors Test Spreadsheet has this facility built into the programme - it is recommended you undertake all contractors test valuations using this spreadsheet. (Details on the application of contract size adjustments can be found in the RCG 2021 Guidance notes). Where RV is calculated using the comparative method (rental method) the contract size adjustment should be made as follows: Select - SCAT code box "P and M as an addition” within the 2021 Generic Contractors Test Spreadsheet facility. Or Where the spreadsheet is not used take the: Reciprocal of statutory de-capitalisation rate (i.e. 5% reciprocal = 20) multiply by rateable value of the buildings (before any overall end allowances are made and after making a notional deduction for the land value) and add to the ERC of P&M. Use resultant figure to calculate contract size adjustment. (Guidance Notes - Section 6) | Typical transformers. | - | 1 | TRUE
1419 | 206A20 | 8423 | 206A20 | Electrics | Transformer | 11kv-3.3kv | Indoor and Outdoor Installation | 4000KVA | A transformer changes an AC (alternating current) from one voltage to another, here 11,000V to 3,300V They are only found in large heavy works, either in an external pen behind safety fencing or within the switch house. | Considered Not Applicable at time of Publication | (BEAMS Note 1) The ERC for this item should be added to the total of the ERC of the other P&M items on the site and the Buildings ERC (where applicable) to enable the correct contract size adjustment to be made. ERC of P&M Items + ERC of Building Component’s = Total ERC (net figure rateable items only) to which contract size adjustment should be applied The 2023 Generic Contractors Test Spreadsheet has this facility built into the programme - it is recommended you undertake all contractors test valuations using this spreadsheet. (Details on the application of contract size adjustments can be found in the RCG 2023 Guidance notes). Where RV is calculated using the comparative method (rental method) the contract size adjustment should be made as follows: Select - SCAT code box ""P and M as an addition” within the 2023 Generic Contractors Test Spreadsheet facility. Or Where the spreadsheet is not used take the: Reciprocal of statutory de-capitalisation rate (i.e. 5% reciprocal = 20) multiply by rateable value of the buildings (before any overall end allowances are made and after making a notional deduction for the land value) and add to the ERC of P&M. Use resultant figure to calculate contract size adjustment. (Guidance Notes - Section 6) | - | Transformes are dangerous. Do not get too close and only under supervision. Most have a plate on them giving the kVa and the upper and lower voltage. Ask the engineer for a SCHEMATIC in order to work out if they are rateable or not. | Class 1 Table 1 (e) Main transmission of power - Class 1(i) (in the case of electrical power, the first distribution board). Transformer - | If part of process i.e. Electric Arc Furnace Transformer or, in certain areas, On the circuit (i.e. after the first distribution board or owned by the CE | Cables and conductors, switch boards, distribution boards, control panels, and all switchgear and other apparatus thereon. | It is assumed that the item forms part of an "average size industrial, commercial or office complex". Where it would be normal to find more than one item in such a hereditament the ERC stated has been adjusted to reflect any number / quantity, discount. These figures are NOT one off figures. | - | Typical transformers. | - | 20036 |  | Each | Each | 3 - INDUSTRIAL | David Grace | Colin Brook | 64592.0285 | Option 3 | 84592.8516 | 30.96% | 75099.1096 | 63522.1916 | -1.656% | -24.91% | 63522.1916 | -1.656% | Price Book Data | Nimal Rajapakse | VOA_GPN_GOV_UK\7219047 | 2021-08-12 | Medium | Blue | High | Limited cost evidence from Spons M&E 2019 used to estimate the uplift from CG2021 -see evidnce. | QC by A Lloyd | Updated indices following QA | NA | SPONS E | 1.561 | (BEAMS Note 1) The ERC for this item should be added to the total of the ERC of the other P&M items on the site and the Buildings ERC (where applicable) to enable the correct contract size adjustment to be made. ERC of P&M Items + ERC of Building Component’s = Total ERC (net figure rateable items only) to which contract size adjustment should be applied The 2021 Generic Contractors Test Spreadsheet has this facility built into the programme - it is recommended you undertake all contractors test valuations using this spreadsheet. (Details on the application of contract size adjustments can be found in the RCG 2021 Guidance notes). Where RV is calculated using the comparative method (rental method) the contract size adjustment should be made as follows: Select - SCAT code box "P and M as an addition” within the 2021 Generic Contractors Test Spreadsheet facility. Or Where the spreadsheet is not used take the: Reciprocal of statutory de-capitalisation rate (i.e. 5% reciprocal = 20) multiply by rateable value of the buildings (before any overall end allowances are made and after making a notional deduction for the land value) and add to the ERC of P&M. Use resultant figure to calculate contract size adjustment. (Guidance Notes - Section 6) | Typical transformers. | - | 1 | TRUE
1420 | 206A21 | 8424 | 206A21 | Electrics | Transformer | 11kv-3.3kv | Indoor and Outdoor Installation | 5000KVA | A transformer changes an AC (alternating current) from one voltage to another, here 11,000V to 3,300V They are only found in large heavy works, either in an external pen behind safety fencing or within the switch house. | Considered Not Applicable at time of Publication | (BEAMS Note 1) The ERC for this item should be added to the total of the ERC of the other P&M items on the site and the Buildings ERC (where applicable) to enable the correct contract size adjustment to be made. ERC of P&M Items + ERC of Building Component’s = Total ERC (net figure rateable items only) to which contract size adjustment should be applied The 2023 Generic Contractors Test Spreadsheet has this facility built into the programme - it is recommended you undertake all contractors test valuations using this spreadsheet. (Details on the application of contract size adjustments can be found in the RCG 2023 Guidance notes). Where RV is calculated using the comparative method (rental method) the contract size adjustment should be made as follows: Select - SCAT code box ""P and M as an addition” within the 2023 Generic Contractors Test Spreadsheet facility. Or Where the spreadsheet is not used take the: Reciprocal of statutory de-capitalisation rate (i.e. 5% reciprocal = 20) multiply by rateable value of the buildings (before any overall end allowances are made and after making a notional deduction for the land value) and add to the ERC of P&M. Use resultant figure to calculate contract size adjustment. (Guidance Notes - Section 6) | - | Transformes are dangerous. Do not get too close and only under supervision. Most have a plate on them giving the kVa and the upper and lower voltage. Ask the engineer for a SCHEMATIC in order to work out if they are rateable or not. | Class 1 Table 1 (e) Main transmission of power - Class 1(i) (in the case of electrical power, the first distribution board). Transformer - | If part of process i.e. Electric Arc Furnace Transformer or, in certain areas, On the circuit (i.e. after the first distribution board or owned by the CE | Cables and conductors, switch boards, distribution boards, control panels, and all switchgear and other apparatus thereon. | It is assumed that the item forms part of an "average size industrial, commercial or office complex". Where it would be normal to find more than one item in such a hereditament the ERC stated has been adjusted to reflect any number / quantity, discount. These figures are NOT one off figures. | - | Typical transformers. | - | 20036 |  | Each | Each | 3 - INDUSTRIAL | David Grace | Colin Brook | 75316.7427 | Option 3 | 98638.4571 | 30.96% | 66940.2367 | 56621.0514 | -24.82% | -42.6% | 56621.0514 | -24.82% | Price Book Data | Nimal Rajapakse | VOA_GPN_GOV_UK\7219047 | 2021-08-12 | Medium | Blue | High | Limited cost evidence from Spons M&E 2019 used to estimate the uplift from CG2021 -see evidnce. | QC by A Lloyd | Updated indices following QA | NA | SPONS E | 1.561 | (BEAMS Note 1) The ERC for this item should be added to the total of the ERC of the other P&M items on the site and the Buildings ERC (where applicable) to enable the correct contract size adjustment to be made. ERC of P&M Items + ERC of Building Component’s = Total ERC (net figure rateable items only) to which contract size adjustment should be applied The 2021 Generic Contractors Test Spreadsheet has this facility built into the programme - it is recommended you undertake all contractors test valuations using this spreadsheet. (Details on the application of contract size adjustments can be found in the RCG 2021 Guidance notes). Where RV is calculated using the comparative method (rental method) the contract size adjustment should be made as follows: Select - SCAT code box "P and M as an addition” within the 2021 Generic Contractors Test Spreadsheet facility. Or Where the spreadsheet is not used take the: Reciprocal of statutory de-capitalisation rate (i.e. 5% reciprocal = 20) multiply by rateable value of the buildings (before any overall end allowances are made and after making a notional deduction for the land value) and add to the ERC of P&M. Use resultant figure to calculate contract size adjustment. (Guidance Notes - Section 6) | Typical transformers. | - | 1 | TRUE
1421 | 206A01 | 8840 | 206A01 | Electrics | Transformer | 11kv-415V | Indoor and Outdoor Installation | Kva 300 | Transformers 11kV to 415 V The most common rateable transformer sitting inside the boundary fence and dropping the voltage down to 415 v before the first distribution board. This size of transformer may be inside ( as part of the switch house ) or outside in a pen or behind safety fencing. | Considered Not Applicable at time of Publication | (BEAMS Note 1) The ERC for this item should be added to the total of the ERC of the other P&M items on the site and the Buildings ERC (where applicable) to enable the correct contract size adjustment to be made. ERC of P&M Items + ERC of Building Component’s = Total ERC (net figure rateable items only) to which contract size adjustment should be applied The 2023 Generic Contractors Test Spreadsheet has this facility built into the programme - it is recommended you undertake all contractors test valuations using this spreadsheet. (Details on the application of contract size adjustments can be found in the RCG 2023 Guidance notes). Where RV is calculated using the comparative method (rental method) the contract size adjustment should be made as follows: Select - SCAT code box ""P and M as an addition” within the 2023 Generic Contractors Test Spreadsheet facility. Or Where the spreadsheet is not used take the: Reciprocal of statutory de-capitalisation rate (i.e. 5% reciprocal = 20) multiply by rateable value of the buildings (before any overall end allowances are made and after making a notional deduction for the land value) and add to the ERC of P&M. Use resultant figure to calculate contract size adjustment. (Guidance Notes - Section 6) | - | Transformes are dangerous. Do not get too close and only under supervision. Most have a plate on them giving the kVa and the upper and lower voltage. Ask the engineer for a SCHEMATIC in order to work out if they are rateable or not. | Class 1 Table 1 (e) Main transmission of power - Class 1(i) (in the case of electrical power, the first distribution board). Transformer - | If part of process i.e. Electric Arc Furnace Transformer or, in certain areas, On the circuit (i.e. after the first distribution board or owned by the CE | Cables and conductors, switch boards, distribution boards, control panels, and all switchgear and other apparatus thereon. | It is assumed that the item forms part of an "average size industrial, commercial or office complex". Where it would be normal to find more than one item in such a hereditament the ERC stated has been adjusted to reflect any number / quantity, discount. These figures are NOT one off figures. | - | Photo 1- Indoor 11kV to 415V supplies- main 415V switchboard Photo 2- 11kV to 415V transformer Photo 3- 11kV to 415V works transformer | Photo 1- Cable ducts in floor Photo 2- Common size in many factories Photo 3- within compound | 20036 |  | Each | - | 3 - INDUSTRIAL | David Grace | Colin Brook | 11285.3242 | Option 3 | 14779.8077 | 30.96% | 14306.5866 | 12101.1519 | 7.229% | -18.12% | 12101.1519 | 7.229% | Price Book Data | Nimal Rajapakse | VOA_GPN_GOV_UK\7219047 | 2021-08-12 | Medium | Blue | Low | - | QC by A Lloyd | Updated indices following QA | NA | SPONS E | 1.561 | (BEAMS Note 1) The ERC for this item should be added to the total of the ERC of the other P&M items on the site and the Buildings ERC (where applicable) to enable the correct contract size adjustment to be made. ERC of P&M Items + ERC of Building Component’s = Total ERC (net figure rateable items only) to which contract size adjustment should be applied The 2021 Generic Contractors Test Spreadsheet has this facility built into the programme - it is recommended you undertake all contractors test valuations using this spreadsheet. (Details on the application of contract size adjustments can be found in the RCG 2021 Guidance notes). Where RV is calculated using the comparative method (rental method) the contract size adjustment should be made as follows: Select - SCAT code box "P and M as an addition” within the 2021 Generic Contractors Test Spreadsheet facility. Or Where the spreadsheet is not used take the: Reciprocal of statutory de-capitalisation rate (i.e. 5% reciprocal = 20) multiply by rateable value of the buildings (before any overall end allowances are made and after making a notional deduction for the land value) and add to the ERC of P&M. Use resultant figure to calculate contract size adjustment. (Guidance Notes - Section 6) | Photo 1- Indoor 11kV to 415V supplies- main 415V switchboard Photo 2- 11kV to 415V transformer Photo 3- 11kV to 415V works transformer | Photo 1- Cable ducts in floor Photo 2- Common size in many factories Photo 3- within compound | 1 | TRUE
1422 | 206A02 | 8403 | 206A02 | Electrics | Transformer | 11kv-415V | Indoor and Outdoor Installation | Kva 500 | Transformers 11kV to 415 V The most common rateable transformer sitting inside the boundary fence and dropping the voltage down to 415 v before the first distribution board. This size of transformer may be inside ( as part of the switch house ) or outside in a pen or behind safety fencing. | Considered Not Applicable at time of Publication | (BEAMS Note 1) The ERC for this item should be added to the total of the ERC of the other P&M items on the site and the Buildings ERC (where applicable) to enable the correct contract size adjustment to be made. ERC of P&M Items + ERC of Building Component’s = Total ERC (net figure rateable items only) to which contract size adjustment should be applied The 2023 Generic Contractors Test Spreadsheet has this facility built into the programme - it is recommended you undertake all contractors test valuations using this spreadsheet. (Details on the application of contract size adjustments can be found in the RCG 2023 Guidance notes). Where RV is calculated using the comparative method (rental method) the contract size adjustment should be made as follows: Select - SCAT code box ""P and M as an addition” within the 2023 Generic Contractors Test Spreadsheet facility. Or Where the spreadsheet is not used take the: Reciprocal of statutory de-capitalisation rate (i.e. 5% reciprocal = 20) multiply by rateable value of the buildings (before any overall end allowances are made and after making a notional deduction for the land value) and add to the ERC of P&M. Use resultant figure to calculate contract size adjustment. (Guidance Notes - Section 6) | - | Transformes are dangerous. Do not get too close and only under supervision. Most have a plate on them giving the kVa and the upper and lower voltage. Ask the engineer for a SCHEMATIC in order to work out if they are rateable or not. | Class 1 Table 1 (e) Main transmission of power - Class 1(i) (in the case of electrical power, the first distribution board). Transformer - | If part of process i.e. Electric Arc Furnace Transformer or, in certain areas, On the circuit (i.e. after the first distribution board or owned by the CE | Cables and conductors, switch boards, distribution boards, control panels, and all switchgear and other apparatus thereon. | It is assumed that the item forms part of an "average size industrial, commercial or office complex". Where it would be normal to find more than one item in such a hereditament the ERC stated has been adjusted to reflect any number / quantity, discount. These figures are NOT one off figures. | - | Photo 1- Indoor 11kV to 415V supplies- main 415V switchboard Photo 2- 11kV to 415V transformer Photo 3- 11kV to 415V works transformer | Photo 1- Cable ducts in floor Photo 2- Common size in many factories Photo 3- within compound | 20036 |  | Each | - | 3 - INDUSTRIAL | David Grace | Colin Brook | 13089.0262 | Option 3 | 17142.0231 | 30.96% | 16344.1913 | 13824.6493 | 5.62% | -19.35% | 13824.6493 | 5.62% | Price Book Data | Nimal Rajapakse | VOA_GPN_GOV_UK\7219047 | 2021-08-12 | Medium | Blue | Low | - | QC by A Lloyd | Updated indices following QA | NA | SPONS E | 1.561 | (BEAMS Note 1) The ERC for this item should be added to the total of the ERC of the other P&M items on the site and the Buildings ERC (where applicable) to enable the correct contract size adjustment to be made. ERC of P&M Items + ERC of Building Component’s = Total ERC (net figure rateable items only) to which contract size adjustment should be applied The 2021 Generic Contractors Test Spreadsheet has this facility built into the programme - it is recommended you undertake all contractors test valuations using this spreadsheet. (Details on the application of contract size adjustments can be found in the RCG 2021 Guidance notes). Where RV is calculated using the comparative method (rental method) the contract size adjustment should be made as follows: Select - SCAT code box "P and M as an addition” within the 2021 Generic Contractors Test Spreadsheet facility. Or Where the spreadsheet is not used take the: Reciprocal of statutory de-capitalisation rate (i.e. 5% reciprocal = 20) multiply by rateable value of the buildings (before any overall end allowances are made and after making a notional deduction for the land value) and add to the ERC of P&M. Use resultant figure to calculate contract size adjustment. (Guidance Notes - Section 6) | Photo 1- Indoor 11kV to 415V supplies- main 415V switchboard Photo 2- 11kV to 415V transformer Photo 3- 11kV to 415V works transformer | Photo 1- Cable ducts in floor Photo 2- Common size in many factories Photo 3- within compound | 1 | TRUE
1423 | 206A03 | 8404 | 206A03 | Electrics | Transformer | 11kv-415V | Indoor and Outdoor Installation | Kva 750 | Transformers 11kV to 415 V The most common rateable transformer sitting inside the boundary fence and dropping the voltage down to 415 v before the first distribution board. This size of transformer may be inside ( as part of the switch house ) or outside in a pen or behind safety fencing. | Considered Not Applicable at time of Publication | (BEAMS Note 1) The ERC for this item should be added to the total of the ERC of the other P&M items on the site and the Buildings ERC (where applicable) to enable the correct contract size adjustment to be made. ERC of P&M Items + ERC of Building Component’s = Total ERC (net figure rateable items only) to which contract size adjustment should be applied The 2023 Generic Contractors Test Spreadsheet has this facility built into the programme - it is recommended you undertake all contractors test valuations using this spreadsheet. (Details on the application of contract size adjustments can be found in the RCG 2023 Guidance notes). Where RV is calculated using the comparative method (rental method) the contract size adjustment should be made as follows: Select - SCAT code box ""P and M as an addition” within the 2023 Generic Contractors Test Spreadsheet facility. Or Where the spreadsheet is not used take the: Reciprocal of statutory de-capitalisation rate (i.e. 5% reciprocal = 20) multiply by rateable value of the buildings (before any overall end allowances are made and after making a notional deduction for the land value) and add to the ERC of P&M. Use resultant figure to calculate contract size adjustment. (Guidance Notes - Section 6) | - | Transformes are dangerous. Do not get too close and only under supervision. Most have a plate on them giving the kVa and the upper and lower voltage. Ask the engineer for a SCHEMATIC in order to work out if they are rateable or not. | Class 1 Table 1 (e) Main transmission of power - Class 1(i) (in the case of electrical power, the first distribution board). Transformer - | If part of process i.e. Electric Arc Furnace Transformer or, in certain areas, On the circuit (i.e. after the first distribution board or owned by the CE | Cables and conductors, switch boards, distribution boards, control panels, and all switchgear and other apparatus thereon. | It is assumed that the item forms part of an "average size industrial, commercial or office complex". Where it would be normal to find more than one item in such a hereditament the ERC stated has been adjusted to reflect any number / quantity, discount. These figures are NOT one off figures. | - | Photo 1- Indoor 11kV to 415V supplies- main 415V switchboard Photo 2- 11kV to 415V transformer Photo 3- 11kV to 415V works transformer | Photo 1- Cable ducts in floor Photo 2- Common size in many factories Photo 3- within compound | 20036 |  | Each | ONE | 3 - INDUSTRIAL | David Grace | Colin Brook | 15904.2636 | Option 3 | 20828.9946 | 30.96% | 18099.9997 | 15309.7907 | -3.738% | -26.5% | 15309.7907 | -3.738% | Price Book Data | Nimal Rajapakse | VOA_GPN_GOV_UK\7219047 | 2021-08-12 | Medium | Blue | Low | - | QC by A Lloyd | Updated indices following QA | NA | SPONS E | 1.561 | (BEAMS Note 1) The ERC for this item should be added to the total of the ERC of the other P&M items on the site and the Buildings ERC (where applicable) to enable the correct contract size adjustment to be made. ERC of P&M Items + ERC of Building Component’s = Total ERC (net figure rateable items only) to which contract size adjustment should be applied The 2021 Generic Contractors Test Spreadsheet has this facility built into the programme - it is recommended you undertake all contractors test valuations using this spreadsheet. (Details on the application of contract size adjustments can be found in the RCG 2021 Guidance notes). Where RV is calculated using the comparative method (rental method) the contract size adjustment should be made as follows: Select - SCAT code box "P and M as an addition” within the 2021 Generic Contractors Test Spreadsheet facility. Or Where the spreadsheet is not used take the: Reciprocal of statutory de-capitalisation rate (i.e. 5% reciprocal = 20) multiply by rateable value of the buildings (before any overall end allowances are made and after making a notional deduction for the land value) and add to the ERC of P&M. Use resultant figure to calculate contract size adjustment. (Guidance Notes - Section 6) | Photo 1- Indoor 11kV to 415V supplies- main 415V switchboard Photo 2- 11kV to 415V transformer Photo 3- 11kV to 415V works transformer | Photo 1- Cable ducts in floor Photo 2- Common size in many factories Photo 3- within compound | 1 | TRUE
1424 | 206A04 | 8827 | 206A04 | Electrics | Transformer | 11kv-415V | Indoor and Outdoor Installation | Kva 800 | Transformers 11kV to 415 V The most common rateable transformer sitting inside the boundary fence and dropping the voltage down to 415 v before the first distribution board. This size of transformer may be inside ( as part of the switch house ) or outside in a pen or behind safety fencing. | Considered Not Applicable at time of Publication | (BEAMS Note 1) The ERC for this item should be added to the total of the ERC of the other P&M items on the site and the Buildings ERC (where applicable) to enable the correct contract size adjustment to be made. ERC of P&M Items + ERC of Building Component’s = Total ERC (net figure rateable items only) to which contract size adjustment should be applied The 2023 Generic Contractors Test Spreadsheet has this facility built into the programme - it is recommended you undertake all contractors test valuations using this spreadsheet. (Details on the application of contract size adjustments can be found in the RCG 2023 Guidance notes). Where RV is calculated using the comparative method (rental method) the contract size adjustment should be made as follows: Select - SCAT code box ""P and M as an addition” within the 2023 Generic Contractors Test Spreadsheet facility. Or Where the spreadsheet is not used take the: Reciprocal of statutory de-capitalisation rate (i.e. 5% reciprocal = 20) multiply by rateable value of the buildings (before any overall end allowances are made and after making a notional deduction for the land value) and add to the ERC of P&M. Use resultant figure to calculate contract size adjustment. (Guidance Notes - Section 6) | - | Transformes are dangerous. Do not get too close and only under supervision. Most have a plate on them giving the kVa and the upper and lower voltage. Ask the engineer for a SCHEMATIC in order to work out if they are rateable or not. | Class 1 Table 1 (e) Main transmission of power - Class 1(i) (in the case of electrical power, the first distribution board). Transformer - | If part of process i.e. Electric Arc Furnace Transformer or, in certain areas, On the circuit (i.e. after the first distribution board or owned by the CE | Cables and conductors, switch boards, distribution boards, control panels, and all switchgear and other apparatus thereon. | It is assumed that the item forms part of an "average size industrial, commercial or office complex". Where it would be normal to find more than one item in such a hereditament the ERC stated has been adjusted to reflect any number / quantity, discount. These figures are NOT one off figures. | - | Photo 1- Indoor 11kV to 415V supplies- main 415V switchboard Photo 2- 11kV to 415V transformer Photo 3- 11kV to 415V works transformer | Photo 1- Cable ducts in floor Photo 2- Common size in many factories Photo 3- within compound | 20036 |  | Each | ONE | 3 - INDUSTRIAL | David Grace | Colin Brook | 16403.9378 | Option 3 | 21483.3921 | 30.96% | 18451.1613 | 15606.8189 | -4.859% | -27.35% | 15606.8189 | -4.859% | Price Book Data | Nimal Rajapakse | VOA_GPN_GOV_UK\7219047 | 2021-08-12 | Medium | Blue | Low | - | QC by A Lloyd | Updated indices following QA | NA | SPONS E | 1.561 | (BEAMS Note 1) The ERC for this item should be added to the total of the ERC of the other P&M items on the site and the Buildings ERC (where applicable) to enable the correct contract size adjustment to be made. ERC of P&M Items + ERC of Building Component’s = Total ERC (net figure rateable items only) to which contract size adjustment should be applied The 2021 Generic Contractors Test Spreadsheet has this facility built into the programme - it is recommended you undertake all contractors test valuations using this spreadsheet. (Details on the application of contract size adjustments can be found in the RCG 2021 Guidance notes). Where RV is calculated using the comparative method (rental method) the contract size adjustment should be made as follows: Select - SCAT code box "P and M as an addition” within the 2021 Generic Contractors Test Spreadsheet facility. Or Where the spreadsheet is not used take the: Reciprocal of statutory de-capitalisation rate (i.e. 5% reciprocal = 20) multiply by rateable value of the buildings (before any overall end allowances are made and after making a notional deduction for the land value) and add to the ERC of P&M. Use resultant figure to calculate contract size adjustment. (Guidance Notes - Section 6) | Photo 1- Indoor 11kV to 415V supplies- main 415V switchboard Photo 2- 11kV to 415V transformer Photo 3- 11kV to 415V works transformer | Photo 1- Cable ducts in floor Photo 2- Common size in many factories Photo 3- within compound | 1 | TRUE
1425 | 206A05 | 8405 | 206A05 | Electrics | Transformer | 11kv-415V | Indoor and Outdoor Installation | Kva 1000 | Transformers 11kV to 415 V The most common rateable transformer sitting inside the boundary fence and dropping the voltage down to 415 v before the first distribution board. This size of transformer may be inside ( as part of the switch house ) or outside in a pen or behind safety fencing. | Considered Not Applicable at time of Publication | (BEAMS Note 1) The ERC for this item should be added to the total of the ERC of the other P&M items on the site and the Buildings ERC (where applicable) to enable the correct contract size adjustment to be made. ERC of P&M Items + ERC of Building Component’s = Total ERC (net figure rateable items only) to which contract size adjustment should be applied The 2023 Generic Contractors Test Spreadsheet has this facility built into the programme - it is recommended you undertake all contractors test valuations using this spreadsheet. (Details on the application of contract size adjustments can be found in the RCG 2023 Guidance notes). Where RV is calculated using the comparative method (rental method) the contract size adjustment should be made as follows: Select - SCAT code box ""P and M as an addition” within the 2023 Generic Contractors Test Spreadsheet facility. Or Where the spreadsheet is not used take the: Reciprocal of statutory de-capitalisation rate (i.e. 5% reciprocal = 20) multiply by rateable value of the buildings (before any overall end allowances are made and after making a notional deduction for the land value) and add to the ERC of P&M. Use resultant figure to calculate contract size adjustment. (Guidance Notes - Section 6) | - | Transformes are dangerous. Do not get too close and only under supervision. Most have a plate on them giving the kVa and the upper and lower voltage. Ask the engineer for a SCHEMATIC in order to work out if they are rateable or not. | Class 1 Table 1 (e) Main transmission of power - Class 1(i) (in the case of electrical power, the first distribution board). Transformer - | If part of process i.e. Electric Arc Furnace Transformer or, in certain areas, On the circuit (i.e. after the first distribution board or owned by the CE | Cables and conductors, switch boards, distribution boards, control panels, and all switchgear and other apparatus thereon. | It is assumed that the item forms part of an "average size industrial, commercial or office complex". Where it would be normal to find more than one item in such a hereditament the ERC stated has been adjusted to reflect any number / quantity, discount. These figures are NOT one off figures. | - | Photo 1- Indoor 11kV to 415V supplies- main 415V switchboard Photo 2- 11kV to 415V transformer Photo 3- 11kV to 415V works transformer | Photo 1- Cable ducts in floor Photo 2- Common size in many factories Photo 3- within compound | 20036 |  | Each | ONE | 3 - INDUSTRIAL | David Grace | Colin Brook | 17671.404 | Option 3 | 23143.3273 | 30.96% | 20756.4727 | 17556.7545 | -0.6488% | -24.14% | 17556.7545 | -0.6488% | Price Book Data | Nimal Rajapakse | VOA_GPN_GOV_UK\7219047 | 2021-08-12 | Medium | Blue | Low | - | QC by A Lloyd | Updated indices following QA | NA | SPONS E | 1.561 | (BEAMS Note 1) The ERC for this item should be added to the total of the ERC of the other P&M items on the site and the Buildings ERC (where applicable) to enable the correct contract size adjustment to be made. ERC of P&M Items + ERC of Building Component’s = Total ERC (net figure rateable items only) to which contract size adjustment should be applied The 2021 Generic Contractors Test Spreadsheet has this facility built into the programme - it is recommended you undertake all contractors test valuations using this spreadsheet. (Details on the application of contract size adjustments can be found in the RCG 2021 Guidance notes). Where RV is calculated using the comparative method (rental method) the contract size adjustment should be made as follows: Select - SCAT code box "P and M as an addition” within the 2021 Generic Contractors Test Spreadsheet facility. Or Where the spreadsheet is not used take the: Reciprocal of statutory de-capitalisation rate (i.e. 5% reciprocal = 20) multiply by rateable value of the buildings (before any overall end allowances are made and after making a notional deduction for the land value) and add to the ERC of P&M. Use resultant figure to calculate contract size adjustment. (Guidance Notes - Section 6) | Photo 1- Indoor 11kV to 415V supplies- main 415V switchboard Photo 2- 11kV to 415V transformer Photo 3- 11kV to 415V works transformer | Photo 1- Cable ducts in floor Photo 2- Common size in many factories Photo 3- within compound | 1 | TRUE
1426 | 206A06 | 8406 | 206A06 | Electrics | Transformer | 11kv-415V | Indoor and Outdoor Installation | Kva 1500 | Transformers 11kV to 415 V The most common rateable transformer sitting inside the boundary fence and dropping the voltage down to 415 v before the first distribution board. This size of transformer may be inside ( as part of the switch house ) or outside in a pen or behind safety fencing. | Considered Not Applicable at time of Publication | (BEAMS Note 1) The ERC for this item should be added to the total of the ERC of the other P&M items on the site and the Buildings ERC (where applicable) to enable the correct contract size adjustment to be made. ERC of P&M Items + ERC of Building Component’s = Total ERC (net figure rateable items only) to which contract size adjustment should be applied The 2023 Generic Contractors Test Spreadsheet has this facility built into the programme - it is recommended you undertake all contractors test valuations using this spreadsheet. (Details on the application of contract size adjustments can be found in the RCG 2023 Guidance notes). Where RV is calculated using the comparative method (rental method) the contract size adjustment should be made as follows: Select - SCAT code box ""P and M as an addition” within the 2023 Generic Contractors Test Spreadsheet facility. Or Where the spreadsheet is not used take the: Reciprocal of statutory de-capitalisation rate (i.e. 5% reciprocal = 20) multiply by rateable value of the buildings (before any overall end allowances are made and after making a notional deduction for the land value) and add to the ERC of P&M. Use resultant figure to calculate contract size adjustment. (Guidance Notes - Section 6) | - | Transformes are dangerous. Do not get too close and only under supervision. Most have a plate on them giving the kVa and the upper and lower voltage. Ask the engineer for a SCHEMATIC in order to work out if they are rateable or not. | Class 1 Table 1 (e) Main transmission of power - Class 1(i) (in the case of electrical power, the first distribution board). Transformer - | If part of process i.e. Electric Arc Furnace Transformer or, in certain areas, On the circuit (i.e. after the first distribution board or owned by the CE | Cables and conductors, switch boards, distribution boards, control panels, and all switchgear and other apparatus thereon. | It is assumed that the item forms part of an "average size industrial, commercial or office complex". Where it would be normal to find more than one item in such a hereditament the ERC stated has been adjusted to reflect any number / quantity, discount. These figures are NOT one off figures. | - | Photo 1- Indoor 11kV to 415V supplies- main 415V switchboard Photo 2- 11kV to 415V transformer Photo 3- 11kV to 415V works transformer | Photo 1- Cable ducts in floor Photo 2- Common size in many factories Photo 3- within compound | 20036 |  | Each | ONE | 3 - INDUSTRIAL | David Grace | Colin Brook | 25641.8166 | Option 3 | 33581.766 | 30.96% | 29568.0294 | 25009.964 | -2.464% | -25.53% | 25009.964 | -2.464% | Price Book Data | Nimal Rajapakse | VOA_GPN_GOV_UK\7219047 | 2021-08-12 | Medium | Blue | Low | - | QC by A Lloyd | Updated indices following QA | NA | SPONS E | 1.561 | (BEAMS Note 1) The ERC for this item should be added to the total of the ERC of the other P&M items on the site and the Buildings ERC (where applicable) to enable the correct contract size adjustment to be made. ERC of P&M Items + ERC of Building Component’s = Total ERC (net figure rateable items only) to which contract size adjustment should be applied The 2021 Generic Contractors Test Spreadsheet has this facility built into the programme - it is recommended you undertake all contractors test valuations using this spreadsheet. (Details on the application of contract size adjustments can be found in the RCG 2021 Guidance notes). Where RV is calculated using the comparative method (rental method) the contract size adjustment should be made as follows: Select - SCAT code box "P and M as an addition” within the 2021 Generic Contractors Test Spreadsheet facility. Or Where the spreadsheet is not used take the: Reciprocal of statutory de-capitalisation rate (i.e. 5% reciprocal = 20) multiply by rateable value of the buildings (before any overall end allowances are made and after making a notional deduction for the land value) and add to the ERC of P&M. Use resultant figure to calculate contract size adjustment. (Guidance Notes - Section 6) | Photo 1- Indoor 11kV to 415V supplies- main 415V switchboard Photo 2- 11kV to 415V transformer Photo 3- 11kV to 415V works transformer | Photo 1- Cable ducts in floor Photo 2- Common size in many factories Photo 3- within compound | 1 | TRUE
1427 | 206A07 | 8407 | 206A07 | Electrics | Transformer | 11kv-415V | Indoor and Outdoor Installation | Kva 2000 | Transformers 11kV to 415 V The most common rateable transformer sitting inside the boundary fence and dropping the voltage down to 415 v before the first distribution board. This size of transformer may be inside ( as part of the switch house ) or outside in a pen or behind safety fencing. | Considered Not Applicable at time of Publication | (BEAMS Note 1) The ERC for this item should be added to the total of the ERC of the other P&M items on the site and the Buildings ERC (where applicable) to enable the correct contract size adjustment to be made. ERC of P&M Items + ERC of Building Component’s = Total ERC (net figure rateable items only) to which contract size adjustment should be applied The 2023 Generic Contractors Test Spreadsheet has this facility built into the programme - it is recommended you undertake all contractors test valuations using this spreadsheet. (Details on the application of contract size adjustments can be found in the RCG 2023 Guidance notes). Where RV is calculated using the comparative method (rental method) the contract size adjustment should be made as follows: Select - SCAT code box ""P and M as an addition” within the 2023 Generic Contractors Test Spreadsheet facility. Or Where the spreadsheet is not used take the: Reciprocal of statutory de-capitalisation rate (i.e. 5% reciprocal = 20) multiply by rateable value of the buildings (before any overall end allowances are made and after making a notional deduction for the land value) and add to the ERC of P&M. Use resultant figure to calculate contract size adjustment. (Guidance Notes - Section 6) | - | Transformes are dangerous. Do not get too close and only under supervision. Most have a plate on them giving the kVa and the upper and lower voltage. Ask the engineer for a SCHEMATIC in order to work out if they are rateable or not. | Class 1 Table 1 (e) Main transmission of power - Class 1(i) (in the case of electrical power, the first distribution board). Transformer - | If part of process i.e. Electric Arc Furnace Transformer or, in certain areas, On the circuit (i.e. after the first distribution board or owned by the CE | Cables and conductors, switch boards, distribution boards, control panels, and all switchgear and other apparatus thereon. | It is assumed that the item forms part of an "average size industrial, commercial or office complex". Where it would be normal to find more than one item in such a hereditament the ERC stated has been adjusted to reflect any number / quantity, discount. These figures are NOT one off figures. | - | Photo 1- Indoor 11kV to 415V supplies- main 415V switchboard Photo 2- 11kV to 415V transformer Photo 3- 11kV to 415V works transformer | Photo 1- Cable ducts in floor Photo 2- Common size in many factories Photo 3- within compound | 20036 |  | Each | ONE | 3 - INDUSTRIAL | David Grace | Colin Brook | 33612.2292 | Option 3 | 44020.2047 | 30.96% | 29569.1132 | 25010.8808 | -25.59% | -43.18% | 25010.8808 | -25.59% | Price Book Data | Nimal Rajapakse | VOA_GPN_GOV_UK\7219047 | 2021-08-12 | Medium | Blue | Low | - | QC by A Lloyd | Updated indices following QA | NA | SPONS E | 1.561 | (BEAMS Note 1) The ERC for this item should be added to the total of the ERC of the other P&M items on the site and the Buildings ERC (where applicable) to enable the correct contract size adjustment to be made. ERC of P&M Items + ERC of Building Component’s = Total ERC (net figure rateable items only) to which contract size adjustment should be applied The 2021 Generic Contractors Test Spreadsheet has this facility built into the programme - it is recommended you undertake all contractors test valuations using this spreadsheet. (Details on the application of contract size adjustments can be found in the RCG 2021 Guidance notes). Where RV is calculated using the comparative method (rental method) the contract size adjustment should be made as follows: Select - SCAT code box "P and M as an addition” within the 2021 Generic Contractors Test Spreadsheet facility. Or Where the spreadsheet is not used take the: Reciprocal of statutory de-capitalisation rate (i.e. 5% reciprocal = 20) multiply by rateable value of the buildings (before any overall end allowances are made and after making a notional deduction for the land value) and add to the ERC of P&M. Use resultant figure to calculate contract size adjustment. (Guidance Notes - Section 6) | Photo 1- Indoor 11kV to 415V supplies- main 415V switchboard Photo 2- 11kV to 415V transformer Photo 3- 11kV to 415V works transformer | Photo 1- Cable ducts in floor Photo 2- Common size in many factories Photo 3- within compound | 1 | TRUE
1428 | 206A08 | 8408 | 206A08 | Electrics | Transformer | 11kv-415V | Indoor and Outdoor Installation | Kva 3000 | Transformers 11kV to 415 V The most common rateable transformer sitting inside the boundary fence and dropping the voltage down to 415 v before the first distribution board. This size of transformer may be inside ( as part of the switch house ) or outside in a pen or behind safety fencing. | Considered Not Applicable at time of Publication | (BEAMS Note 1) The ERC for this item should be added to the total of the ERC of the other P&M items on the site and the Buildings ERC (where applicable) to enable the correct contract size adjustment to be made. ERC of P&M Items + ERC of Building Component’s = Total ERC (net figure rateable items only) to which contract size adjustment should be applied The 2023 Generic Contractors Test Spreadsheet has this facility built into the programme - it is recommended you undertake all contractors test valuations using this spreadsheet. (Details on the application of contract size adjustments can be found in the RCG 2023 Guidance notes). Where RV is calculated using the comparative method (rental method) the contract size adjustment should be made as follows: Select - SCAT code box ""P and M as an addition” within the 2023 Generic Contractors Test Spreadsheet facility. Or Where the spreadsheet is not used take the: Reciprocal of statutory de-capitalisation rate (i.e. 5% reciprocal = 20) multiply by rateable value of the buildings (before any overall end allowances are made and after making a notional deduction for the land value) and add to the ERC of P&M. Use resultant figure to calculate contract size adjustment. (Guidance Notes - Section 6) | - | Transformes are dangerous. Do not get too close and only under supervision. Most have a plate on them giving the kVa and the upper and lower voltage. Ask the engineer for a SCHEMATIC in order to work out if they are rateable or not. | Class 1 Table 1 (e) Main transmission of power - Class 1(i) (in the case of electrical power, the first distribution board). Transformer - | If part of process i.e. Electric Arc Furnace Transformer or, in certain areas, On the circuit (i.e. after the first distribution board or owned by the CE | Cables and conductors, switch boards, distribution boards, control panels, and all switchgear and other apparatus thereon. | It is assumed that the item forms part of an "average size industrial, commercial or office complex". Where it would be normal to find more than one item in such a hereditament the ERC stated has been adjusted to reflect any number / quantity, discount. These figures are NOT one off figures. | - | Photo 1- Indoor 11kV to 415V supplies- main 415V switchboard Photo 2- 11kV to 415V transformer Photo 3- 11kV to 415V works transformer | Photo 1- Cable ducts in floor Photo 2- Common size in many factories Photo 3- within compound | 20036 |  | Each | ONE | 3 - INDUSTRIAL | David Grace | Colin Brook | 45397.2276 | Option 3 | 59454.4098 | 30.96% | 37996.9933 | 32139.5593 | -29.2% | -45.94% | 32139.5593 | -29.2% | Price Book Data | Nimal Rajapakse | VOA_GPN_GOV_UK\7219047 | 2021-08-12 | Medium | Blue | Low | - | QC by A Lloyd | Updated indices following QA | NA | SPONS E | 1.561 | (BEAMS Note 1) The ERC for this item should be added to the total of the ERC of the other P&M items on the site and the Buildings ERC (where applicable) to enable the correct contract size adjustment to be made. ERC of P&M Items + ERC of Building Component’s = Total ERC (net figure rateable items only) to which contract size adjustment should be applied The 2021 Generic Contractors Test Spreadsheet has this facility built into the programme - it is recommended you undertake all contractors test valuations using this spreadsheet. (Details on the application of contract size adjustments can be found in the RCG 2021 Guidance notes). Where RV is calculated using the comparative method (rental method) the contract size adjustment should be made as follows: Select - SCAT code box "P and M as an addition” within the 2021 Generic Contractors Test Spreadsheet facility. Or Where the spreadsheet is not used take the: Reciprocal of statutory de-capitalisation rate (i.e. 5% reciprocal = 20) multiply by rateable value of the buildings (before any overall end allowances are made and after making a notional deduction for the land value) and add to the ERC of P&M. Use resultant figure to calculate contract size adjustment. (Guidance Notes - Section 6) | Photo 1- Indoor 11kV to 415V supplies- main 415V switchboard Photo 2- 11kV to 415V transformer Photo 3- 11kV to 415V works transformer | Photo 1- Cable ducts in floor Photo 2- Common size in many factories Photo 3- within compound | 1 | TRUE
1429 | 206A09 | 8409 | 206A09 | Electrics | Transformer | 11kv-415V | Indoor and Outdoor Installation | Kva 5000 and over | Transformers 11kV to 415 V The most common rateable transformer sitting inside the boundary fence and dropping the voltage down to 415 v before the first distribution board. This size of transformer may be inside ( as part of the switch house ) or outside in a pen or behind safety fencing. | Considered Not Applicable at time of Publication | (BEAMS Note 1) The ERC for this item should be added to the total of the ERC of the other P&M items on the site and the Buildings ERC (where applicable) to enable the correct contract size adjustment to be made. ERC of P&M Items + ERC of Building Component’s = Total ERC (net figure rateable items only) to which contract size adjustment should be applied The 2023 Generic Contractors Test Spreadsheet has this facility built into the programme - it is recommended you undertake all contractors test valuations using this spreadsheet. (Details on the application of contract size adjustments can be found in the RCG 2023 Guidance notes). Where RV is calculated using the comparative method (rental method) the contract size adjustment should be made as follows: Select - SCAT code box ""P and M as an addition” within the 2023 Generic Contractors Test Spreadsheet facility. Or Where the spreadsheet is not used take the: Reciprocal of statutory de-capitalisation rate (i.e. 5% reciprocal = 20) multiply by rateable value of the buildings (before any overall end allowances are made and after making a notional deduction for the land value) and add to the ERC of P&M. Use resultant figure to calculate contract size adjustment. (Guidance Notes - Section 6) | - | Transformes are dangerous. Do not get too close and only under supervision. Most have a plate on them giving the kVa and the upper and lower voltage. Ask the engineer for a SCHEMATIC in order to work out if they are rateable or not. | Class 1 Table 1 (e) Main transmission of power - Class 1(i) (in the case of electrical power, the first distribution board). Transformer - | If part of process i.e. Electric Arc Furnace Transformer or, in certain areas, On the circuit (i.e. after the first distribution board or owned by the CE | Cables and conductors, switch boards, distribution boards, control panels, and all switchgear and other apparatus thereon. | It is assumed that the item forms part of an "average size industrial, commercial or office complex". Where it would be normal to find more than one item in such a hereditament the ERC stated has been adjusted to reflect any number / quantity, discount. These figures are NOT one off figures. | - | Photo 1- Indoor 11kV to 415V supplies- main 415V switchboard Photo 2- 11kV to 415V transformer Photo 3- 11kV to 415V works transformer | Photo 1- Cable ducts in floor Photo 2- Common size in many factories Photo 3- within compound | 20036 |  | Each | ONE | 3 - INDUSTRIAL | David Grace | Colin Brook | 67480.3891 | Option 3 | 88375.5885 | 30.96% | 53649.6996 | 45379.3196 | -32.75% | -48.65% | 45379.3196 | -32.75% | Price Book Data | Nimal Rajapakse | VOA_GPN_GOV_UK\7219047 | 2021-08-12 | Medium | Blue | Low | - | QC by A Lloyd | Updated indices following QA | NA | SPONS E | 1.561 | (BEAMS Note 1) The ERC for this item should be added to the total of the ERC of the other P&M items on the site and the Buildings ERC (where applicable) to enable the correct contract size adjustment to be made. ERC of P&M Items + ERC of Building Component’s = Total ERC (net figure rateable items only) to which contract size adjustment should be applied The 2021 Generic Contractors Test Spreadsheet has this facility built into the programme - it is recommended you undertake all contractors test valuations using this spreadsheet. (Details on the application of contract size adjustments can be found in the RCG 2021 Guidance notes). Where RV is calculated using the comparative method (rental method) the contract size adjustment should be made as follows: Select - SCAT code box "P and M as an addition” within the 2021 Generic Contractors Test Spreadsheet facility. Or Where the spreadsheet is not used take the: Reciprocal of statutory de-capitalisation rate (i.e. 5% reciprocal = 20) multiply by rateable value of the buildings (before any overall end allowances are made and after making a notional deduction for the land value) and add to the ERC of P&M. Use resultant figure to calculate contract size adjustment. (Guidance Notes - Section 6) | Photo 1- Indoor 11kV to 415V supplies- main 415V switchboard Photo 2- 11kV to 415V transformer Photo 3- 11kV to 415V works transformer | Photo 1- Cable ducts in floor Photo 2- Common size in many factories Photo 3- within compound | 1 | TRUE
1430 | 206A45 | 8450 | 206A45 | Electrics | Transformer | 132kv-11kv | Indoor and Outdoor Installation | 22KVA | A transformer changes an AC (alternating current) from one voltage to another, here 132,000V to 11,000V They are only found in large heavy works, either in an external pen behind safety fencing or within the switch house. | Considered Not Applicable at time of Publication | (BEAMS Note 1) The ERC for this item should be added to the total of the ERC of the other P&M items on the site and the Buildings ERC (where applicable) to enable the correct contract size adjustment to be made. ERC of P&M Items + ERC of Building Component’s = Total ERC (net figure rateable items only) to which contract size adjustment should be applied The 2023 Generic Contractors Test Spreadsheet has this facility built into the programme - it is recommended you undertake all contractors test valuations using this spreadsheet. (Details on the application of contract size adjustments can be found in the RCG 2023 Guidance notes). Where RV is calculated using the comparative method (rental method) the contract size adjustment should be made as follows: Select - SCAT code box ""P and M as an addition” within the 2023 Generic Contractors Test Spreadsheet facility. Or Where the spreadsheet is not used take the: Reciprocal of statutory de-capitalisation rate (i.e. 5% reciprocal = 20) multiply by rateable value of the buildings (before any overall end allowances are made and after making a notional deduction for the land value) and add to the ERC of P&M. Use resultant figure to calculate contract size adjustment. (Guidance Notes - Section 6) | - | Transformes are dangerous. Do not get too close and only under supervision. Most have a plate on them giving the kVa and the upper and lower voltage. Ask the engineer for a SCHEMATIC in order to work out if they are rateable or not. | Class 1 Table 1 (e) Main transmission of power - Class 1(i) (in the case of electrical power, the first distribution board). Transformer - | If part of process i.e. Electric Arc Furnace Transformer or, in certain areas, On the circuit (i.e. after the first distribution board or owned by the CE | Cables and conductors, switch boards, distribution boards, control panels, and all switchgear and other apparatus thereon. | It is assumed that the item forms part of an "average size industrial, commercial or office complex". Where it would be normal to find more than one item in such a hereditament the ERC stated has been adjusted to reflect any number / quantity, discount. These figures are NOT one off figures. | - | External transformer. | - | 20036 |  | Each | Each | 3 - INDUSTRIAL | David Grace | Colin Brook | 487487.0078 | Option 3 | 638436.6157 | 30.96% | 732679.7596 | 619733.3676 | 27.13% | -2.93% | 619733.3676 | 27.13% | Price Book Data | Nimal Rajapakse | VOA_GPN_GOV_UK\7219047 | 2021-08-12 | Medium | Blue | High | Limited cost evidence from Spons M&E 2019 used to estimate the uplift from CG2021 -see evidnce. | QC by A Lloyd | Updated indices following QA | NA | SPONS E | 1.561 | (BEAMS Note 1) The ERC for this item should be added to the total of the ERC of the other P&M items on the site and the Buildings ERC (where applicable) to enable the correct contract size adjustment to be made. ERC of P&M Items + ERC of Building Component’s = Total ERC (net figure rateable items only) to which contract size adjustment should be applied The 2021 Generic Contractors Test Spreadsheet has this facility built into the programme - it is recommended you undertake all contractors test valuations using this spreadsheet. (Details on the application of contract size adjustments can be found in the RCG 2021 Guidance notes). Where RV is calculated using the comparative method (rental method) the contract size adjustment should be made as follows: Select - SCAT code box "P and M as an addition” within the 2021 Generic Contractors Test Spreadsheet facility. Or Where the spreadsheet is not used take the: Reciprocal of statutory de-capitalisation rate (i.e. 5% reciprocal = 20) multiply by rateable value of the buildings (before any overall end allowances are made and after making a notional deduction for the land value) and add to the ERC of P&M. Use resultant figure to calculate contract size adjustment. (Guidance Notes - Section 6) | External transformer. | - | 1 | TRUE
1431 | 206A46 | 8451 | 206A46 | Electrics | Transformer | 132kv-11kv | Indoor and Outdoor Installation | 45KVA | A transformer changes an AC (alternating current) from one voltage to another, here 132,000V to 11,000V They are only found in large heavy works, either in an external pen behind safety fencing or within the switch house. | Considered Not Applicable at time of Publication | (BEAMS Note 1) The ERC for this item should be added to the total of the ERC of the other P&M items on the site and the Buildings ERC (where applicable) to enable the correct contract size adjustment to be made. ERC of P&M Items + ERC of Building Component’s = Total ERC (net figure rateable items only) to which contract size adjustment should be applied The 2023 Generic Contractors Test Spreadsheet has this facility built into the programme - it is recommended you undertake all contractors test valuations using this spreadsheet. (Details on the application of contract size adjustments can be found in the RCG 2023 Guidance notes). Where RV is calculated using the comparative method (rental method) the contract size adjustment should be made as follows: Select - SCAT code box ""P and M as an addition” within the 2023 Generic Contractors Test Spreadsheet facility. Or Where the spreadsheet is not used take the: Reciprocal of statutory de-capitalisation rate (i.e. 5% reciprocal = 20) multiply by rateable value of the buildings (before any overall end allowances are made and after making a notional deduction for the land value) and add to the ERC of P&M. Use resultant figure to calculate contract size adjustment. (Guidance Notes - Section 6) | - | Transformes are dangerous. Do not get too close and only under supervision. Most have a plate on them giving the kVa and the upper and lower voltage. Ask the engineer for a SCHEMATIC in order to work out if they are rateable or not. | Class 1 Table 1 (e) Main transmission of power - Class 1(i) (in the case of electrical power, the first distribution board). Transformer - | If part of process i.e. Electric Arc Furnace Transformer or, in certain areas, On the circuit (i.e. after the first distribution board or owned by the CE | Cables and conductors, switch boards, distribution boards, control panels, and all switchgear and other apparatus thereon. | It is assumed that the item forms part of an "average size industrial, commercial or office complex". Where it would be normal to find more than one item in such a hereditament the ERC stated has been adjusted to reflect any number / quantity, discount. These figures are NOT one off figures. | - | External transformer. | - | 20036 |  | Each | Each | 3 - INDUSTRIAL | David Grace | Colin Brook | 853102.2637 | Option 3 | 1117264.0775 | 30.96% | 1282189.9396 | 1084533.6982 | 27.13% | -2.93% | 1084533.6982 | 27.13% | Price Book Data | Nimal Rajapakse | VOA_GPN_GOV_UK\7219047 | 2021-08-12 | Medium | Blue | High | Limited cost evidence from Spons M&E 2019 used to estimate the uplift from CG2021 -see evidnce. | QC by A Lloyd | Updated indices following QA | NA | SPONS E | 1.561 | (BEAMS Note 1) The ERC for this item should be added to the total of the ERC of the other P&M items on the site and the Buildings ERC (where applicable) to enable the correct contract size adjustment to be made. ERC of P&M Items + ERC of Building Component’s = Total ERC (net figure rateable items only) to which contract size adjustment should be applied The 2021 Generic Contractors Test Spreadsheet has this facility built into the programme - it is recommended you undertake all contractors test valuations using this spreadsheet. (Details on the application of contract size adjustments can be found in the RCG 2021 Guidance notes). Where RV is calculated using the comparative method (rental method) the contract size adjustment should be made as follows: Select - SCAT code box "P and M as an addition” within the 2021 Generic Contractors Test Spreadsheet facility. Or Where the spreadsheet is not used take the: Reciprocal of statutory de-capitalisation rate (i.e. 5% reciprocal = 20) multiply by rateable value of the buildings (before any overall end allowances are made and after making a notional deduction for the land value) and add to the ERC of P&M. Use resultant figure to calculate contract size adjustment. (Guidance Notes - Section 6) | External transformer. | - | 1 | TRUE
1432 | 206A47 | 8452 | 206A47 | Electrics | Transformer | 132kv-11kv | Indoor and Outdoor Installation | 80KVA | A transformer changes an AC (alternating current) from one voltage to another, here 132,000V to 11,000V They are only found in large heavy works, either in an external pen behind safety fencing or within the switch house. | Considered Not Applicable at time of Publication | (BEAMS Note 1) The ERC for this item should be added to the total of the ERC of the other P&M items on the site and the Buildings ERC (where applicable) to enable the correct contract size adjustment to be made. ERC of P&M Items + ERC of Building Component’s = Total ERC (net figure rateable items only) to which contract size adjustment should be applied The 2023 Generic Contractors Test Spreadsheet has this facility built into the programme - it is recommended you undertake all contractors test valuations using this spreadsheet. (Details on the application of contract size adjustments can be found in the RCG 2023 Guidance notes). Where RV is calculated using the comparative method (rental method) the contract size adjustment should be made as follows: Select - SCAT code box ""P and M as an addition” within the 2023 Generic Contractors Test Spreadsheet facility. Or Where the spreadsheet is not used take the: Reciprocal of statutory de-capitalisation rate (i.e. 5% reciprocal = 20) multiply by rateable value of the buildings (before any overall end allowances are made and after making a notional deduction for the land value) and add to the ERC of P&M. Use resultant figure to calculate contract size adjustment. (Guidance Notes - Section 6) | - | Transformes are dangerous. Do not get too close and only under supervision. Most have a plate on them giving the kVa and the upper and lower voltage. Ask the engineer for a SCHEMATIC in order to work out if they are rateable or not. | Class 1 Table 1 (e) Main transmission of power - Class 1(i) (in the case of electrical power, the first distribution board). Transformer - | If part of process i.e. Electric Arc Furnace Transformer or, in certain areas, On the circuit (i.e. after the first distribution board or owned by the CE | Cables and conductors, switch boards, distribution boards, control panels, and all switchgear and other apparatus thereon. | It is assumed that the item forms part of an "average size industrial, commercial or office complex". Where it would be normal to find more than one item in such a hereditament the ERC stated has been adjusted to reflect any number / quantity, discount. These figures are NOT one off figures. | - | External transformer. | - | 20036 |  | Each | Each | 3 - INDUSTRIAL | David Grace | Colin Brook | 1828076.2793 | Option 3 | 2394137.3089 | 30.96% | 2747549.4588 | 2324000.4334 | 27.13% | -2.93% | 2324000.4334 | 27.13% | Price Book Data | Nimal Rajapakse | VOA_GPN_GOV_UK\7219047 | 2021-08-12 | Medium | Blue | High | Limited cost evidence from Spons M&E 2019 used to estimate the uplift from CG2021 -see evidnce. | QC by A Lloyd | Updated indices following QA | NA | SPONS E | 1.561 | (BEAMS Note 1) The ERC for this item should be added to the total of the ERC of the other P&M items on the site and the Buildings ERC (where applicable) to enable the correct contract size adjustment to be made. ERC of P&M Items + ERC of Building Component’s = Total ERC (net figure rateable items only) to which contract size adjustment should be applied The 2021 Generic Contractors Test Spreadsheet has this facility built into the programme - it is recommended you undertake all contractors test valuations using this spreadsheet. (Details on the application of contract size adjustments can be found in the RCG 2021 Guidance notes). Where RV is calculated using the comparative method (rental method) the contract size adjustment should be made as follows: Select - SCAT code box "P and M as an addition” within the 2021 Generic Contractors Test Spreadsheet facility. Or Where the spreadsheet is not used take the: Reciprocal of statutory de-capitalisation rate (i.e. 5% reciprocal = 20) multiply by rateable value of the buildings (before any overall end allowances are made and after making a notional deduction for the land value) and add to the ERC of P&M. Use resultant figure to calculate contract size adjustment. (Guidance Notes - Section 6) | External transformer. | - | 1 | TRUE
1433 | 206A44 | 8449 | 206A44 | Electrics | Transformer | 132kv-33kv | Indoor and Outdoor Installation | 15000KVA | A transformer changes an AC (alternating current) from one voltage to another, here 132,000V to 33,000V They are only found in large heavy works, either in an external pen behind safety fencing or within the switch house. | Considered Not Applicable at time of Publication | (BEAMS Note 1) The ERC for this item should be added to the total of the ERC of the other P&M items on the site and the Buildings ERC (where applicable) to enable the correct contract size adjustment to be made. ERC of P&M Items + ERC of Building Component’s = Total ERC (net figure rateable items only) to which contract size adjustment should be applied The 2023 Generic Contractors Test Spreadsheet has this facility built into the programme - it is recommended you undertake all contractors test valuations using this spreadsheet. (Details on the application of contract size adjustments can be found in the RCG 2023 Guidance notes). Where RV is calculated using the comparative method (rental method) the contract size adjustment should be made as follows: Select - SCAT code box ""P and M as an addition” within the 2023 Generic Contractors Test Spreadsheet facility. Or Where the spreadsheet is not used take the: Reciprocal of statutory de-capitalisation rate (i.e. 5% reciprocal = 20) multiply by rateable value of the buildings (before any overall end allowances are made and after making a notional deduction for the land value) and add to the ERC of P&M. Use resultant figure to calculate contract size adjustment. (Guidance Notes - Section 6) | - | Transformes are dangerous. Do not get too close and only under supervision. Most have a plate on them giving the kVa and the upper and lower voltage. Ask the engineer for a SCHEMATIC in order to work out if they are rateable or not. | Class 1 Table 1 (e) Main transmission of power - Class 1(i) (in the case of electrical power, the first distribution board). Transformer - | If part of process i.e. Electric Arc Furnace Transformer or, in certain areas, On the circuit (i.e. after the first distribution board or owned by the CE | Cables and conductors, switch boards, distribution boards, control panels, and all switchgear and other apparatus thereon. | It is assumed that the item forms part of an "average size industrial, commercial or office complex". Where it would be normal to find more than one item in such a hereditament the ERC stated has been adjusted to reflect any number / quantity, discount. These figures are NOT one off figures. | - | External transformer. | - | 20036 |  | Each | Each | 3 - INDUSTRIAL | David Grace | Colin Brook | 517954.9458 | Option 3 | 678338.9042 | 30.96% | 460089.798 | 389164.565 | -24.87% | -42.63% | 389164.565 | -24.87% | Price Book Data | Nimal Rajapakse | VOA_GPN_GOV_UK\7219047 | 2021-08-12 | Medium | Blue | High | Limited cost evidence from Spons M&E 2019 used to estimate the uplift from CG2021 -see evidnce. | QC by A Lloyd | Updated indices following QA | NA | SPONS E | 1.561 | (BEAMS Note 1) The ERC for this item should be added to the total of the ERC of the other P&M items on the site and the Buildings ERC (where applicable) to enable the correct contract size adjustment to be made. ERC of P&M Items + ERC of Building Component’s = Total ERC (net figure rateable items only) to which contract size adjustment should be applied The 2021 Generic Contractors Test Spreadsheet has this facility built into the programme - it is recommended you undertake all contractors test valuations using this spreadsheet. (Details on the application of contract size adjustments can be found in the RCG 2021 Guidance notes). Where RV is calculated using the comparative method (rental method) the contract size adjustment should be made as follows: Select - SCAT code box "P and M as an addition” within the 2021 Generic Contractors Test Spreadsheet facility. Or Where the spreadsheet is not used take the: Reciprocal of statutory de-capitalisation rate (i.e. 5% reciprocal = 20) multiply by rateable value of the buildings (before any overall end allowances are made and after making a notional deduction for the land value) and add to the ERC of P&M. Use resultant figure to calculate contract size adjustment. (Guidance Notes - Section 6) | External transformer. | - | 1 | TRUE
1434 | 206A29 | 8432 | 206A29 | Electrics | Transformer | 20kv-3.3kv | Indoor and Outdoor Installation | 50KVA | A transformer changes an AC (alternating current) from one voltage to another, here 20,000V to 3,300V They are only found in large heavy works, either in an external pen behind safety fencing or within the switch house. | Considered Not Applicable at time of Publication | (BEAMS Note 1) The ERC for this item should be added to the total of the ERC of the other P&M items on the site and the Buildings ERC (where applicable) to enable the correct contract size adjustment to be made. ERC of P&M Items + ERC of Building Component’s = Total ERC (net figure rateable items only) to which contract size adjustment should be applied The 2023 Generic Contractors Test Spreadsheet has this facility built into the programme - it is recommended you undertake all contractors test valuations using this spreadsheet. (Details on the application of contract size adjustments can be found in the RCG 2023 Guidance notes). Where RV is calculated using the comparative method (rental method) the contract size adjustment should be made as follows: Select - SCAT code box ""P and M as an addition” within the 2023 Generic Contractors Test Spreadsheet facility. Or Where the spreadsheet is not used take the: Reciprocal of statutory de-capitalisation rate (i.e. 5% reciprocal = 20) multiply by rateable value of the buildings (before any overall end allowances are made and after making a notional deduction for the land value) and add to the ERC of P&M. Use resultant figure to calculate contract size adjustment. (Guidance Notes - Section 6) | - | Transformes are dangerous. Do not get too close and only under supervision. Most have a plate on them giving the kVa and the upper and lower voltage. Ask the engineer for a SCHEMATIC in order to work out if they are rateable or not. | Class 1 Table 1 (e) Main transmission of power - Class 1(i) (in the case of electrical power, the first distribution board). Transformer - | If part of process i.e. Electric Arc Furnace Transformer or, in certain areas, On the circuit (i.e. after the first distribution board or owned by the CE | Cables and conductors, switch boards, distribution boards, control panels, and all switchgear and other apparatus thereon. | It is assumed that the item forms part of an "average size industrial, commercial or office complex". Where it would be normal to find more than one item in such a hereditament the ERC stated has been adjusted to reflect any number / quantity, discount. These figures are NOT one off figures. | - | External transformer. | - | 20036 |  | Each | Each | 3 - INDUSTRIAL | David Grace | Colin Brook | 17427.6605 | Option 3 | 22824.109 | 30.96% | 26142.9892 | 22112.9116 | 26.88% | -3.116% | 22112.9116 | 26.88% | Price Book Data | Nimal Rajapakse | VOA_GPN_GOV_UK\7219047 | 2021-08-12 | Medium | Blue | High | Limited cost evidence from Spons M&E 2019 used to estimate the uplift from CG2021 -see evidnce. | QC by A Lloyd | Updated indices following QA | NA | SPONS E | 1.561 | (BEAMS Note 1) The ERC for this item should be added to the total of the ERC of the other P&M items on the site and the Buildings ERC (where applicable) to enable the correct contract size adjustment to be made. ERC of P&M Items + ERC of Building Component’s = Total ERC (net figure rateable items only) to which contract size adjustment should be applied The 2021 Generic Contractors Test Spreadsheet has this facility built into the programme - it is recommended you undertake all contractors test valuations using this spreadsheet. (Details on the application of contract size adjustments can be found in the RCG 2021 Guidance notes). Where RV is calculated using the comparative method (rental method) the contract size adjustment should be made as follows: Select - SCAT code box "P and M as an addition” within the 2021 Generic Contractors Test Spreadsheet facility. Or Where the spreadsheet is not used take the: Reciprocal of statutory de-capitalisation rate (i.e. 5% reciprocal = 20) multiply by rateable value of the buildings (before any overall end allowances are made and after making a notional deduction for the land value) and add to the ERC of P&M. Use resultant figure to calculate contract size adjustment. (Guidance Notes - Section 6) | External transformer. | - | 1 | TRUE
1435 | 206A30 | 8433 | 206A30 | Electrics | Transformer | 20kv-3.3kv | Indoor and Outdoor Installation | 100KVA | A transformer changes an AC (alternating current) from one voltage to another, here 20,000V to 3,300V They are only found in large heavy works, either in an external pen behind safety fencing or within the switch house. | Considered Not Applicable at time of Publication | (BEAMS Note 1) The ERC for this item should be added to the total of the ERC of the other P&M items on the site and the Buildings ERC (where applicable) to enable the correct contract size adjustment to be made. ERC of P&M Items + ERC of Building Component’s = Total ERC (net figure rateable items only) to which contract size adjustment should be applied The 2023 Generic Contractors Test Spreadsheet has this facility built into the programme - it is recommended you undertake all contractors test valuations using this spreadsheet. (Details on the application of contract size adjustments can be found in the RCG 2023 Guidance notes). Where RV is calculated using the comparative method (rental method) the contract size adjustment should be made as follows: Select - SCAT code box ""P and M as an addition” within the 2023 Generic Contractors Test Spreadsheet facility. Or Where the spreadsheet is not used take the: Reciprocal of statutory de-capitalisation rate (i.e. 5% reciprocal = 20) multiply by rateable value of the buildings (before any overall end allowances are made and after making a notional deduction for the land value) and add to the ERC of P&M. Use resultant figure to calculate contract size adjustment. (Guidance Notes - Section 6) | - | Transformes are dangerous. Do not get too close and only under supervision. Most have a plate on them giving the kVa and the upper and lower voltage. Ask the engineer for a SCHEMATIC in order to work out if they are rateable or not. | Class 1 Table 1 (e) Main transmission of power - Class 1(i) (in the case of electrical power, the first distribution board). Transformer - | If part of process i.e. Electric Arc Furnace Transformer or, in certain areas, On the circuit (i.e. after the first distribution board or owned by the CE | Cables and conductors, switch boards, distribution boards, control panels, and all switchgear and other apparatus thereon. | It is assumed that the item forms part of an "average size industrial, commercial or office complex". Where it would be normal to find more than one item in such a hereditament the ERC stated has been adjusted to reflect any number / quantity, discount. These figures are NOT one off figures. | - | External transformer. | - | 20036 |  | Each | Each | 3 - INDUSTRIAL | David Grace | Colin Brook | 17610.4682 | Option 3 | 23063.5227 | 30.96% | 26475.975 | 22394.5659 | 27.17% | -2.9% | 22394.5659 | 27.17% | Price Book Data | Nimal Rajapakse | VOA_GPN_GOV_UK\7219047 | 2021-08-12 | Medium | Blue | High | Limited cost evidence from Spons M&E 2019 used to estimate the uplift from CG2021 -see evidnce. | QC by A Lloyd | Updated indices following QA | NA | SPONS E | 1.561 | (BEAMS Note 1) The ERC for this item should be added to the total of the ERC of the other P&M items on the site and the Buildings ERC (where applicable) to enable the correct contract size adjustment to be made. ERC of P&M Items + ERC of Building Component’s = Total ERC (net figure rateable items only) to which contract size adjustment should be applied The 2021 Generic Contractors Test Spreadsheet has this facility built into the programme - it is recommended you undertake all contractors test valuations using this spreadsheet. (Details on the application of contract size adjustments can be found in the RCG 2021 Guidance notes). Where RV is calculated using the comparative method (rental method) the contract size adjustment should be made as follows: Select - SCAT code box "P and M as an addition” within the 2021 Generic Contractors Test Spreadsheet facility. Or Where the spreadsheet is not used take the: Reciprocal of statutory de-capitalisation rate (i.e. 5% reciprocal = 20) multiply by rateable value of the buildings (before any overall end allowances are made and after making a notional deduction for the land value) and add to the ERC of P&M. Use resultant figure to calculate contract size adjustment. (Guidance Notes - Section 6) | External transformer. | - | 1 | TRUE
1436 | 206A31 | 8434 | 206A31 | Electrics | Transformer | 20kv-3.3kv | Indoor and Outdoor Installation | 150KVA | A transformer changes an AC (alternating current) from one voltage to another, here 20,000V to 3,300V They are only found in large heavy works, either in an external pen behind safety fencing or within the switch house. | Considered Not Applicable at time of Publication | (BEAMS Note 1) The ERC for this item should be added to the total of the ERC of the other P&M items on the site and the Buildings ERC (where applicable) to enable the correct contract size adjustment to be made. ERC of P&M Items + ERC of Building Component’s = Total ERC (net figure rateable items only) to which contract size adjustment should be applied The 2023 Generic Contractors Test Spreadsheet has this facility built into the programme - it is recommended you undertake all contractors test valuations using this spreadsheet. (Details on the application of contract size adjustments can be found in the RCG 2023 Guidance notes). Where RV is calculated using the comparative method (rental method) the contract size adjustment should be made as follows: Select - SCAT code box ""P and M as an addition” within the 2023 Generic Contractors Test Spreadsheet facility. Or Where the spreadsheet is not used take the: Reciprocal of statutory de-capitalisation rate (i.e. 5% reciprocal = 20) multiply by rateable value of the buildings (before any overall end allowances are made and after making a notional deduction for the land value) and add to the ERC of P&M. Use resultant figure to calculate contract size adjustment. (Guidance Notes - Section 6) | - | Transformes are dangerous. Do not get too close and only under supervision. Most have a plate on them giving the kVa and the upper and lower voltage. Ask the engineer for a SCHEMATIC in order to work out if they are rateable or not. | Class 1 Table 1 (e) Main transmission of power - Class 1(i) (in the case of electrical power, the first distribution board). Transformer - | If part of process i.e. Electric Arc Furnace Transformer or, in certain areas, On the circuit (i.e. after the first distribution board or owned by the CE | Cables and conductors, switch boards, distribution boards, control panels, and all switchgear and other apparatus thereon. | It is assumed that the item forms part of an "average size industrial, commercial or office complex". Where it would be normal to find more than one item in such a hereditament the ERC stated has been adjusted to reflect any number / quantity, discount. These figures are NOT one off figures. | - | External transformer. | - | 20036 |  | Each | Each | 3 - INDUSTRIAL | David Grace | Colin Brook | 19682.2879 | Option 3 | 25776.8784 | 30.96% | 29640.0609 | 25070.8915 | 27.38% | -2.739% | 25070.8915 | 27.38% | Price Book Data | Nimal Rajapakse | VOA_GPN_GOV_UK\7219047 | 2021-08-12 | Medium | Blue | High | Limited cost evidence from Spons M&E 2019 used to estimate the uplift from CG2021 -see evidnce. | QC by A Lloyd | Updated indices following QA | NA | SPONS E | 1.561 | (BEAMS Note 1) The ERC for this item should be added to the total of the ERC of the other P&M items on the site and the Buildings ERC (where applicable) to enable the correct contract size adjustment to be made. ERC of P&M Items + ERC of Building Component’s = Total ERC (net figure rateable items only) to which contract size adjustment should be applied The 2021 Generic Contractors Test Spreadsheet has this facility built into the programme - it is recommended you undertake all contractors test valuations using this spreadsheet. (Details on the application of contract size adjustments can be found in the RCG 2021 Guidance notes). Where RV is calculated using the comparative method (rental method) the contract size adjustment should be made as follows: Select - SCAT code box "P and M as an addition” within the 2021 Generic Contractors Test Spreadsheet facility. Or Where the spreadsheet is not used take the: Reciprocal of statutory de-capitalisation rate (i.e. 5% reciprocal = 20) multiply by rateable value of the buildings (before any overall end allowances are made and after making a notional deduction for the land value) and add to the ERC of P&M. Use resultant figure to calculate contract size adjustment. (Guidance Notes - Section 6) | External transformer. | - | 1 | TRUE
1437 | 206A32 | 8435 | 206A32 | Electrics | Transformer | 20kv-3.3kv | Indoor and Outdoor Installation | 250KVA | A transformer changes an AC (alternating current) from one voltage to another, here 20,000V to 3,300V They are only found in large heavy works, either in an external pen behind safety fencing or within the switch house. | Considered Not Applicable at time of Publication | (BEAMS Note 1) The ERC for this item should be added to the total of the ERC of the other P&M items on the site and the Buildings ERC (where applicable) to enable the correct contract size adjustment to be made. ERC of P&M Items + ERC of Building Component’s = Total ERC (net figure rateable items only) to which contract size adjustment should be applied The 2023 Generic Contractors Test Spreadsheet has this facility built into the programme - it is recommended you undertake all contractors test valuations using this spreadsheet. (Details on the application of contract size adjustments can be found in the RCG 2023 Guidance notes). Where RV is calculated using the comparative method (rental method) the contract size adjustment should be made as follows: Select - SCAT code box ""P and M as an addition” within the 2023 Generic Contractors Test Spreadsheet facility. Or Where the spreadsheet is not used take the: Reciprocal of statutory de-capitalisation rate (i.e. 5% reciprocal = 20) multiply by rateable value of the buildings (before any overall end allowances are made and after making a notional deduction for the land value) and add to the ERC of P&M. Use resultant figure to calculate contract size adjustment. (Guidance Notes - Section 6) | - | Transformes are dangerous. Do not get too close and only under supervision. Most have a plate on them giving the kVa and the upper and lower voltage. Ask the engineer for a SCHEMATIC in order to work out if they are rateable or not. | Class 1 Table 1 (e) Main transmission of power - Class 1(i) (in the case of electrical power, the first distribution board). Transformer - | If part of process i.e. Electric Arc Furnace Transformer or, in certain areas, On the circuit (i.e. after the first distribution board or owned by the CE | Cables and conductors, switch boards, distribution boards, control panels, and all switchgear and other apparatus thereon. | It is assumed that the item forms part of an "average size industrial, commercial or office complex". Where it would be normal to find more than one item in such a hereditament the ERC stated has been adjusted to reflect any number / quantity, discount. These figures are NOT one off figures. | - | External transformer. | - | 20036 |  | Each | Each | 3 - INDUSTRIAL | David Grace | Colin Brook | 24069.671 | Option 3 | 31522.8079 | 30.96% | 36134.0048 | 30563.7602 | 26.98% | -3.042% | 30563.7602 | 26.98% | Price Book Data | Nimal Rajapakse | VOA_GPN_GOV_UK\7219047 | 2021-08-12 | Medium | Blue | High | Limited cost evidence from Spons M&E 2019 used to estimate the uplift from CG2021 -see evidnce. | QC by A Lloyd | Updated indices following QA | NA | SPONS E | 1.561 | (BEAMS Note 1) The ERC for this item should be added to the total of the ERC of the other P&M items on the site and the Buildings ERC (where applicable) to enable the correct contract size adjustment to be made. ERC of P&M Items + ERC of Building Component’s = Total ERC (net figure rateable items only) to which contract size adjustment should be applied The 2021 Generic Contractors Test Spreadsheet has this facility built into the programme - it is recommended you undertake all contractors test valuations using this spreadsheet. (Details on the application of contract size adjustments can be found in the RCG 2021 Guidance notes). Where RV is calculated using the comparative method (rental method) the contract size adjustment should be made as follows: Select - SCAT code box "P and M as an addition” within the 2021 Generic Contractors Test Spreadsheet facility. Or Where the spreadsheet is not used take the: Reciprocal of statutory de-capitalisation rate (i.e. 5% reciprocal = 20) multiply by rateable value of the buildings (before any overall end allowances are made and after making a notional deduction for the land value) and add to the ERC of P&M. Use resultant figure to calculate contract size adjustment. (Guidance Notes - Section 6) | External transformer. | - | 1 | TRUE
1438 | 206A33 | 8436 | 206A33 | Electrics | Transformer | 20kv-3.3kv | Indoor and Outdoor Installation | 500KVA | A transformer changes an AC (alternating current) from one voltage to another, here 20,000V to 3,300V They are only found in large heavy works, either in an external pen behind safety fencing or within the switch house. | Considered Not Applicable at time of Publication | (BEAMS Note 1) The ERC for this item should be added to the total of the ERC of the other P&M items on the site and the Buildings ERC (where applicable) to enable the correct contract size adjustment to be made. ERC of P&M Items + ERC of Building Component’s = Total ERC (net figure rateable items only) to which contract size adjustment should be applied The 2023 Generic Contractors Test Spreadsheet has this facility built into the programme - it is recommended you undertake all contractors test valuations using this spreadsheet. (Details on the application of contract size adjustments can be found in the RCG 2023 Guidance notes). Where RV is calculated using the comparative method (rental method) the contract size adjustment should be made as follows: Select - SCAT code box ""P and M as an addition” within the 2023 Generic Contractors Test Spreadsheet facility. Or Where the spreadsheet is not used take the: Reciprocal of statutory de-capitalisation rate (i.e. 5% reciprocal = 20) multiply by rateable value of the buildings (before any overall end allowances are made and after making a notional deduction for the land value) and add to the ERC of P&M. Use resultant figure to calculate contract size adjustment. (Guidance Notes - Section 6) | - | Transformes are dangerous. Do not get too close and only under supervision. Most have a plate on them giving the kVa and the upper and lower voltage. Ask the engineer for a SCHEMATIC in order to work out if they are rateable or not. | Class 1 Table 1 (e) Main transmission of power - Class 1(i) (in the case of electrical power, the first distribution board). Transformer - | If part of process i.e. Electric Arc Furnace Transformer or, in certain areas, On the circuit (i.e. after the first distribution board or owned by the CE | Cables and conductors, switch boards, distribution boards, control panels, and all switchgear and other apparatus thereon. | It is assumed that the item forms part of an "average size industrial, commercial or office complex". Where it would be normal to find more than one item in such a hereditament the ERC stated has been adjusted to reflect any number / quantity, discount. These figures are NOT one off figures. | - | External transformer. | - | 20036 |  | Each | Each | 3 - INDUSTRIAL | David Grace | Colin Brook | 32661.6295 | Option 3 | 42775.2533 | 30.96% | 49123.334 | 41550.7168 | 27.22% | -2.863% | 41550.7168 | 27.22% | Price Book Data | Nimal Rajapakse | VOA_GPN_GOV_UK\7219047 | 2021-08-12 | Medium | Blue | High | Limited cost evidence from Spons M&E 2019 used to estimate the uplift from CG2021 -see evidnce. | QC by A Lloyd | Updated indices following QA | NA | SPONS E | 1.561 | (BEAMS Note 1) The ERC for this item should be added to the total of the ERC of the other P&M items on the site and the Buildings ERC (where applicable) to enable the correct contract size adjustment to be made. ERC of P&M Items + ERC of Building Component’s = Total ERC (net figure rateable items only) to which contract size adjustment should be applied The 2021 Generic Contractors Test Spreadsheet has this facility built into the programme - it is recommended you undertake all contractors test valuations using this spreadsheet. (Details on the application of contract size adjustments can be found in the RCG 2021 Guidance notes). Where RV is calculated using the comparative method (rental method) the contract size adjustment should be made as follows: Select - SCAT code box "P and M as an addition” within the 2021 Generic Contractors Test Spreadsheet facility. Or Where the spreadsheet is not used take the: Reciprocal of statutory de-capitalisation rate (i.e. 5% reciprocal = 20) multiply by rateable value of the buildings (before any overall end allowances are made and after making a notional deduction for the land value) and add to the ERC of P&M. Use resultant figure to calculate contract size adjustment. (Guidance Notes - Section 6) | External transformer. | - | 1 | TRUE
1439 | 206A34 | 8437 | 206A34 | Electrics | Transformer | 20kv-3.3kv | Indoor and Outdoor Installation | 750KVA | A transformer changes an AC (alternating current) from one voltage to another, here 20,000V to 3,300V They are only found in large heavy works, either in an external pen behind safety fencing or within the switch house. | Considered Not Applicable at time of Publication | (BEAMS Note 1) The ERC for this item should be added to the total of the ERC of the other P&M items on the site and the Buildings ERC (where applicable) to enable the correct contract size adjustment to be made. ERC of P&M Items + ERC of Building Component’s = Total ERC (net figure rateable items only) to which contract size adjustment should be applied The 2023 Generic Contractors Test Spreadsheet has this facility built into the programme - it is recommended you undertake all contractors test valuations using this spreadsheet. (Details on the application of contract size adjustments can be found in the RCG 2023 Guidance notes). Where RV is calculated using the comparative method (rental method) the contract size adjustment should be made as follows: Select - SCAT code box ""P and M as an addition” within the 2023 Generic Contractors Test Spreadsheet facility. Or Where the spreadsheet is not used take the: Reciprocal of statutory de-capitalisation rate (i.e. 5% reciprocal = 20) multiply by rateable value of the buildings (before any overall end allowances are made and after making a notional deduction for the land value) and add to the ERC of P&M. Use resultant figure to calculate contract size adjustment. (Guidance Notes - Section 6) | - | Transformes are dangerous. Do not get too close and only under supervision. Most have a plate on them giving the kVa and the upper and lower voltage. Ask the engineer for a SCHEMATIC in order to work out if they are rateable or not. | Class 1 Table 1 (e) Main transmission of power - Class 1(i) (in the case of electrical power, the first distribution board). Transformer - | If part of process i.e. Electric Arc Furnace Transformer or, in certain areas, On the circuit (i.e. after the first distribution board or owned by the CE | Cables and conductors, switch boards, distribution boards, control panels, and all switchgear and other apparatus thereon. | It is assumed that the item forms part of an "average size industrial, commercial or office complex". Where it would be normal to find more than one item in such a hereditament the ERC stated has been adjusted to reflect any number / quantity, discount. These figures are NOT one off figures. | - | External transformer. | - | 20036 |  | Each | Each | 3 - INDUSTRIAL | David Grace | Colin Brook | 40644.2293 | Option 3 | 53229.6528 | 30.96% | 61112.2644 | 51691.4913 | 27.18% | -2.89% | 51691.4913 | 27.18% | Price Book Data | Nimal Rajapakse | VOA_GPN_GOV_UK\7219047 | 2021-08-12 | Medium | Blue | High | Limited cost evidence from Spons M&E 2019 used to estimate the uplift from CG2021 -see evidnce. | QC by A Lloyd | Updated indices following QA | NA | SPONS E | 1.561 | (BEAMS Note 1) The ERC for this item should be added to the total of the ERC of the other P&M items on the site and the Buildings ERC (where applicable) to enable the correct contract size adjustment to be made. ERC of P&M Items + ERC of Building Component’s = Total ERC (net figure rateable items only) to which contract size adjustment should be applied The 2021 Generic Contractors Test Spreadsheet has this facility built into the programme - it is recommended you undertake all contractors test valuations using this spreadsheet. (Details on the application of contract size adjustments can be found in the RCG 2021 Guidance notes). Where RV is calculated using the comparative method (rental method) the contract size adjustment should be made as follows: Select - SCAT code box "P and M as an addition” within the 2021 Generic Contractors Test Spreadsheet facility. Or Where the spreadsheet is not used take the: Reciprocal of statutory de-capitalisation rate (i.e. 5% reciprocal = 20) multiply by rateable value of the buildings (before any overall end allowances are made and after making a notional deduction for the land value) and add to the ERC of P&M. Use resultant figure to calculate contract size adjustment. (Guidance Notes - Section 6) | External transformer. | - | 1 | TRUE
1440 | 206A35 | 8829 | 206A35 | Electrics | Transformer | 20kv-3.3kv | Indoor and Outdoor Installation | 1000KVA | A transformer changes an AC (alternating current) from one voltage to another, here 20,000V to 3,300V They are only found in large heavy works, either in an external pen behind safety fencing or within the switch house. | Considered Not Applicable at time of Publication | (BEAMS Note 1) The ERC for this item should be added to the total of the ERC of the other P&M items on the site and the Buildings ERC (where applicable) to enable the correct contract size adjustment to be made. ERC of P&M Items + ERC of Building Component’s = Total ERC (net figure rateable items only) to which contract size adjustment should be applied The 2023 Generic Contractors Test Spreadsheet has this facility built into the programme - it is recommended you undertake all contractors test valuations using this spreadsheet. (Details on the application of contract size adjustments can be found in the RCG 2023 Guidance notes). Where RV is calculated using the comparative method (rental method) the contract size adjustment should be made as follows: Select - SCAT code box ""P and M as an addition” within the 2023 Generic Contractors Test Spreadsheet facility. Or Where the spreadsheet is not used take the: Reciprocal of statutory de-capitalisation rate (i.e. 5% reciprocal = 20) multiply by rateable value of the buildings (before any overall end allowances are made and after making a notional deduction for the land value) and add to the ERC of P&M. Use resultant figure to calculate contract size adjustment. (Guidance Notes - Section 6) | - | Transformes are dangerous. Do not get too close and only under supervision. Most have a plate on them giving the kVa and the upper and lower voltage. Ask the engineer for a SCHEMATIC in order to work out if they are rateable or not. | Class 1 Table 1 (e) Main transmission of power - Class 1(i) (in the case of electrical power, the first distribution board). Transformer - | If part of process i.e. Electric Arc Furnace Transformer or, in certain areas, On the circuit (i.e. after the first distribution board or owned by the CE | Cables and conductors, switch boards, distribution boards, control panels, and all switchgear and other apparatus thereon. | It is assumed that the item forms part of an "average size industrial, commercial or office complex". Where it would be normal to find more than one item in such a hereditament the ERC stated has been adjusted to reflect any number / quantity, discount. These figures are NOT one off figures. | - | External transformer. | - | 20040 |  | Each | Each | 3 - INDUSTRIAL | David Grace | Colin Brook | 63556.1186 | Option 3 | 83236.1738 | 30.96% | 95581.0041 | 80846.6957 | 27.21% | -2.871% | 80846.6957 | 27.21% | Price Book Data | Nimal Rajapakse | VOA_GPN_GOV_UK\7219047 | 2021-08-12 | Medium | Blue | High | Limited cost evidence from Spons M&E 2019 used to estimate the uplift from CG2021 -see evidnce. | QC by A Lloyd | Updated indices following QA. 10/03/21 - Wrong code and details (a repeat of 206A34). I've passed back to Nimal for review. | NA | SPONS E | 1.561 | (BEAMS Note 1) The ERC for this item should be added to the total of the ERC of the other P&M items on the site and the Buildings ERC (where applicable) to enable the correct contract size adjustment to be made. ERC of P&M Items + ERC of Building Component’s = Total ERC (net figure rateable items only) to which contract size adjustment should be applied The 2021 Generic Contractors Test Spreadsheet has this facility built into the programme - it is recommended you undertake all contractors test valuations using this spreadsheet. (Details on the application of contract size adjustments can be found in the RCG 2021 Guidance notes). Where RV is calculated using the comparative method (rental method) the contract size adjustment should be made as follows: Select - SCAT code box "P and M as an addition” within the 2021 Generic Contractors Test Spreadsheet facility. Or Where the spreadsheet is not used take the: Reciprocal of statutory de-capitalisation rate (i.e. 5% reciprocal = 20) multiply by rateable value of the buildings (before any overall end allowances are made and after making a notional deduction for the land value) and add to the ERC of P&M. Use resultant figure to calculate contract size adjustment. (Guidance Notes - Section 6) | External transformer. | - | 1 | TRUE
1441 | 206A36 | 8441 | 206A36 | Electrics | Transformer | 20kv-3.3kv | Indoor and Outdoor Installation | 1500KVA | A transformer changes an AC (alternating current) from one voltage to another, here 20,000V to 3,300V They are only found in large heavy works, either in an external pen behind safety fencing or within the switch house. | Considered Not Applicable at time of Publication | (BEAMS Note 1) The ERC for this item should be added to the total of the ERC of the other P&M items on the site and the Buildings ERC (where applicable) to enable the correct contract size adjustment to be made. ERC of P&M Items + ERC of Building Component’s = Total ERC (net figure rateable items only) to which contract size adjustment should be applied The 2023 Generic Contractors Test Spreadsheet has this facility built into the programme - it is recommended you undertake all contractors test valuations using this spreadsheet. (Details on the application of contract size adjustments can be found in the RCG 2023 Guidance notes). Where RV is calculated using the comparative method (rental method) the contract size adjustment should be made as follows: Select - SCAT code box ""P and M as an addition” within the 2023 Generic Contractors Test Spreadsheet facility. Or Where the spreadsheet is not used take the: Reciprocal of statutory de-capitalisation rate (i.e. 5% reciprocal = 20) multiply by rateable value of the buildings (before any overall end allowances are made and after making a notional deduction for the land value) and add to the ERC of P&M. Use resultant figure to calculate contract size adjustment. (Guidance Notes - Section 6) | - | Transformes are dangerous. Do not get too close and only under supervision. Most have a plate on them giving the kVa and the upper and lower voltage. Ask the engineer for a SCHEMATIC in order to work out if they are rateable or not. | Class 1 Table 1 (e) Main transmission of power - Class 1(i) (in the case of electrical power, the first distribution board). Transformer - | If part of process i.e. Electric Arc Furnace Transformer or, in certain areas, On the circuit (i.e. after the first distribution board or owned by the CE | Cables and conductors, switch boards, distribution boards, control panels, and all switchgear and other apparatus thereon. | It is assumed that the item forms part of an "average size industrial, commercial or office complex". Where it would be normal to find more than one item in such a hereditament the ERC stated has been adjusted to reflect any number / quantity, discount. These figures are NOT one off figures. | - | External transformer. | - | 20036 |  | Each | Each | 3 - INDUSTRIAL | David Grace | Colin Brook | 68857.5399 | Option 3 | 90179.172 | 30.96% | 103574.4409 | 87607.9026 | 27.23% | -2.851% | 87607.9026 | 27.23% | Price Book Data | Nimal Rajapakse | VOA_GPN_GOV_UK\7219047 | 2021-08-12 | Medium | Blue | High | Limited cost evidence from Spons M&E 2019 used to estimate the uplift from CG2021 -see evidnce. | QC by A Lloyd | Updated indices following QA | NA | SPONS E | 1.561 | (BEAMS Note 1) The ERC for this item should be added to the total of the ERC of the other P&M items on the site and the Buildings ERC (where applicable) to enable the correct contract size adjustment to be made. ERC of P&M Items + ERC of Building Component’s = Total ERC (net figure rateable items only) to which contract size adjustment should be applied The 2021 Generic Contractors Test Spreadsheet has this facility built into the programme - it is recommended you undertake all contractors test valuations using this spreadsheet. (Details on the application of contract size adjustments can be found in the RCG 2021 Guidance notes). Where RV is calculated using the comparative method (rental method) the contract size adjustment should be made as follows: Select - SCAT code box "P and M as an addition” within the 2021 Generic Contractors Test Spreadsheet facility. Or Where the spreadsheet is not used take the: Reciprocal of statutory de-capitalisation rate (i.e. 5% reciprocal = 20) multiply by rateable value of the buildings (before any overall end allowances are made and after making a notional deduction for the land value) and add to the ERC of P&M. Use resultant figure to calculate contract size adjustment. (Guidance Notes - Section 6) | External transformer. | - | 1 | TRUE
1442 | 206A37 | 8442 | 206A37 | Electrics | Transformer | 20kv-3.3kv | Indoor and Outdoor Installation | 2000KVA | A transformer changes an AC (alternating current) from one voltage to another, here 20,000V to 3,300V They are only found in large heavy works, either in an external pen behind safety fencing or within the switch house. | Considered Not Applicable at time of Publication | (BEAMS Note 1) The ERC for this item should be added to the total of the ERC of the other P&M items on the site and the Buildings ERC (where applicable) to enable the correct contract size adjustment to be made. ERC of P&M Items + ERC of Building Component’s = Total ERC (net figure rateable items only) to which contract size adjustment should be applied The 2023 Generic Contractors Test Spreadsheet has this facility built into the programme - it is recommended you undertake all contractors test valuations using this spreadsheet. (Details on the application of contract size adjustments can be found in the RCG 2023 Guidance notes). Where RV is calculated using the comparative method (rental method) the contract size adjustment should be made as follows: Select - SCAT code box ""P and M as an addition” within the 2023 Generic Contractors Test Spreadsheet facility. Or Where the spreadsheet is not used take the: Reciprocal of statutory de-capitalisation rate (i.e. 5% reciprocal = 20) multiply by rateable value of the buildings (before any overall end allowances are made and after making a notional deduction for the land value) and add to the ERC of P&M. Use resultant figure to calculate contract size adjustment. (Guidance Notes - Section 6) | - | Transformes are dangerous. Do not get too close and only under supervision. Most have a plate on them giving the kVa and the upper and lower voltage. Ask the engineer for a SCHEMATIC in order to work out if they are rateable or not. | Class 1 Table 1 (e) Main transmission of power - Class 1(i) (in the case of electrical power, the first distribution board). Transformer - | If part of process i.e. Electric Arc Furnace Transformer or, in certain areas, On the circuit (i.e. after the first distribution board or owned by the CE | Cables and conductors, switch boards, distribution boards, control panels, and all switchgear and other apparatus thereon. | It is assumed that the item forms part of an "average size industrial, commercial or office complex". Where it would be normal to find more than one item in such a hereditament the ERC stated has been adjusted to reflect any number / quantity, discount. These figures are NOT one off figures. | - | External transformer. | - | 20036 |  | Each | Each | 3 - INDUSTRIAL | David Grace | Colin Brook | 83482.1501 | Option 3 | 109332.2704 | 30.96% | 96913.2833 | 81973.5972 | -1.807% | -25.02% | 81973.5972 | -1.807% | Price Book Data | Nimal Rajapakse | VOA_GPN_GOV_UK\7219047 | 2021-08-12 | Medium | Blue | High | Limited cost evidence from Spons M&E 2019 used to estimate the uplift from CG2021 -see evidnce. | QC by A Lloyd | Updated indices following QA | NA | SPONS E | 1.561 | (BEAMS Note 1) The ERC for this item should be added to the total of the ERC of the other P&M items on the site and the Buildings ERC (where applicable) to enable the correct contract size adjustment to be made. ERC of P&M Items + ERC of Building Component’s = Total ERC (net figure rateable items only) to which contract size adjustment should be applied The 2021 Generic Contractors Test Spreadsheet has this facility built into the programme - it is recommended you undertake all contractors test valuations using this spreadsheet. (Details on the application of contract size adjustments can be found in the RCG 2021 Guidance notes). Where RV is calculated using the comparative method (rental method) the contract size adjustment should be made as follows: Select - SCAT code box "P and M as an addition” within the 2021 Generic Contractors Test Spreadsheet facility. Or Where the spreadsheet is not used take the: Reciprocal of statutory de-capitalisation rate (i.e. 5% reciprocal = 20) multiply by rateable value of the buildings (before any overall end allowances are made and after making a notional deduction for the land value) and add to the ERC of P&M. Use resultant figure to calculate contract size adjustment. (Guidance Notes - Section 6) | External transformer. | - | 1 | TRUE
1443 | 206A38 | 8443 | 206A38 | Electrics | Transformer | 20kv-3.3kv | Indoor and Outdoor Installation | 3000KVA | A transformer changes an AC (alternating current) from one voltage to another, here 20,000V to 3,300V They are only found in large heavy works, either in an external pen behind safety fencing or within the switch house. | Considered Not Applicable at time of Publication | (BEAMS Note 1) The ERC for this item should be added to the total of the ERC of the other P&M items on the site and the Buildings ERC (where applicable) to enable the correct contract size adjustment to be made. ERC of P&M Items + ERC of Building Component’s = Total ERC (net figure rateable items only) to which contract size adjustment should be applied The 2023 Generic Contractors Test Spreadsheet has this facility built into the programme - it is recommended you undertake all contractors test valuations using this spreadsheet. (Details on the application of contract size adjustments can be found in the RCG 2023 Guidance notes). Where RV is calculated using the comparative method (rental method) the contract size adjustment should be made as follows: Select - SCAT code box ""P and M as an addition” within the 2023 Generic Contractors Test Spreadsheet facility. Or Where the spreadsheet is not used take the: Reciprocal of statutory de-capitalisation rate (i.e. 5% reciprocal = 20) multiply by rateable value of the buildings (before any overall end allowances are made and after making a notional deduction for the land value) and add to the ERC of P&M. Use resultant figure to calculate contract size adjustment. (Guidance Notes - Section 6) | - | Transformes are dangerous. Do not get too close and only under supervision. Most have a plate on them giving the kVa and the upper and lower voltage. Ask the engineer for a SCHEMATIC in order to work out if they are rateable or not. | Class 1 Table 1 (e) Main transmission of power - Class 1(i) (in the case of electrical power, the first distribution board). Transformer - | If part of process i.e. Electric Arc Furnace Transformer or, in certain areas, On the circuit (i.e. after the first distribution board or owned by the CE | Cables and conductors, switch boards, distribution boards, control panels, and all switchgear and other apparatus thereon. | It is assumed that the item forms part of an "average size industrial, commercial or office complex". Where it would be normal to find more than one item in such a hereditament the ERC stated has been adjusted to reflect any number / quantity, discount. These figures are NOT one off figures. | - | External transformer. | - | 20036 |  | Each | Each | 3 - INDUSTRIAL | David Grace | Colin Brook | 90916.327 | Option 3 | 119068.4288 | 30.96% | 105572.3557 | 89297.8285 | -1.78% | -25% | 89297.8285 | -1.78% | Price Book Data | Nimal Rajapakse | VOA_GPN_GOV_UK\7219047 | 2021-08-12 | Medium | Blue | High | Limited cost evidence from Spons M&E 2019 used to estimate the uplift from CG2021 -see evidnce. | QC by A Lloyd | Updated indices following QA | NA | SPONS E | 1.561 | (BEAMS Note 1) The ERC for this item should be added to the total of the ERC of the other P&M items on the site and the Buildings ERC (where applicable) to enable the correct contract size adjustment to be made. ERC of P&M Items + ERC of Building Component’s = Total ERC (net figure rateable items only) to which contract size adjustment should be applied The 2021 Generic Contractors Test Spreadsheet has this facility built into the programme - it is recommended you undertake all contractors test valuations using this spreadsheet. (Details on the application of contract size adjustments can be found in the RCG 2021 Guidance notes). Where RV is calculated using the comparative method (rental method) the contract size adjustment should be made as follows: Select - SCAT code box "P and M as an addition” within the 2021 Generic Contractors Test Spreadsheet facility. Or Where the spreadsheet is not used take the: Reciprocal of statutory de-capitalisation rate (i.e. 5% reciprocal = 20) multiply by rateable value of the buildings (before any overall end allowances are made and after making a notional deduction for the land value) and add to the ERC of P&M. Use resultant figure to calculate contract size adjustment. (Guidance Notes - Section 6) | External transformer. | - | 1 | TRUE
1444 | 206A39 | 8444 | 206A39 | Electrics | Transformer | 20kv-3.3kv | Indoor and Outdoor Installation | 4000KVA | A transformer changes an AC (alternating current) from one voltage to another, here 20,000V to 3,300V They are only found in large heavy works, either in an external pen behind safety fencing or within the switch house. | Considered Not Applicable at time of Publication | (BEAMS Note 1) The ERC for this item should be added to the total of the ERC of the other P&M items on the site and the Buildings ERC (where applicable) to enable the correct contract size adjustment to be made. ERC of P&M Items + ERC of Building Component’s = Total ERC (net figure rateable items only) to which contract size adjustment should be applied The 2023 Generic Contractors Test Spreadsheet has this facility built into the programme - it is recommended you undertake all contractors test valuations using this spreadsheet. (Details on the application of contract size adjustments can be found in the RCG 2023 Guidance notes). Where RV is calculated using the comparative method (rental method) the contract size adjustment should be made as follows: Select - SCAT code box ""P and M as an addition” within the 2023 Generic Contractors Test Spreadsheet facility. Or Where the spreadsheet is not used take the: Reciprocal of statutory de-capitalisation rate (i.e. 5% reciprocal = 20) multiply by rateable value of the buildings (before any overall end allowances are made and after making a notional deduction for the land value) and add to the ERC of P&M. Use resultant figure to calculate contract size adjustment. (Guidance Notes - Section 6) | - | Transformes are dangerous. Do not get too close and only under supervision. Most have a plate on them giving the kVa and the upper and lower voltage. Ask the engineer for a SCHEMATIC in order to work out if they are rateable or not. | Class 1 Table 1 (e) Main transmission of power - Class 1(i) (in the case of electrical power, the first distribution board). Transformer - | If part of process i.e. Electric Arc Furnace Transformer or, in certain areas, On the circuit (i.e. after the first distribution board or owned by the CE | Cables and conductors, switch boards, distribution boards, control panels, and all switchgear and other apparatus thereon. | It is assumed that the item forms part of an "average size industrial, commercial or office complex". Where it would be normal to find more than one item in such a hereditament the ERC stated has been adjusted to reflect any number / quantity, discount. These figures are NOT one off figures. | - | External transformer. | - | 20036 |  | Each | Each | 3 - INDUSTRIAL | David Grace | Colin Brook | 113950.0881 | Option 3 | 149234.5589 | 30.96% | 132381.3165 | 111974.0487 | -1.734% | -24.97% | 111974.0487 | -1.734% | Price Book Data | Nimal Rajapakse | VOA_GPN_GOV_UK\7219047 | 2021-08-12 | Medium | Blue | High | Limited cost evidence from Spons M&E 2019 used to estimate the uplift from CG2021 -see evidnce. | QC by A Lloyd | Updated indices following QA | NA | SPONS E | 1.561 | (BEAMS Note 1) The ERC for this item should be added to the total of the ERC of the other P&M items on the site and the Buildings ERC (where applicable) to enable the correct contract size adjustment to be made. ERC of P&M Items + ERC of Building Component’s = Total ERC (net figure rateable items only) to which contract size adjustment should be applied The 2021 Generic Contractors Test Spreadsheet has this facility built into the programme - it is recommended you undertake all contractors test valuations using this spreadsheet. (Details on the application of contract size adjustments can be found in the RCG 2021 Guidance notes). Where RV is calculated using the comparative method (rental method) the contract size adjustment should be made as follows: Select - SCAT code box "P and M as an addition” within the 2021 Generic Contractors Test Spreadsheet facility. Or Where the spreadsheet is not used take the: Reciprocal of statutory de-capitalisation rate (i.e. 5% reciprocal = 20) multiply by rateable value of the buildings (before any overall end allowances are made and after making a notional deduction for the land value) and add to the ERC of P&M. Use resultant figure to calculate contract size adjustment. (Guidance Notes - Section 6) | External transformer. | - | 1 | TRUE
1445 | 206A40 | 8445 | 206A40 | Electrics | Transformer | 20kv-3.3kv | Indoor and Outdoor Installation | 5000KVA | A transformer changes an AC (alternating current) from one voltage to another, here 20,000V to 3,300V They are only found in large heavy works, either in an external pen behind safety fencing or within the switch house. | Considered Not Applicable at time of Publication | (BEAMS Note 1) The ERC for this item should be added to the total of the ERC of the other P&M items on the site and the Buildings ERC (where applicable) to enable the correct contract size adjustment to be made. ERC of P&M Items + ERC of Building Component’s = Total ERC (net figure rateable items only) to which contract size adjustment should be applied The 2023 Generic Contractors Test Spreadsheet has this facility built into the programme - it is recommended you undertake all contractors test valuations using this spreadsheet. (Details on the application of contract size adjustments can be found in the RCG 2023 Guidance notes). Where RV is calculated using the comparative method (rental method) the contract size adjustment should be made as follows: Select - SCAT code box ""P and M as an addition” within the 2023 Generic Contractors Test Spreadsheet facility. Or Where the spreadsheet is not used take the: Reciprocal of statutory de-capitalisation rate (i.e. 5% reciprocal = 20) multiply by rateable value of the buildings (before any overall end allowances are made and after making a notional deduction for the land value) and add to the ERC of P&M. Use resultant figure to calculate contract size adjustment. (Guidance Notes - Section 6) | - | Transformes are dangerous. Do not get too close and only under supervision. Most have a plate on them giving the kVa and the upper and lower voltage. Ask the engineer for a SCHEMATIC in order to work out if they are rateable or not. | Class 1 Table 1 (e) Main transmission of power - Class 1(i) (in the case of electrical power, the first distribution board). Transformer - | If part of process i.e. Electric Arc Furnace Transformer or, in certain areas, On the circuit (i.e. after the first distribution board or owned by the CE | Cables and conductors, switch boards, distribution boards, control panels, and all switchgear and other apparatus thereon. | It is assumed that the item forms part of an "average size industrial, commercial or office complex". Where it would be normal to find more than one item in such a hereditament the ERC stated has been adjusted to reflect any number / quantity, discount. These figures are NOT one off figures. | - | External transformer. | - | 20036 |  | Each | Each | 3 - INDUSTRIAL | David Grace | Colin Brook | 188901.2155 | Option 3 | 247394.1886 | 30.96% | 167850.7911 | 141975.7195 | -24.84% | -42.61% | 141975.7195 | -24.84% | Price Book Data | Nimal Rajapakse | VOA_GPN_GOV_UK\7219047 | 2021-08-12 | Medium | Blue | High | Limited cost evidence from Spons M&E 2019 used to estimate the uplift from CG2021 -see evidnce. | QC by A Lloyd | Updated indices following QA | NA | SPONS E | 1.561 | (BEAMS Note 1) The ERC for this item should be added to the total of the ERC of the other P&M items on the site and the Buildings ERC (where applicable) to enable the correct contract size adjustment to be made. ERC of P&M Items + ERC of Building Component’s = Total ERC (net figure rateable items only) to which contract size adjustment should be applied The 2021 Generic Contractors Test Spreadsheet has this facility built into the programme - it is recommended you undertake all contractors test valuations using this spreadsheet. (Details on the application of contract size adjustments can be found in the RCG 2021 Guidance notes). Where RV is calculated using the comparative method (rental method) the contract size adjustment should be made as follows: Select - SCAT code box "P and M as an addition” within the 2021 Generic Contractors Test Spreadsheet facility. Or Where the spreadsheet is not used take the: Reciprocal of statutory de-capitalisation rate (i.e. 5% reciprocal = 20) multiply by rateable value of the buildings (before any overall end allowances are made and after making a notional deduction for the land value) and add to the ERC of P&M. Use resultant figure to calculate contract size adjustment. (Guidance Notes - Section 6) | External transformer. | - | 1 | TRUE
1446 | 206A22 | 8425 | 206A22 | Electrics | Transformer | 3.3kv-415v | Indoor and Outdoor Installation | 200KVA | A transformer changes an AC (alternating current) from one voltage to another, here 3,300V to 415V They are only found in large heavy works, either in an external pen behind safety fencing or within the switch house. | Considered Not Applicable at time of Publication | (BEAMS Note 1) The ERC for this item should be added to the total of the ERC of the other P&M items on the site and the Buildings ERC (where applicable) to enable the correct contract size adjustment to be made. ERC of P&M Items + ERC of Building Component’s = Total ERC (net figure rateable items only) to which contract size adjustment should be applied The 2023 Generic Contractors Test Spreadsheet has this facility built into the programme - it is recommended you undertake all contractors test valuations using this spreadsheet. (Details on the application of contract size adjustments can be found in the RCG 2023 Guidance notes). Where RV is calculated using the comparative method (rental method) the contract size adjustment should be made as follows: Select - SCAT code box ""P and M as an addition” within the 2023 Generic Contractors Test Spreadsheet facility. Or Where the spreadsheet is not used take the: Reciprocal of statutory de-capitalisation rate (i.e. 5% reciprocal = 20) multiply by rateable value of the buildings (before any overall end allowances are made and after making a notional deduction for the land value) and add to the ERC of P&M. Use resultant figure to calculate contract size adjustment. (Guidance Notes - Section 6) | - | Transformes are dangerous. Do not get too close and only under supervision. Most have a plate on them giving the kVa and the upper and lower voltage. Ask the engineer for a SCHEMATIC in order to work out if they are rateable or not. | Class 1 Table 1 (e) Main transmission of power - Class 1(i) (in the case of electrical power, the first distribution board). Transformer - | If part of process i.e. Electric Arc Furnace Transformer or, in certain areas, On the circuit (i.e. after the first distribution board or owned by the CE | Cables and conductors, switch boards, distribution boards, control panels, and all switchgear and other apparatus thereon. | It is assumed that the item forms part of an "average size industrial, commercial or office complex". Where it would be normal to find more than one item in such a hereditament the ERC stated has been adjusted to reflect any number / quantity, discount. These figures are NOT one off figures. | - | Typical transformers. | - | 20036 |  | Each | Each | 3 - INDUSTRIAL | David Grace | Colin Brook | 10480.9707 | Option 3 | 13726.3872 | 30.96% | 15818.9878 | 13380.4087 | 27.66% | -2.521% | 13380.4087 | 27.66% | Price Book Data | Nimal Rajapakse | VOA_GPN_GOV_UK\7219047 | 2021-08-12 | Medium | Blue | High | Limited cost evidence from Spons M&E 2019 used to estimate the uplift from CG2021 -see evidnce. | QC by A Lloyd | Updated indices following QA | NA | SPONS E | 1.561 | (BEAMS Note 1) The ERC for this item should be added to the total of the ERC of the other P&M items on the site and the Buildings ERC (where applicable) to enable the correct contract size adjustment to be made. ERC of P&M Items + ERC of Building Component’s = Total ERC (net figure rateable items only) to which contract size adjustment should be applied The 2021 Generic Contractors Test Spreadsheet has this facility built into the programme - it is recommended you undertake all contractors test valuations using this spreadsheet. (Details on the application of contract size adjustments can be found in the RCG 2021 Guidance notes). Where RV is calculated using the comparative method (rental method) the contract size adjustment should be made as follows: Select - SCAT code box "P and M as an addition” within the 2021 Generic Contractors Test Spreadsheet facility. Or Where the spreadsheet is not used take the: Reciprocal of statutory de-capitalisation rate (i.e. 5% reciprocal = 20) multiply by rateable value of the buildings (before any overall end allowances are made and after making a notional deduction for the land value) and add to the ERC of P&M. Use resultant figure to calculate contract size adjustment. (Guidance Notes - Section 6) | Typical transformers. | - | 1 | TRUE
1447 | 206A23 | 8426 | 206A23 | Electrics | Transformer | 3.3kv-415v | Indoor and Outdoor Installation | 315KVA | A transformer changes an AC (alternating current) from one voltage to another, here 3,300V to 415V They are only found in large heavy works, either in an external pen behind safety fencing or within the switch house. | Considered Not Applicable at time of Publication | (BEAMS Note 1) The ERC for this item should be added to the total of the ERC of the other P&M items on the site and the Buildings ERC (where applicable) to enable the correct contract size adjustment to be made. ERC of P&M Items + ERC of Building Component’s = Total ERC (net figure rateable items only) to which contract size adjustment should be applied The 2023 Generic Contractors Test Spreadsheet has this facility built into the programme - it is recommended you undertake all contractors test valuations using this spreadsheet. (Details on the application of contract size adjustments can be found in the RCG 2023 Guidance notes). Where RV is calculated using the comparative method (rental method) the contract size adjustment should be made as follows: Select - SCAT code box ""P and M as an addition” within the 2023 Generic Contractors Test Spreadsheet facility. Or Where the spreadsheet is not used take the: Reciprocal of statutory de-capitalisation rate (i.e. 5% reciprocal = 20) multiply by rateable value of the buildings (before any overall end allowances are made and after making a notional deduction for the land value) and add to the ERC of P&M. Use resultant figure to calculate contract size adjustment. (Guidance Notes - Section 6) | - | Transformes are dangerous. Do not get too close and only under supervision. Most have a plate on them giving the kVa and the upper and lower voltage. Ask the engineer for a SCHEMATIC in order to work out if they are rateable or not. | Class 1 Table 1 (e) Main transmission of power - Class 1(i) (in the case of electrical power, the first distribution board). Transformer - | If part of process i.e. Electric Arc Furnace Transformer or, in certain areas, On the circuit (i.e. after the first distribution board or owned by the CE | Cables and conductors, switch boards, distribution boards, control panels, and all switchgear and other apparatus thereon. | It is assumed that the item forms part of an "average size industrial, commercial or office complex". Where it would be normal to find more than one item in such a hereditament the ERC stated has been adjusted to reflect any number / quantity, discount. These figures are NOT one off figures. | - | Typical transformers. | - | 20036 |  | Each | Each | 3 - INDUSTRIAL | David Grace | Colin Brook | 13162.1492 | Option 3 | 17237.7886 | 30.96% | 19816.259 | 16761.4797 | 27.35% | -2.763% | 16761.4797 | 27.35% | Price Book Data | Nimal Rajapakse | VOA_GPN_GOV_UK\7219047 | 2021-08-12 | Medium | Blue | High | Limited cost evidence from Spons M&E 2019 used to estimate the uplift from CG2021 -see evidnce. | QC by A Lloyd | Updated indices following QA | NA | SPONS E | 1.561 | (BEAMS Note 1) The ERC for this item should be added to the total of the ERC of the other P&M items on the site and the Buildings ERC (where applicable) to enable the correct contract size adjustment to be made. ERC of P&M Items + ERC of Building Component’s = Total ERC (net figure rateable items only) to which contract size adjustment should be applied The 2021 Generic Contractors Test Spreadsheet has this facility built into the programme - it is recommended you undertake all contractors test valuations using this spreadsheet. (Details on the application of contract size adjustments can be found in the RCG 2021 Guidance notes). Where RV is calculated using the comparative method (rental method) the contract size adjustment should be made as follows: Select - SCAT code box "P and M as an addition” within the 2021 Generic Contractors Test Spreadsheet facility. Or Where the spreadsheet is not used take the: Reciprocal of statutory de-capitalisation rate (i.e. 5% reciprocal = 20) multiply by rateable value of the buildings (before any overall end allowances are made and after making a notional deduction for the land value) and add to the ERC of P&M. Use resultant figure to calculate contract size adjustment. (Guidance Notes - Section 6) | Typical transformers. | - | 1 | TRUE
1448 | 206A24 | 8427 | 206A24 | Electrics | Transformer | 3.3kv-415v | Indoor and Outdoor Installation | 500KVA | A transformer changes an AC (alternating current) from one voltage to another, here 3,300V to 415V They are only found in large heavy works, either in an external pen behind safety fencing or within the switch house. | Considered Not Applicable at time of Publication | (BEAMS Note 1) The ERC for this item should be added to the total of the ERC of the other P&M items on the site and the Buildings ERC (where applicable) to enable the correct contract size adjustment to be made. ERC of P&M Items + ERC of Building Component’s = Total ERC (net figure rateable items only) to which contract size adjustment should be applied The 2023 Generic Contractors Test Spreadsheet has this facility built into the programme - it is recommended you undertake all contractors test valuations using this spreadsheet. (Details on the application of contract size adjustments can be found in the RCG 2023 Guidance notes). Where RV is calculated using the comparative method (rental method) the contract size adjustment should be made as follows: Select - SCAT code box ""P and M as an addition” within the 2023 Generic Contractors Test Spreadsheet facility. Or Where the spreadsheet is not used take the: Reciprocal of statutory de-capitalisation rate (i.e. 5% reciprocal = 20) multiply by rateable value of the buildings (before any overall end allowances are made and after making a notional deduction for the land value) and add to the ERC of P&M. Use resultant figure to calculate contract size adjustment. (Guidance Notes - Section 6) | - | Transformes are dangerous. Do not get too close and only under supervision. Most have a plate on them giving the kVa and the upper and lower voltage. Ask the engineer for a SCHEMATIC in order to work out if they are rateable or not. | Class 1 Table 1 (e) Main transmission of power - Class 1(i) (in the case of electrical power, the first distribution board). Transformer - | If part of process i.e. Electric Arc Furnace Transformer or, in certain areas, On the circuit (i.e. after the first distribution board or owned by the CE | Cables and conductors, switch boards, distribution boards, control panels, and all switchgear and other apparatus thereon. | It is assumed that the item forms part of an "average size industrial, commercial or office complex". Where it would be normal to find more than one item in such a hereditament the ERC stated has been adjusted to reflect any number / quantity, discount. These figures are NOT one off figures. | - | Typical transformers. | - | 20036 |  | Each | Each | 3 - INDUSTRIAL | David Grace | Colin Brook | 14441.8026 | Option 3 | 18913.6847 | 30.96% | 21646.9601 | 18309.9687 | 26.78% | -3.192% | 18309.9687 | 26.78% | Price Book Data | Nimal Rajapakse | VOA_GPN_GOV_UK\7219047 | 2021-08-12 | Medium | Blue | High | Limited cost evidence from Spons M&E 2019 used to estimate the uplift from CG2021 -see evidnce. | QC by A Lloyd | Updated indices following QA | NA | SPONS E | 1.561 | (BEAMS Note 1) The ERC for this item should be added to the total of the ERC of the other P&M items on the site and the Buildings ERC (where applicable) to enable the correct contract size adjustment to be made. ERC of P&M Items + ERC of Building Component’s = Total ERC (net figure rateable items only) to which contract size adjustment should be applied The 2021 Generic Contractors Test Spreadsheet has this facility built into the programme - it is recommended you undertake all contractors test valuations using this spreadsheet. (Details on the application of contract size adjustments can be found in the RCG 2021 Guidance notes). Where RV is calculated using the comparative method (rental method) the contract size adjustment should be made as follows: Select - SCAT code box "P and M as an addition” within the 2021 Generic Contractors Test Spreadsheet facility. Or Where the spreadsheet is not used take the: Reciprocal of statutory de-capitalisation rate (i.e. 5% reciprocal = 20) multiply by rateable value of the buildings (before any overall end allowances are made and after making a notional deduction for the land value) and add to the ERC of P&M. Use resultant figure to calculate contract size adjustment. (Guidance Notes - Section 6) | Typical transformers. | - | 1 | TRUE
1449 | 206A25 | 8428 | 206A25 | Electrics | Transformer | 3.3kv-415v | Indoor and Outdoor Installation | 750KVA | A transformer changes an AC (alternating current) from one voltage to another, here 3,300V to 415V They are only found in large heavy works, either in an external pen behind safety fencing or within the switch house. | Considered Not Applicable at time of Publication | (BEAMS Note 1) The ERC for this item should be added to the total of the ERC of the other P&M items on the site and the Buildings ERC (where applicable) to enable the correct contract size adjustment to be made. ERC of P&M Items + ERC of Building Component’s = Total ERC (net figure rateable items only) to which contract size adjustment should be applied The 2023 Generic Contractors Test Spreadsheet has this facility built into the programme - it is recommended you undertake all contractors test valuations using this spreadsheet. (Details on the application of contract size adjustments can be found in the RCG 2023 Guidance notes). Where RV is calculated using the comparative method (rental method) the contract size adjustment should be made as follows: Select - SCAT code box ""P and M as an addition” within the 2023 Generic Contractors Test Spreadsheet facility. Or Where the spreadsheet is not used take the: Reciprocal of statutory de-capitalisation rate (i.e. 5% reciprocal = 20) multiply by rateable value of the buildings (before any overall end allowances are made and after making a notional deduction for the land value) and add to the ERC of P&M. Use resultant figure to calculate contract size adjustment. (Guidance Notes - Section 6) | - | Transformes are dangerous. Do not get too close and only under supervision. Most have a plate on them giving the kVa and the upper and lower voltage. Ask the engineer for a SCHEMATIC in order to work out if they are rateable or not. | Class 1 Table 1 (e) Main transmission of power - Class 1(i) (in the case of electrical power, the first distribution board). Transformer - | If part of process i.e. Electric Arc Furnace Transformer or, in certain areas, On the circuit (i.e. after the first distribution board or owned by the CE | Cables and conductors, switch boards, distribution boards, control panels, and all switchgear and other apparatus thereon. | It is assumed that the item forms part of an "average size industrial, commercial or office complex". Where it would be normal to find more than one item in such a hereditament the ERC stated has been adjusted to reflect any number / quantity, discount. These figures are NOT one off figures. | - | Typical transformers. | - | 20036 |  | Each | Each | 3 - INDUSTRIAL | David Grace | Colin Brook | 18280.7628 | Option 3 | 23941.3731 | 30.96% | 27474.9324 | 23239.5288 | 27.13% | -2.932% | 23239.5288 | 27.13% | Price Book Data | Nimal Rajapakse | VOA_GPN_GOV_UK\7219047 | 2021-08-12 | Medium | Blue | High | Limited cost evidence from Spons M&E 2019 used to estimate the uplift from CG2021 -see evidnce. | QC by A Lloyd | Updated indices following QA | NA | SPONS E | 1.561 | (BEAMS Note 1) The ERC for this item should be added to the total of the ERC of the other P&M items on the site and the Buildings ERC (where applicable) to enable the correct contract size adjustment to be made. ERC of P&M Items + ERC of Building Component’s = Total ERC (net figure rateable items only) to which contract size adjustment should be applied The 2021 Generic Contractors Test Spreadsheet has this facility built into the programme - it is recommended you undertake all contractors test valuations using this spreadsheet. (Details on the application of contract size adjustments can be found in the RCG 2021 Guidance notes). Where RV is calculated using the comparative method (rental method) the contract size adjustment should be made as follows: Select - SCAT code box "P and M as an addition” within the 2021 Generic Contractors Test Spreadsheet facility. Or Where the spreadsheet is not used take the: Reciprocal of statutory de-capitalisation rate (i.e. 5% reciprocal = 20) multiply by rateable value of the buildings (before any overall end allowances are made and after making a notional deduction for the land value) and add to the ERC of P&M. Use resultant figure to calculate contract size adjustment. (Guidance Notes - Section 6) | Typical transformers. | - | 1 | TRUE
1450 | 206A26 | 8429 | 206A26 | Electrics | Transformer | 3.3kv-415v | Indoor and Outdoor Installation | 1000KVA | A transformer changes an AC (alternating current) from one voltage to another, here 3,300V to 415V They are only found in large heavy works, either in an external pen behind safety fencing or within the switch house. | Considered Not Applicable at time of Publication | (BEAMS Note 1) The ERC for this item should be added to the total of the ERC of the other P&M items on the site and the Buildings ERC (where applicable) to enable the correct contract size adjustment to be made. ERC of P&M Items + ERC of Building Component’s = Total ERC (net figure rateable items only) to which contract size adjustment should be applied The 2023 Generic Contractors Test Spreadsheet has this facility built into the programme - it is recommended you undertake all contractors test valuations using this spreadsheet. (Details on the application of contract size adjustments can be found in the RCG 2023 Guidance notes). Where RV is calculated using the comparative method (rental method) the contract size adjustment should be made as follows: Select - SCAT code box ""P and M as an addition” within the 2023 Generic Contractors Test Spreadsheet facility. Or Where the spreadsheet is not used take the: Reciprocal of statutory de-capitalisation rate (i.e. 5% reciprocal = 20) multiply by rateable value of the buildings (before any overall end allowances are made and after making a notional deduction for the land value) and add to the ERC of P&M. Use resultant figure to calculate contract size adjustment. (Guidance Notes - Section 6) | - | Transformes are dangerous. Do not get too close and only under supervision. Most have a plate on them giving the kVa and the upper and lower voltage. Ask the engineer for a SCHEMATIC in order to work out if they are rateable or not. | Class 1 Table 1 (e) Main transmission of power - Class 1(i) (in the case of electrical power, the first distribution board). Transformer - | If part of process i.e. Electric Arc Furnace Transformer or, in certain areas, On the circuit (i.e. after the first distribution board or owned by the CE | Cables and conductors, switch boards, distribution boards, control panels, and all switchgear and other apparatus thereon. | It is assumed that the item forms part of an "average size industrial, commercial or office complex". Where it would be normal to find more than one item in such a hereditament the ERC stated has been adjusted to reflect any number / quantity, discount. These figures are NOT one off figures. | - | Typical transformers. | - | 20036 |  | Each | Each | 3 - INDUSTRIAL | David Grace | Colin Brook | 20535.3902 | Option 3 | 26894.1424 | 30.96% | 30806.2319 | 26057.2912 | 26.89% | -3.112% | 26057.2912 | 26.89% | Price Book Data | Nimal Rajapakse | VOA_GPN_GOV_UK\7219047 | 2021-08-12 | Medium | Blue | High | Limited cost evidence from Spons M&E 2019 used to estimate the uplift from CG2021 -see evidnce. | QC by A Lloyd | Updated indices following QA | NA | SPONS E | 1.561 | (BEAMS Note 1) The ERC for this item should be added to the total of the ERC of the other P&M items on the site and the Buildings ERC (where applicable) to enable the correct contract size adjustment to be made. ERC of P&M Items + ERC of Building Component’s = Total ERC (net figure rateable items only) to which contract size adjustment should be applied The 2021 Generic Contractors Test Spreadsheet has this facility built into the programme - it is recommended you undertake all contractors test valuations using this spreadsheet. (Details on the application of contract size adjustments can be found in the RCG 2021 Guidance notes). Where RV is calculated using the comparative method (rental method) the contract size adjustment should be made as follows: Select - SCAT code box "P and M as an addition” within the 2021 Generic Contractors Test Spreadsheet facility. Or Where the spreadsheet is not used take the: Reciprocal of statutory de-capitalisation rate (i.e. 5% reciprocal = 20) multiply by rateable value of the buildings (before any overall end allowances are made and after making a notional deduction for the land value) and add to the ERC of P&M. Use resultant figure to calculate contract size adjustment. (Guidance Notes - Section 6) | Typical transformers. | - | 1 | TRUE
1451 | 206A27 | 8430 | 206A27 | Electrics | Transformer | 3.3kv-415v | Indoor and Outdoor Installation | 1500KVA | A transformer changes an AC (alternating current) from one voltage to another, here 3,300V to 415V They are only found in large heavy works, either in an external pen behind safety fencing or within the switch house. | Considered Not Applicable at time of Publication | (BEAMS Note 1) The ERC for this item should be added to the total of the ERC of the other P&M items on the site and the Buildings ERC (where applicable) to enable the correct contract size adjustment to be made. ERC of P&M Items + ERC of Building Component’s = Total ERC (net figure rateable items only) to which contract size adjustment should be applied The 2023 Generic Contractors Test Spreadsheet has this facility built into the programme - it is recommended you undertake all contractors test valuations using this spreadsheet. (Details on the application of contract size adjustments can be found in the RCG 2023 Guidance notes). Where RV is calculated using the comparative method (rental method) the contract size adjustment should be made as follows: Select - SCAT code box ""P and M as an addition” within the 2023 Generic Contractors Test Spreadsheet facility. Or Where the spreadsheet is not used take the: Reciprocal of statutory de-capitalisation rate (i.e. 5% reciprocal = 20) multiply by rateable value of the buildings (before any overall end allowances are made and after making a notional deduction for the land value) and add to the ERC of P&M. Use resultant figure to calculate contract size adjustment. (Guidance Notes - Section 6) | - | Transformes are dangerous. Do not get too close and only under supervision. Most have a plate on them giving the kVa and the upper and lower voltage. Ask the engineer for a SCHEMATIC in order to work out if they are rateable or not. | Class 1 Table 1 (e) Main transmission of power - Class 1(i) (in the case of electrical power, the first distribution board). Transformer - | If part of process i.e. Electric Arc Furnace Transformer or, in certain areas, On the circuit (i.e. after the first distribution board or owned by the CE | Cables and conductors, switch boards, distribution boards, control panels, and all switchgear and other apparatus thereon. | It is assumed that the item forms part of an "average size industrial, commercial or office complex". Where it would be normal to find more than one item in such a hereditament the ERC stated has been adjusted to reflect any number / quantity, discount. These figures are NOT one off figures. | - | Typical transformers. | - | 20036 |  | Each | Each | 3 - INDUSTRIAL | David Grace | Colin Brook | 30467.938 | Option 3 | 39902.2885 | 30.96% | 45792.0345 | 38732.9545 | 27.13% | -2.93% | 38732.9545 | 27.13% | Price Book Data | Nimal Rajapakse | VOA_GPN_GOV_UK\7219047 | 2021-08-12 | Medium | Blue | High | Limited cost evidence from Spons M&E 2019 used to estimate the uplift from CG2021 -see evidnce. | QC by A Lloyd | Updated indices following QA | NA | SPONS E | 1.561 | (BEAMS Note 1) The ERC for this item should be added to the total of the ERC of the other P&M items on the site and the Buildings ERC (where applicable) to enable the correct contract size adjustment to be made. ERC of P&M Items + ERC of Building Component’s = Total ERC (net figure rateable items only) to which contract size adjustment should be applied The 2021 Generic Contractors Test Spreadsheet has this facility built into the programme - it is recommended you undertake all contractors test valuations using this spreadsheet. (Details on the application of contract size adjustments can be found in the RCG 2021 Guidance notes). Where RV is calculated using the comparative method (rental method) the contract size adjustment should be made as follows: Select - SCAT code box "P and M as an addition” within the 2021 Generic Contractors Test Spreadsheet facility. Or Where the spreadsheet is not used take the: Reciprocal of statutory de-capitalisation rate (i.e. 5% reciprocal = 20) multiply by rateable value of the buildings (before any overall end allowances are made and after making a notional deduction for the land value) and add to the ERC of P&M. Use resultant figure to calculate contract size adjustment. (Guidance Notes - Section 6) | Typical transformers. | - | 1 | TRUE
1452 | 206A28 | 8431 | 206A28 | Electrics | Transformer | 3.3kv-415v | Indoor and Outdoor Installation | 2000KVA | A transformer changes an AC (alternating current) from one voltage to another, here 3,300V to 415V They are only found in large heavy works, either in an external pen behind safety fencing or within the switch house. | Considered Not Applicable at time of Publication | (BEAMS Note 1) The ERC for this item should be added to the total of the ERC of the other P&M items on the site and the Buildings ERC (where applicable) to enable the correct contract size adjustment to be made. ERC of P&M Items + ERC of Building Component’s = Total ERC (net figure rateable items only) to which contract size adjustment should be applied The 2023 Generic Contractors Test Spreadsheet has this facility built into the programme - it is recommended you undertake all contractors test valuations using this spreadsheet. (Details on the application of contract size adjustments can be found in the RCG 2023 Guidance notes). Where RV is calculated using the comparative method (rental method) the contract size adjustment should be made as follows: Select - SCAT code box ""P and M as an addition” within the 2023 Generic Contractors Test Spreadsheet facility. Or Where the spreadsheet is not used take the: Reciprocal of statutory de-capitalisation rate (i.e. 5% reciprocal = 20) multiply by rateable value of the buildings (before any overall end allowances are made and after making a notional deduction for the land value) and add to the ERC of P&M. Use resultant figure to calculate contract size adjustment. (Guidance Notes - Section 6) | - | Transformes are dangerous. Do not get too close and only under supervision. Most have a plate on them giving the kVa and the upper and lower voltage. Ask the engineer for a SCHEMATIC in order to work out if they are rateable or not. | Class 1 Table 1 (e) Main transmission of power - Class 1(i) (in the case of electrical power, the first distribution board). Transformer - | If part of process i.e. Electric Arc Furnace Transformer or, in certain areas, On the circuit (i.e. after the first distribution board or owned by the CE | Cables and conductors, switch boards, distribution boards, control panels, and all switchgear and other apparatus thereon. | It is assumed that the item forms part of an "average size industrial, commercial or office complex". Where it would be normal to find more than one item in such a hereditament the ERC stated has been adjusted to reflect any number / quantity, discount. These figures are NOT one off figures. | - | Typical transformers. | - | 20036 |  | Each | Each | 3 - INDUSTRIAL | David Grace | Colin Brook | 43873.8307 | Option 3 | 57459.2954 | 30.96% | 50954.0352 | 43099.2059 | -1.766% | -24.99% | 43099.2059 | -1.766% | Price Book Data | Nimal Rajapakse | VOA_GPN_GOV_UK\7219047 | 2021-08-12 | Medium | Blue | High | Limited cost evidence from Spons M&E 2019 used to estimate the uplift from CG2021 -see evidnce. | QC by A Lloyd | Updated indices following QA | NA | SPONS E | 1.561 | (BEAMS Note 1) The ERC for this item should be added to the total of the ERC of the other P&M items on the site and the Buildings ERC (where applicable) to enable the correct contract size adjustment to be made. ERC of P&M Items + ERC of Building Component’s = Total ERC (net figure rateable items only) to which contract size adjustment should be applied The 2021 Generic Contractors Test Spreadsheet has this facility built into the programme - it is recommended you undertake all contractors test valuations using this spreadsheet. (Details on the application of contract size adjustments can be found in the RCG 2021 Guidance notes). Where RV is calculated using the comparative method (rental method) the contract size adjustment should be made as follows: Select - SCAT code box "P and M as an addition” within the 2021 Generic Contractors Test Spreadsheet facility. Or Where the spreadsheet is not used take the: Reciprocal of statutory de-capitalisation rate (i.e. 5% reciprocal = 20) multiply by rateable value of the buildings (before any overall end allowances are made and after making a notional deduction for the land value) and add to the ERC of P&M. Use resultant figure to calculate contract size adjustment. (Guidance Notes - Section 6) | Typical transformers. | - | 1 | TRUE
1453 | 206A10 | 8410 | 206A10 | Electrics | Transformer | 33k-11kv | Indoor and Outdoor Installation | 200KVA | Transformers 33kV to 11 V The most common large rateable transformer sitting inside the boundary fence and dropping the voltage down to 11 kV before the first distribution board. These are only found in large heavy works. This size of transformer may be inside ( as part of the switch house ) or outside in a pen or behind safety fencing. | Considered Not Applicable at time of Publication | (BEAMS Note 1) The ERC for this item should be added to the total of the ERC of the other P&M items on the site and the Buildings ERC (where applicable) to enable the correct contract size adjustment to be made. ERC of P&M Items + ERC of Building Component’s = Total ERC (net figure rateable items only) to which contract size adjustment should be applied The 2023 Generic Contractors Test Spreadsheet has this facility built into the programme - it is recommended you undertake all contractors test valuations using this spreadsheet. (Details on the application of contract size adjustments can be found in the RCG 2023 Guidance notes). Where RV is calculated using the comparative method (rental method) the contract size adjustment should be made as follows: Select - SCAT code box ""P and M as an addition” within the 2023 Generic Contractors Test Spreadsheet facility. Or Where the spreadsheet is not used take the: Reciprocal of statutory de-capitalisation rate (i.e. 5% reciprocal = 20) multiply by rateable value of the buildings (before any overall end allowances are made and after making a notional deduction for the land value) and add to the ERC of P&M. Use resultant figure to calculate contract size adjustment. (Guidance Notes - Section 6) | - | Transformes are dangerous. Do not get too close and only under supervision. Most have a plate on them giving the kVa and the upper and lower voltage. Ask the engineer for a SCHEMATIC in order to work out if they are rateable or not. | Class 1 Table 1 (e) Main transmission of power - Class 1(i) (in the case of electrical power, the first distribution board). Transformer - | If part of process i.e. Electric Arc Furnace Transformer or, in certain areas, On the circuit (i.e. after the first distribution board or owned by the CE | Cables and conductors, switch boards, distribution boards, control panels, and all switchgear and other apparatus thereon. | It is assumed that the item forms part of an "average size industrial, commercial or office complex". Where it would be normal to find more than one item in such a hereditament the ERC stated has been adjusted to reflect any number / quantity, discount. These figures are NOT one off figures. | - | No Photo | - | 20036 |  | Each | Each | 3 - INDUSTRIAL | David Grace | Colin Brook | 71234.039 | Option 3 | 93291.5505 | 30.96% | 107071.5125 | 90565.8825 | 27.14% | -2.922% | 90565.8825 | 27.14% | Price Book Data | Nimal Rajapakse | VOA_GPN_GOV_UK\7219047 | 2021-08-12 | Medium | Blue | High | Limited cost evidence from Spons M&E 2019 used to estimate the uplift from CG2021 -see evidnce. | QC by A Lloyd | Updated indices following QA | NA | SPONS E | 1.561 | (BEAMS Note 1) The ERC for this item should be added to the total of the ERC of the other P&M items on the site and the Buildings ERC (where applicable) to enable the correct contract size adjustment to be made. ERC of P&M Items + ERC of Building Component’s = Total ERC (net figure rateable items only) to which contract size adjustment should be applied The 2021 Generic Contractors Test Spreadsheet has this facility built into the programme - it is recommended you undertake all contractors test valuations using this spreadsheet. (Details on the application of contract size adjustments can be found in the RCG 2021 Guidance notes). Where RV is calculated using the comparative method (rental method) the contract size adjustment should be made as follows: Select - SCAT code box "P and M as an addition” within the 2021 Generic Contractors Test Spreadsheet facility. Or Where the spreadsheet is not used take the: Reciprocal of statutory de-capitalisation rate (i.e. 5% reciprocal = 20) multiply by rateable value of the buildings (before any overall end allowances are made and after making a notional deduction for the land value) and add to the ERC of P&M. Use resultant figure to calculate contract size adjustment. (Guidance Notes - Section 6) | No Photo | - | 1 | TRUE
1454 | 206A11 | 8411 | 206A11 | Electrics | Transformer | 33k-11kv | Indoor and Outdoor Installation | 300KVA | Transformers 33kV to 11 V The most common large rateable transformer sitting inside the boundary fence and dropping the voltage down to 11 kV before the first distribution board. These are only found in large heavy works. This size of transformer may be inside ( as part of the switch house ) or outside in a pen or behind safety fencing. | Considered Not Applicable at time of Publication | (BEAMS Note 1) The ERC for this item should be added to the total of the ERC of the other P&M items on the site and the Buildings ERC (where applicable) to enable the correct contract size adjustment to be made. ERC of P&M Items + ERC of Building Component’s = Total ERC (net figure rateable items only) to which contract size adjustment should be applied The 2023 Generic Contractors Test Spreadsheet has this facility built into the programme - it is recommended you undertake all contractors test valuations using this spreadsheet. (Details on the application of contract size adjustments can be found in the RCG 2023 Guidance notes). Where RV is calculated using the comparative method (rental method) the contract size adjustment should be made as follows: Select - SCAT code box ""P and M as an addition” within the 2023 Generic Contractors Test Spreadsheet facility. Or Where the spreadsheet is not used take the: Reciprocal of statutory de-capitalisation rate (i.e. 5% reciprocal = 20) multiply by rateable value of the buildings (before any overall end allowances are made and after making a notional deduction for the land value) and add to the ERC of P&M. Use resultant figure to calculate contract size adjustment. (Guidance Notes - Section 6) | - | Transformes are dangerous. Do not get too close and only under supervision. Most have a plate on them giving the kVa and the upper and lower voltage. Ask the engineer for a SCHEMATIC in order to work out if they are rateable or not. | Class 1 Table 1 (e) Main transmission of power - Class 1(i) (in the case of electrical power, the first distribution board). Transformer - | If part of process i.e. Electric Arc Furnace Transformer or, in certain areas, On the circuit (i.e. after the first distribution board or owned by the CE | Cables and conductors, switch boards, distribution boards, control panels, and all switchgear and other apparatus thereon. | It is assumed that the item forms part of an "average size industrial, commercial or office complex". Where it would be normal to find more than one item in such a hereditament the ERC stated has been adjusted to reflect any number / quantity, discount. These figures are NOT one off figures. | - | No Photo | - | 20036 |  | Each | Each | 3 - INDUSTRIAL | David Grace | Colin Brook | 96522.4275 | Option 3 | 126410.4499 | 30.96% | 145037.66 | 122679.3511 | 27.1% | -2.952% | 122679.3511 | 27.1% | Price Book Data | Nimal Rajapakse | VOA_GPN_GOV_UK\7219047 | 2021-08-12 | Medium | Blue | High | Limited cost evidence from Spons M&E 2019 used to estimate the uplift from CG2021 -see evidnce. | QC by A Lloyd | Updated indices following QA | NA | SPONS E | 1.561 | (BEAMS Note 1) The ERC for this item should be added to the total of the ERC of the other P&M items on the site and the Buildings ERC (where applicable) to enable the correct contract size adjustment to be made. ERC of P&M Items + ERC of Building Component’s = Total ERC (net figure rateable items only) to which contract size adjustment should be applied The 2021 Generic Contractors Test Spreadsheet has this facility built into the programme - it is recommended you undertake all contractors test valuations using this spreadsheet. (Details on the application of contract size adjustments can be found in the RCG 2021 Guidance notes). Where RV is calculated using the comparative method (rental method) the contract size adjustment should be made as follows: Select - SCAT code box "P and M as an addition” within the 2021 Generic Contractors Test Spreadsheet facility. Or Where the spreadsheet is not used take the: Reciprocal of statutory de-capitalisation rate (i.e. 5% reciprocal = 20) multiply by rateable value of the buildings (before any overall end allowances are made and after making a notional deduction for the land value) and add to the ERC of P&M. Use resultant figure to calculate contract size adjustment. (Guidance Notes - Section 6) | No Photo | - | 1 | TRUE
1455 | 206A12 | 8412 | 206A12 | Electrics | Transformer | 33k-11kv | Indoor and Outdoor Installation | 400KVA | Transformers 33kV to 11 V The most common large rateable transformer sitting inside the boundary fence and dropping the voltage down to 11 kV before the first distribution board. These are only found in large heavy works. This size of transformer may be inside ( as part of the switch house ) or outside in a pen or behind safety fencing. | Considered Not Applicable at time of Publication | (BEAMS Note 1) The ERC for this item should be added to the total of the ERC of the other P&M items on the site and the Buildings ERC (where applicable) to enable the correct contract size adjustment to be made. ERC of P&M Items + ERC of Building Component’s = Total ERC (net figure rateable items only) to which contract size adjustment should be applied The 2023 Generic Contractors Test Spreadsheet has this facility built into the programme - it is recommended you undertake all contractors test valuations using this spreadsheet. (Details on the application of contract size adjustments can be found in the RCG 2023 Guidance notes). Where RV is calculated using the comparative method (rental method) the contract size adjustment should be made as follows: Select - SCAT code box ""P and M as an addition” within the 2023 Generic Contractors Test Spreadsheet facility. Or Where the spreadsheet is not used take the: Reciprocal of statutory de-capitalisation rate (i.e. 5% reciprocal = 20) multiply by rateable value of the buildings (before any overall end allowances are made and after making a notional deduction for the land value) and add to the ERC of P&M. Use resultant figure to calculate contract size adjustment. (Guidance Notes - Section 6) | - | Transformes are dangerous. Do not get too close and only under supervision. Most have a plate on them giving the kVa and the upper and lower voltage. Ask the engineer for a SCHEMATIC in order to work out if they are rateable or not. | Class 1 Table 1 (e) Main transmission of power - Class 1(i) (in the case of electrical power, the first distribution board). Transformer - | If part of process i.e. Electric Arc Furnace Transformer or, in certain areas, On the circuit (i.e. after the first distribution board or owned by the CE | Cables and conductors, switch boards, distribution boards, control panels, and all switchgear and other apparatus thereon. | It is assumed that the item forms part of an "average size industrial, commercial or office complex". Where it would be normal to find more than one item in such a hereditament the ERC stated has been adjusted to reflect any number / quantity, discount. These figures are NOT one off figures. | - | No Photo | - | 20036 |  | Each | Each | 3 - INDUSTRIAL | David Grace | Colin Brook | 121871.752 | Option 3 | 159609.1539 | 30.96% | 183169.5795 | 154933.0371 | 27.13% | -2.93% | 154933.0371 | 27.13% | Price Book Data | Nimal Rajapakse | VOA_GPN_GOV_UK\7219047 | 2021-08-12 | Medium | Blue | High | Limited cost evidence from Spons M&E 2019 used to estimate the uplift from CG2021 -see evidnce. | QC by A Lloyd | Updated indices following QA | NA | SPONS E | 1.561 | (BEAMS Note 1) The ERC for this item should be added to the total of the ERC of the other P&M items on the site and the Buildings ERC (where applicable) to enable the correct contract size adjustment to be made. ERC of P&M Items + ERC of Building Component’s = Total ERC (net figure rateable items only) to which contract size adjustment should be applied The 2021 Generic Contractors Test Spreadsheet has this facility built into the programme - it is recommended you undertake all contractors test valuations using this spreadsheet. (Details on the application of contract size adjustments can be found in the RCG 2021 Guidance notes). Where RV is calculated using the comparative method (rental method) the contract size adjustment should be made as follows: Select - SCAT code box "P and M as an addition” within the 2021 Generic Contractors Test Spreadsheet facility. Or Where the spreadsheet is not used take the: Reciprocal of statutory de-capitalisation rate (i.e. 5% reciprocal = 20) multiply by rateable value of the buildings (before any overall end allowances are made and after making a notional deduction for the land value) and add to the ERC of P&M. Use resultant figure to calculate contract size adjustment. (Guidance Notes - Section 6) | No Photo | - | 1 | TRUE
1456 | 206A13 | 8414 | 206A13 | Electrics | Transformer | 33k-11kv | Indoor and Outdoor Installation | 500KVA | Transformers 33kV to 11 kV The most common large rateable transformer sitting inside the boundary fence and dropping the voltage down to 11 kV before the first distribution board. These are only found in large heavy works. This size of transformer may be inside ( as part of the switch house ) or outside in a pen or behind safety fencing. | Considered Not Applicable at time of Publication | (BEAMS Note 1) The ERC for this item should be added to the total of the ERC of the other P&M items on the site and the Buildings ERC (where applicable) to enable the correct contract size adjustment to be made. ERC of P&M Items + ERC of Building Component’s = Total ERC (net figure rateable items only) to which contract size adjustment should be applied The 2023 Generic Contractors Test Spreadsheet has this facility built into the programme - it is recommended you undertake all contractors test valuations using this spreadsheet. (Details on the application of contract size adjustments can be found in the RCG 2023 Guidance notes). Where RV is calculated using the comparative method (rental method) the contract size adjustment should be made as follows: Select - SCAT code box ""P and M as an addition” within the 2023 Generic Contractors Test Spreadsheet facility. Or Where the spreadsheet is not used take the: Reciprocal of statutory de-capitalisation rate (i.e. 5% reciprocal = 20) multiply by rateable value of the buildings (before any overall end allowances are made and after making a notional deduction for the land value) and add to the ERC of P&M. Use resultant figure to calculate contract size adjustment. (Guidance Notes - Section 6) | - | Transformes are dangerous. Do not get too close and only under supervision. Most have a plate on them giving the kVa and the upper and lower voltage. Ask the engineer for a SCHEMATIC in order to work out if they are rateable or not. | Class 1 Table 1 (e) Main transmission of power - Class 1(i) (in the case of electrical power, the first distribution board). Transformer - | If part of process i.e. Electric Arc Furnace Transformer or, in certain areas, On the circuit (i.e. after the first distribution board or owned by the CE | Cables and conductors, switch boards, distribution boards, control panels, and all switchgear and other apparatus thereon. | It is assumed that the item forms part of an "average size industrial, commercial or office complex". Where it would be normal to find more than one item in such a hereditament the ERC stated has been adjusted to reflect any number / quantity, discount. These figures are NOT one off figures. | - | No Photo | - | 20036 |  | Each | Each | 3 - INDUSTRIAL | David Grace | Colin Brook | 185245.063 | Option 3 | 242605.914 | 30.96% | 278417.9338 | 235498.3627 | 27.13% | -2.93% | 235498.3627 | 27.13% | Price Book Data | Nimal Rajapakse | VOA_GPN_GOV_UK\7219047 | 2021-08-12 | Medium | Blue | High | Limited cost evidence from Spons M&E 2019 used to estimate the uplift from CG2021 -see evidnce. | QC by A Lloyd | Updated indices following QA | NA | SPONS E | 1.561 | (BEAMS Note 1) The ERC for this item should be added to the total of the ERC of the other P&M items on the site and the Buildings ERC (where applicable) to enable the correct contract size adjustment to be made. ERC of P&M Items + ERC of Building Component’s = Total ERC (net figure rateable items only) to which contract size adjustment should be applied The 2021 Generic Contractors Test Spreadsheet has this facility built into the programme - it is recommended you undertake all contractors test valuations using this spreadsheet. (Details on the application of contract size adjustments can be found in the RCG 2021 Guidance notes). Where RV is calculated using the comparative method (rental method) the contract size adjustment should be made as follows: Select - SCAT code box "P and M as an addition” within the 2021 Generic Contractors Test Spreadsheet facility. Or Where the spreadsheet is not used take the: Reciprocal of statutory de-capitalisation rate (i.e. 5% reciprocal = 20) multiply by rateable value of the buildings (before any overall end allowances are made and after making a notional deduction for the land value) and add to the ERC of P&M. Use resultant figure to calculate contract size adjustment. (Guidance Notes - Section 6) | No Photo | - | 1 | TRUE
1457 | 206A14 | 8415 | 206A14 | Electrics | Transformer | 33k-11kv | Indoor and Outdoor Installation | 30,000KVA | Transformers 33kV to 11 kV The most common large rateable transformer sitting inside the boundary fence and dropping the voltage down to 11 kV before the first distribution board. These are only found in large heavy works. This size of transformer may be inside ( as part of the switch house ) or outside in a pen or behind safety fencing. | Considered Not Applicable at time of Publication | (BEAMS Note 1) The ERC for this item should be added to the total of the ERC of the other P&M items on the site and the Buildings ERC (where applicable) to enable the correct contract size adjustment to be made. ERC of P&M Items + ERC of Building Component’s = Total ERC (net figure rateable items only) to which contract size adjustment should be applied The 2023 Generic Contractors Test Spreadsheet has this facility built into the programme - it is recommended you undertake all contractors test valuations using this spreadsheet. (Details on the application of contract size adjustments can be found in the RCG 2023 Guidance notes). Where RV is calculated using the comparative method (rental method) the contract size adjustment should be made as follows: Select - SCAT code box ""P and M as an addition” within the 2023 Generic Contractors Test Spreadsheet facility. Or Where the spreadsheet is not used take the: Reciprocal of statutory de-capitalisation rate (i.e. 5% reciprocal = 20) multiply by rateable value of the buildings (before any overall end allowances are made and after making a notional deduction for the land value) and add to the ERC of P&M. Use resultant figure to calculate contract size adjustment. (Guidance Notes - Section 6) | - | Transformes are dangerous. Do not get too close and only under supervision. Most have a plate on them giving the kVa and the upper and lower voltage. Ask the engineer for a SCHEMATIC in order to work out if they are rateable or not. | Class 1 Table 1 (e) Main transmission of power - Class 1(i) (in the case of electrical power, the first distribution board). Transformer - | If part of process i.e. Electric Arc Furnace Transformer or, in certain areas, On the circuit (i.e. after the first distribution board or owned by the CE | Cables and conductors, switch boards, distribution boards, control panels, and all switchgear and other apparatus thereon. | It is assumed that the item forms part of an "average size industrial, commercial or office complex". Where it would be normal to find more than one item in such a hereditament the ERC stated has been adjusted to reflect any number / quantity, discount. These figures are NOT one off figures. | - | No Photo | - | 20036 |  | Each | Each | 3 - INDUSTRIAL | David Grace | Colin Brook | 556953.9064 | Option 3 | 729413.8334 | 30.96% | 494724.6459 | 418460.2711 | -24.87% | -42.63% | 418460.2711 | -24.87% | Price Book Data | Nimal Rajapakse | VOA_GPN_GOV_UK\7219047 | 2021-08-12 | Medium | Blue | High | Limited cost evidence from Spons M&E 2019 used to estimate the uplift from CG2021 -see evidnce. | QC by A Lloyd | Updated indices following QA | NA | SPONS E | 1.561 | (BEAMS Note 1) The ERC for this item should be added to the total of the ERC of the other P&M items on the site and the Buildings ERC (where applicable) to enable the correct contract size adjustment to be made. ERC of P&M Items + ERC of Building Component’s = Total ERC (net figure rateable items only) to which contract size adjustment should be applied The 2021 Generic Contractors Test Spreadsheet has this facility built into the programme - it is recommended you undertake all contractors test valuations using this spreadsheet. (Details on the application of contract size adjustments can be found in the RCG 2021 Guidance notes). Where RV is calculated using the comparative method (rental method) the contract size adjustment should be made as follows: Select - SCAT code box "P and M as an addition” within the 2021 Generic Contractors Test Spreadsheet facility. Or Where the spreadsheet is not used take the: Reciprocal of statutory de-capitalisation rate (i.e. 5% reciprocal = 20) multiply by rateable value of the buildings (before any overall end allowances are made and after making a notional deduction for the land value) and add to the ERC of P&M. Use resultant figure to calculate contract size adjustment. (Guidance Notes - Section 6) | No Photo | - | 1 | TRUE
1458 | 206A15 | 8416 | 206A15 | Electrics | Transformer | 33k-11kv | Indoor and Outdoor Installation | 40,000KVA | Transformers 33kV to 11 kV The most common large rateable transformer sitting inside the boundary fence and dropping the voltage down to 11 kV before the first distribution board. These are only found in large heavy works. This size of transformer may be inside ( as part of the switch house ) or outside in a pen or behind safety fencing. | Considered Not Applicable at time of Publication | (BEAMS Note 1) The ERC for this item should be added to the total of the ERC of the other P&M items on the site and the Buildings ERC (where applicable) to enable the correct contract size adjustment to be made. ERC of P&M Items + ERC of Building Component’s = Total ERC (net figure rateable items only) to which contract size adjustment should be applied The 2023 Generic Contractors Test Spreadsheet has this facility built into the programme - it is recommended you undertake all contractors test valuations using this spreadsheet. (Details on the application of contract size adjustments can be found in the RCG 2023 Guidance notes). Where RV is calculated using the comparative method (rental method) the contract size adjustment should be made as follows: Select - SCAT code box ""P and M as an addition” within the 2023 Generic Contractors Test Spreadsheet facility. Or Where the spreadsheet is not used take the: Reciprocal of statutory de-capitalisation rate (i.e. 5% reciprocal = 20) multiply by rateable value of the buildings (before any overall end allowances are made and after making a notional deduction for the land value) and add to the ERC of P&M. Use resultant figure to calculate contract size adjustment. (Guidance Notes - Section 6) | - | Transformes are dangerous. Do not get too close and only under supervision. Most have a plate on them giving the kVa and the upper and lower voltage. Ask the engineer for a SCHEMATIC in order to work out if they are rateable or not. | Class 1 Table 1 (e) Main transmission of power - Class 1(i) (in the case of electrical power, the first distribution board). Transformer - | If part of process i.e. Electric Arc Furnace Transformer or, in certain areas, On the circuit (i.e. after the first distribution board or owned by the CE | Cables and conductors, switch boards, distribution boards, control panels, and all switchgear and other apparatus thereon. | It is assumed that the item forms part of an "average size industrial, commercial or office complex". Where it would be normal to find more than one item in such a hereditament the ERC stated has been adjusted to reflect any number / quantity, discount. These figures are NOT one off figures. | - | No Photo | - | 20036 |  | Each | Each | 3 - INDUSTRIAL | David Grace | Colin Brook | 760479.7322 | Option 3 | 995961.1205 | 30.96% | 675397.5527 | 571281.5105 | -24.88% | -42.64% | 571281.5105 | -24.88% | Price Book Data | Nimal Rajapakse | VOA_GPN_GOV_UK\7219047 | 2021-08-12 | Medium | Blue | High | Limited cost evidence from Spons M&E 2019 used to estimate the uplift from CG2021 -see evidnce. | QC by A Lloyd | Updated indices following QA | NA | SPONS E | 1.561 | (BEAMS Note 1) The ERC for this item should be added to the total of the ERC of the other P&M items on the site and the Buildings ERC (where applicable) to enable the correct contract size adjustment to be made. ERC of P&M Items + ERC of Building Component’s = Total ERC (net figure rateable items only) to which contract size adjustment should be applied The 2021 Generic Contractors Test Spreadsheet has this facility built into the programme - it is recommended you undertake all contractors test valuations using this spreadsheet. (Details on the application of contract size adjustments can be found in the RCG 2021 Guidance notes). Where RV is calculated using the comparative method (rental method) the contract size adjustment should be made as follows: Select - SCAT code box "P and M as an addition” within the 2021 Generic Contractors Test Spreadsheet facility. Or Where the spreadsheet is not used take the: Reciprocal of statutory de-capitalisation rate (i.e. 5% reciprocal = 20) multiply by rateable value of the buildings (before any overall end allowances are made and after making a notional deduction for the land value) and add to the ERC of P&M. Use resultant figure to calculate contract size adjustment. (Guidance Notes - Section 6) | No Photo | - | 1 | TRUE
1459 | 206A41 | 8446 | 206A41 | Electrics | Transformer | 33kv-11kv | Indoor and Outdoor Installation | 15,000KVA | A transformer changes an AC (alternating current) from one voltage to another, here 33,000V to 11,000V They are only found in large heavy works, either in an external pen behind safety fencing or within the switch house. | Considered Not Applicable at time of Publication | (BEAMS Note 1) The ERC for this item should be added to the total of the ERC of the other P&M items on the site and the Buildings ERC (where applicable) to enable the correct contract size adjustment to be made. ERC of P&M Items + ERC of Building Component’s = Total ERC (net figure rateable items only) to which contract size adjustment should be applied The 2023 Generic Contractors Test Spreadsheet has this facility built into the programme - it is recommended you undertake all contractors test valuations using this spreadsheet. (Details on the application of contract size adjustments can be found in the RCG 2023 Guidance notes). Where RV is calculated using the comparative method (rental method) the contract size adjustment should be made as follows: Select - SCAT code box ""P and M as an addition” within the 2023 Generic Contractors Test Spreadsheet facility. Or Where the spreadsheet is not used take the: Reciprocal of statutory de-capitalisation rate (i.e. 5% reciprocal = 20) multiply by rateable value of the buildings (before any overall end allowances are made and after making a notional deduction for the land value) and add to the ERC of P&M. Use resultant figure to calculate contract size adjustment. (Guidance Notes - Section 6) | - | Transformers are dangerous. Do not get too close and only under supervision. Most have a plate on them giving the kVa and the upper and lower voltage. Ask the engineer for a SCHEMATIC in order to work out if they are rateable or not. | Class 1 Table 1 (e) Main transmission of power - Class 1(i) (in the case of electrical power, the first distribution board). Transformer - | If part of process i.e. Electric Arc Furnace Transformer or, in certain areas, On the circuit (i.e. after the first distribution board or owned by the CE | Cables and conductors, switch boards, distribution boards, control panels, and all switchgear and other apparatus thereon. | It is assumed that the item forms part of an "average size industrial, commercial or office complex". Where it would be normal to find more than one item in such a hereditament the ERC stated has been adjusted to reflect any number / quantity, discount. These figures are NOT one off figures. | - | External transformer. | - | 20036 |  | Each | Each | 3 - INDUSTRIAL | David Grace | Colin Brook | 444831.8946 | Option 3 | 582573.4118 | 30.96% | 395147.4761 | 334233.4395 | -24.86% | -42.63% | 334233.4395 | -24.86% | Price Book Data | Nimal Rajapakse | VOA_GPN_GOV_UK\7219047 | 2021-08-12 | Medium | Blue | High | Limited cost evidence from Spons M&E 2019 used to estimate the uplift from CG2021 -see evidnce. | QC by A Lloyd | Updated indices following QA. 26/03/21 - Conflict in descriptions now resolved. | NA | SPONS E | 1.561 | (BEAMS Note 1) The ERC for this item should be added to the total of the ERC of the other P&M items on the site and the Buildings ERC (where applicable) to enable the correct contract size adjustment to be made. ERC of P&M Items + ERC of Building Component’s = Total ERC (net figure rateable items only) to which contract size adjustment should be applied The 2021 Generic Contractors Test Spreadsheet has this facility built into the programme - it is recommended you undertake all contractors test valuations using this spreadsheet. (Details on the application of contract size adjustments can be found in the RCG 2021 Guidance notes). Where RV is calculated using the comparative method (rental method) the contract size adjustment should be made as follows: Select - SCAT code box "P and M as an addition” within the 2021 Generic Contractors Test Spreadsheet facility. Or Where the spreadsheet is not used take the: Reciprocal of statutory de-capitalisation rate (i.e. 5% reciprocal = 20) multiply by rateable value of the buildings (before any overall end allowances are made and after making a notional deduction for the land value) and add to the ERC of P&M. Use resultant figure to calculate contract size adjustment. (Guidance Notes - Section 6) | External transformer. | - | 1 | TRUE
1460 | 206A42 | 8447 | 206A42 | Electrics | Transformer | 66kv-11kv | Indoor and Outdoor Installation | 15000KVA | A transformer changes an AC (alternating current) from one voltage to another, here 66,000V to 11,000V They are only found in large heavy works, either in an external pen behind safety fencing or within the switch house. | Considered Not Applicable at time of Publication | (BEAMS Note 1) The ERC for this item should be added to the total of the ERC of the other P&M items on the site and the Buildings ERC (where applicable) to enable the correct contract size adjustment to be made. ERC of P&M Items + ERC of Building Component’s = Total ERC (net figure rateable items only) to which contract size adjustment should be applied The 2023 Generic Contractors Test Spreadsheet has this facility built into the programme - it is recommended you undertake all contractors test valuations using this spreadsheet. (Details on the application of contract size adjustments can be found in the RCG 2023 Guidance notes). Where RV is calculated using the comparative method (rental method) the contract size adjustment should be made as follows: Select - SCAT code box ""P and M as an addition” within the 2023 Generic Contractors Test Spreadsheet facility. Or Where the spreadsheet is not used take the: Reciprocal of statutory de-capitalisation rate (i.e. 5% reciprocal = 20) multiply by rateable value of the buildings (before any overall end allowances are made and after making a notional deduction for the land value) and add to the ERC of P&M. Use resultant figure to calculate contract size adjustment. (Guidance Notes - Section 6) | - | Transformes are dangerous. Do not get too close and only under supervision. Most have a plate on them giving the kVa and the upper and lower voltage. Ask the engineer for a SCHEMATIC in order to work out if they are rateable or not. | Class 1 Table 1 (e) Main transmission of power - Class 1(i) (in the case of electrical power, the first distribution board). Transformer - | If part of process i.e. Electric Arc Furnace Transformer or, in certain areas, On the circuit (i.e. after the first distribution board or owned by the CE | Cables and conductors, switch boards, distribution boards, control panels, and all switchgear and other apparatus thereon. | It is assumed that the item forms part of an "average size industrial, commercial or office complex". Where it would be normal to find more than one item in such a hereditament the ERC stated has been adjusted to reflect any number / quantity, discount. These figures are NOT one off figures. | - | External transformer. | - | 20036 |  | Each | Each | 3 - INDUSTRIAL | David Grace | Colin Brook | 213275.5659 | Option 3 | 279316.0194 | 30.96% | 189497.7513 | 160285.6883 | -24.85% | -42.61% | 160285.6883 | -24.85% | Price Book Data | Nimal Rajapakse | VOA_GPN_GOV_UK\7219047 | 2021-08-12 | Medium | Blue | High | Limited cost evidence from Spons M&E 2019 used to estimate the uplift from CG2021 -see evidnce. | QC by A Lloyd | Updated indices following QA | NA | SPONS E | 1.561 | (BEAMS Note 1) The ERC for this item should be added to the total of the ERC of the other P&M items on the site and the Buildings ERC (where applicable) to enable the correct contract size adjustment to be made. ERC of P&M Items + ERC of Building Component’s = Total ERC (net figure rateable items only) to which contract size adjustment should be applied The 2021 Generic Contractors Test Spreadsheet has this facility built into the programme - it is recommended you undertake all contractors test valuations using this spreadsheet. (Details on the application of contract size adjustments can be found in the RCG 2021 Guidance notes). Where RV is calculated using the comparative method (rental method) the contract size adjustment should be made as follows: Select - SCAT code box "P and M as an addition” within the 2021 Generic Contractors Test Spreadsheet facility. Or Where the spreadsheet is not used take the: Reciprocal of statutory de-capitalisation rate (i.e. 5% reciprocal = 20) multiply by rateable value of the buildings (before any overall end allowances are made and after making a notional deduction for the land value) and add to the ERC of P&M. Use resultant figure to calculate contract size adjustment. (Guidance Notes - Section 6) | External transformer. | - | 1 | TRUE
1461 | 206A43 | 8448 | 206A43 | Electrics | Transformer | 66kv-11kv | Indoor and Outdoor Installation | 4000KVA | A transformer changes an AC (alternating current) from one voltage to another, here 66,000V to 11,000V They are only found in large heavy works, either in an external pen behind safety fencing or within the switch house. | Considered Not Applicable at time of Publication | (BEAMS Note 1) The ERC for this item should be added to the total of the ERC of the other P&M items on the site and the Buildings ERC (where applicable) to enable the correct contract size adjustment to be made. ERC of P&M Items + ERC of Building Component’s = Total ERC (net figure rateable items only) to which contract size adjustment should be applied The 2023 Generic Contractors Test Spreadsheet has this facility built into the programme - it is recommended you undertake all contractors test valuations using this spreadsheet. (Details on the application of contract size adjustments can be found in the RCG 2023 Guidance notes). Where RV is calculated using the comparative method (rental method) the contract size adjustment should be made as follows: Select - SCAT code box ""P and M as an addition” within the 2023 Generic Contractors Test Spreadsheet facility. Or Where the spreadsheet is not used take the: Reciprocal of statutory de-capitalisation rate (i.e. 5% reciprocal = 20) multiply by rateable value of the buildings (before any overall end allowances are made and after making a notional deduction for the land value) and add to the ERC of P&M. Use resultant figure to calculate contract size adjustment. (Guidance Notes - Section 6) | - | Transformes are dangerous. Do not get too close and only under supervision. Most have a plate on them giving the kVa and the upper and lower voltage. Ask the engineer for a SCHEMATIC in order to work out if they are rateable or not. | Class 1 Table 1 (e) Main transmission of power - Class 1(i) (in the case of electrical power, the first distribution board). Transformer - | If part of process i.e. Electric Arc Furnace Transformer or, in certain areas, On the circuit (i.e. after the first distribution board or owned by the CE | Cables and conductors, switch boards, distribution boards, control panels, and all switchgear and other apparatus thereon. | It is assumed that the item forms part of an "average size industrial, commercial or office complex". Where it would be normal to find more than one item in such a hereditament the ERC stated has been adjusted to reflect any number / quantity, discount. These figures are NOT one off figures. | - | External transformer. | - | 20036 |  | Each | Each | 3 - INDUSTRIAL | David Grace | Colin Brook | 444831.8946 | Option 3 | 582573.4118 | 30.96% | 516706.0333 | 437053.1135 | -1.749% | -24.98% | 437053.1135 | -1.749% | Price Book Data | Nimal Rajapakse | VOA_GPN_GOV_UK\7219047 | 2021-08-12 | Medium | Blue | High | Limited cost evidence from Spons M&E 2019 used to estimate the uplift from CG2021 -see evidnce. | QC by A Lloyd | Updated indices following QA. 10/03/21 - 4000KVA considerably more expensive than 15000KVA code. Consistent with previous guides, but is that right? | NA | SPONS E | 1.561 | (BEAMS Note 1) The ERC for this item should be added to the total of the ERC of the other P&M items on the site and the Buildings ERC (where applicable) to enable the correct contract size adjustment to be made. ERC of P&M Items + ERC of Building Component’s = Total ERC (net figure rateable items only) to which contract size adjustment should be applied The 2021 Generic Contractors Test Spreadsheet has this facility built into the programme - it is recommended you undertake all contractors test valuations using this spreadsheet. (Details on the application of contract size adjustments can be found in the RCG 2021 Guidance notes). Where RV is calculated using the comparative method (rental method) the contract size adjustment should be made as follows: Select - SCAT code box "P and M as an addition” within the 2021 Generic Contractors Test Spreadsheet facility. Or Where the spreadsheet is not used take the: Reciprocal of statutory de-capitalisation rate (i.e. 5% reciprocal = 20) multiply by rateable value of the buildings (before any overall end allowances are made and after making a notional deduction for the land value) and add to the ERC of P&M. Use resultant figure to calculate contract size adjustment. (Guidance Notes - Section 6) | External transformer. | - | 1 | TRUE
1462 | 206S94 | 8891 | 206S94 | Electrics | Wind turbine aero generator | Onshore | 11 kWp Rating | Wales, Scotland, Northern Ireland - use this ERC England - Under the Green Agenda (SI 2022 No. 405) - valuer judgement of £0 ERC | This Wind turbine is blended review of a number of Turbines based on a range of 1.5 - 15kWp onshore turbines from the UK in August 2015 by DECC & Parsons Brinckerhoff and rebased for inclusion in RCG2023. This is based on nameplate capacity and not a specific Manufacturer or design | Considered Not Applicable at time of Publication | (BEAMS Note 1) The ERC for this item should be added to the total of the ERC of the other P&M items on the site and the Buildings ERC (where applicable) to enable the correct contract size adjustment to be made. ERC of P&M Items + ERC of Building Component’s = Total ERC (net figure rateable items only) to which contract size adjustment should be applied The 2023 Generic Contractors Test Spreadsheet has this facility built into the programme - it is recommended you undertake all contractors test valuations using this spreadsheet. (Details on the application of contract size adjustments can be found in the RCG 2023 Guidance notes). Where RV is calculated using the comparative method (rental method) the contract size adjustment should be made as follows: Select - SCAT code box ""P and M as an addition” within the 2023 Generic Contractors Test Spreadsheet facility. Or Where the spreadsheet is not used take the: Reciprocal of statutory de-capitalisation rate (i.e. 5% reciprocal = 20) multiply by rateable value of the buildings (before any overall end allowances are made and after making a notional deduction for the land value) and add to the ERC of P&M. Use resultant figure to calculate contract size adjustment. (Guidance Notes - Section 6) | ERC is the full project cost (excl VAT) to include turbine and groundwork, grid connection, cables and meters and installation and commissioning. Cost does not include any additional roads or infrastructure | - | Turbines, supports, wires, inverter, switchgear and all associated controls and ancillary items. Class 1 Table 1 (m) & List of Accessories | - | - | - | See 206S93 206S95 | Indicative photo of Wind Turbine for referencing purposes only | Ryan - see Evidence Tab use photo located there only and delete other 2no. On CG2021 | 20026 |  | Each | - | 5 - UTILITIES, TRANSPORT & TELECOMS | Steve Webb | Simon lightfoot | #N/A | Option 3 | ERROR | 0% | 49846 | 42161.9801 | 0% | 0% | 42161.9801 | 0% | P&M | Lee Jackson | VOA_GPN_GOV_UK\7236957 | 2022-07-01 | Medium | Blue | Medium | Based on DECC Parsons Brinckerhoff Report dated Aug 2015; See Data & Calculation Tabs. Valuer Approved | QC by A Lloyd, medium risk because based on 2015 figures. No current figures available. | - | NA | SPONS E | 1.56 | (BEAMS Note 1) The ERC for this item should be added to the total of the ERC of the other P&M items on the site and the Buildings ERC (where applicable) to enable the correct contract size adjustment to be made. ERC of P&M Items + ERC of Building Component’s = Total ERC (net figure rateable items only) to which contract size adjustment should be applied The 2021 Generic Contractors Test Spreadsheet has this facility built into the programme - it is recommended you undertake all contractors test valuations using this spreadsheet. (Details on the application of contract size adjustments can be found in the RCG 2021 Guidance notes). Where RV is calculated using the comparative method (rental method) the contract size adjustment should be made as follows: Select - SCAT code box "P and M as an addition” within the 2021 Generic Contractors Test Spreadsheet facility. Or Where the spreadsheet is not used take the: Reciprocal of statutory de-capitalisation rate (i.e. 5% reciprocal = 20) multiply by rateable value of the buildings (before any overall end allowances are made and after making a notional deduction for the land value) and add to the ERC of P&M. Use resultant figure to calculate contract size adjustment. (Guidance Notes - Section 6) | Indicative photo of Wind Turbine for referencing purposes only | Ryan - see Evidence Tab use photo located there only and delete other 2no. On CG2021 | 1 | TRUE
1463 | 206S95 | 8892 | 206S95 | Electrics | Wind turbine aero generator | Onshore | 5 kWp Rating | Wales, Scotland, Northern Ireland - use this ERC England - Under the Green Agenda (SI 2022 No. 405) - valuer judgement of £0 ERC | This Wind turbine is blended review of a number of Turbines based on a range of 1.5 - 15kWp onshore turbines from the UK in August 2015 by DECC & Parsons Brinckerhoff and rebased for inclusion in RCG2023. This is based on nameplate capacity and not a specific Manufacturer or design | Considered Not Applicable at time of Publication | (BEAMS Note 1) The ERC for this item should be added to the total of the ERC of the other P&M items on the site and the Buildings ERC (where applicable) to enable the correct contract size adjustment to be made. ERC of P&M Items + ERC of Building Component’s = Total ERC (net figure rateable items only) to which contract size adjustment should be applied The 2023 Generic Contractors Test Spreadsheet has this facility built into the programme - it is recommended you undertake all contractors test valuations using this spreadsheet. (Details on the application of contract size adjustments can be found in the RCG 2023 Guidance notes). Where RV is calculated using the comparative method (rental method) the contract size adjustment should be made as follows: Select - SCAT code box ""P and M as an addition” within the 2023 Generic Contractors Test Spreadsheet facility. Or Where the spreadsheet is not used take the: Reciprocal of statutory de-capitalisation rate (i.e. 5% reciprocal = 20) multiply by rateable value of the buildings (before any overall end allowances are made and after making a notional deduction for the land value) and add to the ERC of P&M. Use resultant figure to calculate contract size adjustment. (Guidance Notes - Section 6) | ERC is the full project cost (excl VAT) to include turbine and groundwork, grid connection, cables and meters and installation and commissioning. Cost does not include any additional roads or infrastructure | - | Turbines, supports, wires, inverter, switchgear and all associated controls and ancillary items. Class 1 Table 1 (m) & List of Accessories | - | - | - | See 206S93 206S94 | Indicative photo of Wind Turbine for referencing purposes only | Ryan - see Evidence Tab use photo located there only and delete other 2no. On CG2021 | 20026 | 206S96, 206S97, 206S98 | Each | - | 5 - UTILITIES, TRANSPORT & TELECOMS | Steve Webb | Simon Lighfoot | #N/A | Option 3 | ERROR | 0% | 22657 | 19164.3057 | 0% | 0% | 19164.3057 | 0% | P&M | Lee Jackson | VOA_GPN_GOV_UK\7236957 | 2022-07-01 | Medium | Blue | Medium | Based on DECC Parsons Brinckerhoff Report dated Aug 2015; See Data & Calculation Tabs. Valuer Approved | QC by A Lloyd, medium risk because based on 2015 figures. No current figures available. | - | NA | SPONS E | 1.56 | (BEAMS Note 1) The ERC for this item should be added to the total of the ERC of the other P&M items on the site and the Buildings ERC (where applicable) to enable the correct contract size adjustment to be made. ERC of P&M Items + ERC of Building Component’s = Total ERC (net figure rateable items only) to which contract size adjustment should be applied The 2021 Generic Contractors Test Spreadsheet has this facility built into the programme - it is recommended you undertake all contractors test valuations using this spreadsheet. (Details on the application of contract size adjustments can be found in the RCG 2021 Guidance notes). Where RV is calculated using the comparative method (rental method) the contract size adjustment should be made as follows: Select - SCAT code box "P and M as an addition” within the 2021 Generic Contractors Test Spreadsheet facility. Or Where the spreadsheet is not used take the: Reciprocal of statutory de-capitalisation rate (i.e. 5% reciprocal = 20) multiply by rateable value of the buildings (before any overall end allowances are made and after making a notional deduction for the land value) and add to the ERC of P&M. Use resultant figure to calculate contract size adjustment. (Guidance Notes - Section 6) | Indicative photo of Wind Turbine for referencing purposes only | Ryan - see Evidence Tab use photo located there only and delete other 2no. On CG2021 | 1 | TRUE
1464 | 206S96 | 8893 | 206S96 | Electrics | Wind turbine aero generator | Wind turbine 5 kW | 12 m monopole support | 3 blade rotor 5.5 m diameter | 5 KW wind turbine, 12m monopole support 3 blade rotor 5.5m diameter. | Considered Not Applicable at time of Publication | (BEAMS Note 1) The ERC for this item should be added to the total of the ERC of the other P&M items on the site and the Buildings ERC (where applicable) to enable the correct contract size adjustment to be made. ERC of P&M Items + ERC of Building Component’s = Total ERC (net figure rateable items only) to which contract size adjustment should be applied The 2023 Generic Contractors Test Spreadsheet has this facility built into the programme - it is recommended you undertake all contractors test valuations using this spreadsheet. (Details on the application of contract size adjustments can be found in the RCG 2023 Guidance notes). Where RV is calculated using the comparative method (rental method) the contract size adjustment should be made as follows: Select - SCAT code box ""P and M as an addition” within the 2023 Generic Contractors Test Spreadsheet facility. Or Where the spreadsheet is not used take the: Reciprocal of statutory de-capitalisation rate (i.e. 5% reciprocal = 20) multiply by rateable value of the buildings (before any overall end allowances are made and after making a notional deduction for the land value) and add to the ERC of P&M. Use resultant figure to calculate contract size adjustment. (Guidance Notes - Section 6) | ERC is the full project cost (excl VAT) to include turbine and groundwork, grid connection, cables and meters and installation and commissioning. Cost does not include any additional roads or infrastructure. Deduct £4000 from the cost if the support is a lattice tower rather than a monopole. | Wind turbines used for electricity generation. 50kW example has 3 blade horizontal access turbine, downwind, 50kW installed capacity set on 24m freestanding monopole support. 19.2 m rotor diameter. 11kW example has twin blade horizontal access turbine, downwind, with 11kW installed capacity on 18 m freestanding monopole. 13 m rotor diameter. The example has a 3 blade horizontal access turbine, upwind with 5kW installed capacity on monopole. 5.5m rotor diameter. Find out the installed capacity and the height of the turbine hub above the ground. | Turbines, supports, wires, inverter, switchgear and all associated controls and ancillary items. Class 1 Table 1 (m) & List of Accessories. | - | The prices shown are inclusive, but exclude roads and infrastructure. | - | See 206S93 - 98. | Photo 1- small domestic type installation Photo 2 - Commercial installation up to 600kW | - | 20026 |  | Each | Each | NA | NA | NA | #N/A | Option 3 | ERROR | 0% | 0 | 0 | 0% | 0% | 0 | 0% | Redirected | NA | VOA_GPN_GOV_UK\7246041 | 2019-08-30 | Medium | Blue | Blue | Risk taken from previous CG | - | 27/11/2018-QD- No photo, TPI and LF 17/01/2019- Information has been found. The only requirement is photos- This code can now be changed to amber. | NA | SPONS E | NA | (BEAMS Note 1) The ERC for this item should be added to the total of the ERC of the other P&M items on the site and the Buildings ERC (where applicable) to enable the correct contract size adjustment to be made. ERC of P&M Items + ERC of Building Component’s = Total ERC (net figure rateable items only) to which contract size adjustment should be applied The 2021 Generic Contractors Test Spreadsheet has this facility built into the programme - it is recommended you undertake all contractors test valuations using this spreadsheet. (Details on the application of contract size adjustments can be found in the RCG 2021 Guidance notes). Where RV is calculated using the comparative method (rental method) the contract size adjustment should be made as follows: Select - SCAT code box "P and M as an addition” within the 2021 Generic Contractors Test Spreadsheet facility. Or Where the spreadsheet is not used take the: Reciprocal of statutory de-capitalisation rate (i.e. 5% reciprocal = 20) multiply by rateable value of the buildings (before any overall end allowances are made and after making a notional deduction for the land value) and add to the ERC of P&M. Use resultant figure to calculate contract size adjustment. (Guidance Notes - Section 6) | Photo 1- small domestic type installation Photo 2 - Commercial installation up to 600kW | - | 1 | TRUE
1465 | 206S97 | 8894 | 206S97 | Electrics | Wind turbine aero generator | Wind turbine 5 kW | 15 m monopole support | 3 blade rotor 5.5 m diameter | 5 KW wind turbine, 15m monopole support 3 blade rotor 5.5m diameter. | Considered Not Applicable at time of Publication | (BEAMS Note 1) The ERC for this item should be added to the total of the ERC of the other P&M items on the site and the Buildings ERC (where applicable) to enable the correct contract size adjustment to be made. ERC of P&M Items + ERC of Building Component’s = Total ERC (net figure rateable items only) to which contract size adjustment should be applied The 2023 Generic Contractors Test Spreadsheet has this facility built into the programme - it is recommended you undertake all contractors test valuations using this spreadsheet. (Details on the application of contract size adjustments can be found in the RCG 2023 Guidance notes). Where RV is calculated using the comparative method (rental method) the contract size adjustment should be made as follows: Select - SCAT code box ""P and M as an addition” within the 2023 Generic Contractors Test Spreadsheet facility. Or Where the spreadsheet is not used take the: Reciprocal of statutory de-capitalisation rate (i.e. 5% reciprocal = 20) multiply by rateable value of the buildings (before any overall end allowances are made and after making a notional deduction for the land value) and add to the ERC of P&M. Use resultant figure to calculate contract size adjustment. (Guidance Notes - Section 6) | ERC is the full project cost (excl VAT) to include turbine and groundwork, grid connection, cables and meters and installation and commissioning. Cost does not include any additional roads or infrastructure. Deduct £4000 from the cost if the support is a lattice tower rather than a monopole. | Wind turbines used for electricity generation. 50kW example has 3 blade horizontal access turbine, downwind, 50kW installed capacity set on 24m freestanding monopole support. 19.2 m rotor diameter. 11kW example has twin blade horizontal access turbine, downwind, with 11kW installed capacity on 18 m freestanding monopole. 13 m rotor diameter. The example has a 3 blade horizontal access turbine, upwind with 5kW installed capacity on monopole. 5.5m rotor diameter. Find out the installed capacity and the height of the turbine hub above the ground. | Turbines, supports, wires, inverter, switchgear and all associated controls and ancillary items. Class 1 Table 1 (m) & List of Accessories. | - | The prices shown are inclusive, but exclude roads and infrastructure. | - | See 206S93 - 98. | Photo 1- small domestic type installation Photo 2 - Commercial installation up to 600kW | - | 20026 |  | Each | Each | NA | NA | NA | #N/A | Option 3 | ERROR | 0% | 0 | 0 | 0% | 0% | 0 | 0% | Redirected | NA | VOA_GPN_GOV_UK\7246041 | 2019-08-30 | Medium | Blue | Blue | Risk taken from previous CG | - | 27/11/2018-QD- No photo, TPI and LF 17/01/2019- Information has been found. The only requirement is photos- This code can now be changed to amber. | NA | SPONS E | NA | (BEAMS Note 1) The ERC for this item should be added to the total of the ERC of the other P&M items on the site and the Buildings ERC (where applicable) to enable the correct contract size adjustment to be made. ERC of P&M Items + ERC of Building Component’s = Total ERC (net figure rateable items only) to which contract size adjustment should be applied The 2021 Generic Contractors Test Spreadsheet has this facility built into the programme - it is recommended you undertake all contractors test valuations using this spreadsheet. (Details on the application of contract size adjustments can be found in the RCG 2021 Guidance notes). Where RV is calculated using the comparative method (rental method) the contract size adjustment should be made as follows: Select - SCAT code box "P and M as an addition” within the 2021 Generic Contractors Test Spreadsheet facility. Or Where the spreadsheet is not used take the: Reciprocal of statutory de-capitalisation rate (i.e. 5% reciprocal = 20) multiply by rateable value of the buildings (before any overall end allowances are made and after making a notional deduction for the land value) and add to the ERC of P&M. Use resultant figure to calculate contract size adjustment. (Guidance Notes - Section 6) | Photo 1- small domestic type installation Photo 2 - Commercial installation up to 600kW | - | 1 | TRUE
1466 | 206S98 | 8895 | 206S98 | Electrics | Wind turbine aero generator | Wind turbine 5 kW | 18 m monopole support | 3 blade rotor 5.5 m diameter | 5 KW wind turbine, 18m monopole support 3 blade rotor 5.5m diameter. | Considered Not Applicable at time of Publication | (BEAMS Note 1) The ERC for this item should be added to the total of the ERC of the other P&M items on the site and the Buildings ERC (where applicable) to enable the correct contract size adjustment to be made. ERC of P&M Items + ERC of Building Component’s = Total ERC (net figure rateable items only) to which contract size adjustment should be applied The 2023 Generic Contractors Test Spreadsheet has this facility built into the programme - it is recommended you undertake all contractors test valuations using this spreadsheet. (Details on the application of contract size adjustments can be found in the RCG 2023 Guidance notes). Where RV is calculated using the comparative method (rental method) the contract size adjustment should be made as follows: Select - SCAT code box ""P and M as an addition” within the 2023 Generic Contractors Test Spreadsheet facility. Or Where the spreadsheet is not used take the: Reciprocal of statutory de-capitalisation rate (i.e. 5% reciprocal = 20) multiply by rateable value of the buildings (before any overall end allowances are made and after making a notional deduction for the land value) and add to the ERC of P&M. Use resultant figure to calculate contract size adjustment. (Guidance Notes - Section 6) | ERC is the full project cost (excl VAT) to include turbine and groundwork, grid connection, cables and meters and installation and commissioning. Cost does not include any additional roads or infrastructure. Deduct £4000 from the cost if the support is a lattice tower rather than a monopole. | Wind turbines used for electricity generation. 50kW example has 3 blade horizontal access turbine, downwind, 50kW installed capacity set on 24m freestanding monopole support. 19.2 m rotor diameter. 11kW example has twin blade horizontal access turbine, downwind, with 11kW installed capacity on 18 m freestanding monopole. 13 m rotor diameter. The example has a 3 blade horizontal access turbine, upwind with 5kW installed capacity on monopole. 5.5m rotor diameter. Find out the installed capacity and the height of the turbine hub above the ground. | Turbines, supports, wires, inverter, switchgear and all associated controls and ancillary items. Class 1 Table 1 (m) & List of Accessories. | - | The prices shown are inclusive, but exclude roads and infrastructure. | - | See 206S93 - 98. | Photo 1- small domestic type installation Photo 2 - Commercial installation up to 600kW | - | 20026 |  | Each | Each | NA | NA | NA | #N/A | Option 3 | ERROR | 0% | 0 | 0 | 0% | 0% | 0 | 0% | Redirected | NA | VOA_GPN_GOV_UK\7246041 | 2019-08-30 | Medium | Blue | Blue | Risk taken from previous CG | - | 27/11/2018-QD- No photo, TPI and LF 17/01/2019- Information has been found. The only requirement is photos- This code can now be changed to amber. | NA | SPONS E | NA | (BEAMS Note 1) The ERC for this item should be added to the total of the ERC of the other P&M items on the site and the Buildings ERC (where applicable) to enable the correct contract size adjustment to be made. ERC of P&M Items + ERC of Building Component’s = Total ERC (net figure rateable items only) to which contract size adjustment should be applied The 2021 Generic Contractors Test Spreadsheet has this facility built into the programme - it is recommended you undertake all contractors test valuations using this spreadsheet. (Details on the application of contract size adjustments can be found in the RCG 2021 Guidance notes). Where RV is calculated using the comparative method (rental method) the contract size adjustment should be made as follows: Select - SCAT code box "P and M as an addition” within the 2021 Generic Contractors Test Spreadsheet facility. Or Where the spreadsheet is not used take the: Reciprocal of statutory de-capitalisation rate (i.e. 5% reciprocal = 20) multiply by rateable value of the buildings (before any overall end allowances are made and after making a notional deduction for the land value) and add to the ERC of P&M. Use resultant figure to calculate contract size adjustment. (Guidance Notes - Section 6) | Photo 1- small domestic type installation Photo 2 - Commercial installation up to 600kW | - | 1 | TRUE
1467 | 206S93 | 8890 | 206S93 | Electrics | Wind turbine aero generator | Onshore | 80 kWp Rating | Wales, Scotland, Northern Ireland - use this ERC England - Under the Green Agenda (SI 2022 No. 405) - valuer judgement of 50% ERC | This Wind turbine is blended review of a number of Turbines based on a range of 50 - 100kWp onshore turbines from the UK in August 2015 by DECC & Parsons Brinckerhoff and rebased for inclusion in RCG2023. This is based on nameplate capacity and not a specific Manufacturer or design | Considered Not Applicable at time of Publication | (BEAMS Note 1) The ERC for this item should be added to the total of the ERC of the other P&M items on the site and the Buildings ERC (where applicable) to enable the correct contract size adjustment to be made. ERC of P&M Items + ERC of Building Component’s = Total ERC (net figure rateable items only) to which contract size adjustment should be applied The 2023 Generic Contractors Test Spreadsheet has this facility built into the programme - it is recommended you undertake all contractors test valuations using this spreadsheet. (Details on the application of contract size adjustments can be found in the RCG 2023 Guidance notes). Where RV is calculated using the comparative method (rental method) the contract size adjustment should be made as follows: Select - SCAT code box ""P and M as an addition” within the 2023 Generic Contractors Test Spreadsheet facility. Or Where the spreadsheet is not used take the: Reciprocal of statutory de-capitalisation rate (i.e. 5% reciprocal = 20) multiply by rateable value of the buildings (before any overall end allowances are made and after making a notional deduction for the land value) and add to the ERC of P&M. Use resultant figure to calculate contract size adjustment. (Guidance Notes - Section 6) | ERC is the full project cost (excl VAT) to include turbine and groundwork, grid connection, cables and meters and installation and commissioning. Cost does not include any additional roads or infrastructure | - | Turbines, supports, wires, inverter, switchgear and all associated controls and ancillary items. Class 1 Table 1 (m) & List of Accessories | - | - | - | See 206S94 206S95 | Indicative photo of Wind Turbine for referencing purposes only | Ryan - see Evidence Tab use photo located there only and delete other 2no. On CG2021 | 20026 |  | Each | - | 5 - UTILITIES, TRANSPORT & TELECOMS | Steve Webb | Simon Lighfoot | #N/A | Option 3 | ERROR | 0% | 248610 | 210285.4767 | 0% | 0% | 210285.4767 | 0% | P&M | Lee Jackson | VOA_GPN_GOV_UK\7236957 | 2022-07-01 | Medium | Blue | Medium | Based on DECC Parsons Brinckerhoff Report dated Aug 2015; See Data & Calculation Tabs. Valuer Approved | QC by A Lloyd, medium risk because based on 2015 figures. No current figures available. | - | NA | SPONS E | 1.56 | (BEAMS Note 1) The ERC for this item should be added to the total of the ERC of the other P&M items on the site and the Buildings ERC (where applicable) to enable the correct contract size adjustment to be made. ERC of P&M Items + ERC of Building Component’s = Total ERC (net figure rateable items only) to which contract size adjustment should be applied The 2021 Generic Contractors Test Spreadsheet has this facility built into the programme - it is recommended you undertake all contractors test valuations using this spreadsheet. (Details on the application of contract size adjustments can be found in the RCG 2021 Guidance notes). Where RV is calculated using the comparative method (rental method) the contract size adjustment should be made as follows: Select - SCAT code box "P and M as an addition” within the 2021 Generic Contractors Test Spreadsheet facility. Or Where the spreadsheet is not used take the: Reciprocal of statutory de-capitalisation rate (i.e. 5% reciprocal = 20) multiply by rateable value of the buildings (before any overall end allowances are made and after making a notional deduction for the land value) and add to the ERC of P&M. Use resultant figure to calculate contract size adjustment. (Guidance Notes - Section 6) | Indicative photo of Wind Turbine for referencing purposes only | Ryan - see Evidence Tab use photo located there only and delete other 2no. On CG2021 | 1 | TRUE
1468 | 206M01 | 9885 | 206M01 | Electrics | Wind Turbine and Solar Panel | Wind turbine 250W Solar Panel 250W | Stayed monopole support | Turbine blade up to 1m | Small combined turbine and solar installation affixed to a monopole, typically found in remote sites where access to a small power supply is needed. Maybe found at a sewage works site for example. The turbine produces up to 250W in windy conditions, the solar panel produces a charge when there is sufficient solar luminosity rated at 250w. There is a battery included with the installation which is trickle charged by the turbine and panel. An inverter is included to convert direct to alternating current | Considered Not Applicable at time of Publication | (BEAMS Note 1) The ERC for this item should be added to the total of the ERC of the other P&M items on the site and the Buildings ERC (where applicable) to enable the correct contract size adjustment to be made. ERC of P&M Items + ERC of Building Component’s = Total ERC (net figure rateable items only) to which contract size adjustment should be applied The 2023 Generic Contractors Test Spreadsheet has this facility built into the programme - it is recommended you undertake all contractors test valuations using this spreadsheet. (Details on the application of contract size adjustments can be found in the RCG 2023 Guidance notes). Where RV is calculated using the comparative method (rental method) the contract size adjustment should be made as follows: Select - SCAT code box ""P and M as an addition” within the 2023 Generic Contractors Test Spreadsheet facility. Or Where the spreadsheet is not used take the: Reciprocal of statutory de-capitalisation rate (i.e. 5% reciprocal = 20) multiply by rateable value of the buildings (before any overall end allowances are made and after making a notional deduction for the land value) and add to the ERC of P&M. Use resultant figure to calculate contract size adjustment. (Guidance Notes - Section 6) | ERC is the full project cost (excl VAT) to include turbine, solar panel, monopole & base, cables, voltage regulator, battery, inverter, installation and commissioning. | See photo herewith and compare to installation on site. This cost code is for the very small turbines supported by a short stayed pole and of 12V / 24V circa 250W output. The solar panel will usually be around 1m tall by 1.6m wide. Larger wind turbines and multiple solar panel installations are covered elsewhere in the Cost Guide. | Turbines, supports, wires, switchgear and all associated controls and ancillary items. Class 1 Table 1 (m) & List of Accessories. | - | - | - | - | Photo 1,2 & 3 - small 250w windturbine & 250w Solar PV installation. | - | 20026 |  | Each | Each | 3 - INDUSTRIAL | David Grace | - | 0 | Option 3 | 0 | 0% | 3627 | 3067.8791 | 0% | 0% | 3067.8791 | 0% | P&M | Lee Jackson | VOA_GPN_GOV_UK\7236957 | 2020-05-13 | Medium | Blue | Please Select | - | - | - | NA | SPONS E | 1.471 | (BEAMS Note 1) The ERC for this item should be added to the total of the ERC of the other P&M items on the site and the Buildings ERC (where applicable) to enable the correct contract size adjustment to be made. ERC of P&M Items + ERC of Building Component’s = Total ERC (net figure rateable items only) to which contract size adjustment should be applied The 2021 Generic Contractors Test Spreadsheet has this facility built into the programme - it is recommended you undertake all contractors test valuations using this spreadsheet. (Details on the application of contract size adjustments can be found in the RCG 2021 Guidance notes). Where RV is calculated using the comparative method (rental method) the contract size adjustment should be made as follows: Select - SCAT code box "P and M as an addition” within the 2021 Generic Contractors Test Spreadsheet facility. Or Where the spreadsheet is not used take the: Reciprocal of statutory de-capitalisation rate (i.e. 5% reciprocal = 20) multiply by rateable value of the buildings (before any overall end allowances are made and after making a notional deduction for the land value) and add to the ERC of P&M. Use resultant figure to calculate contract size adjustment. (Guidance Notes - Section 6) | Photo 1,2 & 3 - small 250w windturbine & 250w Solar PV installation. | - | 1 | TRUE
| 206M02 |  | 206M02 | Electrics | Aero Generators Wind Turbine - Battery Charger | 6.5m ht mast with 40m cable | 2.5kW with 3.3kW inverter | 24V | - | Considered Not Applicable at time of Publication | (BEAMS Note 1) The ERC for this item should be added to the total of the ERC of the other P&M items on the site and the Buildings ERC (where applicable) to enable the correct contract size adjustment to be made. ERC of P&M Items + ERC of Building Component’s = Total ERC (net figure rateable items only) to which contract size adjustment should be applied The 2023 Generic Contractors Test Spreadsheet has this facility built into the programme - it is recommended you undertake all contractors test valuations using this spreadsheet. (Details on the application of contract size adjustments can be found in the RCG 2023 Guidance notes). Where RV is calculated using the comparative method (rental method) the contract size adjustment should be made as follows: Select - SCAT code box ""P and M as an addition” within the 2023 Generic Contractors Test Spreadsheet facility. Or Where the spreadsheet is not used take the: Reciprocal of statutory de-capitalisation rate (i.e. 5% reciprocal = 20) multiply by rateable value of the buildings (before any overall end allowances are made and after making a notional deduction for the land value) and add to the ERC of P&M. Use resultant figure to calculate contract size adjustment. (Guidance Notes - Section 6) | - | - | - | - | - | - | - | - | - | - |  | each | - | NA | NA | NA | 0 | Option 3 | 0 | 0% |  | 0 | 0% | 0% | 0 | 0% | Indexed | NA |  | 2021-09-30 |  |  |  | Indexed from NI RCG2020 | - | - | NA | SPONS E | NA |  |  |  |  | TRUE
| 206M03 |  | 206M03 | Electrics | Aero Generators Wind Turbine - Grid Connection | 6.5m ht with 50m cable | 2.5kW with 4.5kW inverter | 300V | - | Considered Not Applicable at time of Publication | (BEAMS Note 1) The ERC for this item should be added to the total of the ERC of the other P&M items on the site and the Buildings ERC (where applicable) to enable the correct contract size adjustment to be made. ERC of P&M Items + ERC of Building Component’s = Total ERC (net figure rateable items only) to which contract size adjustment should be applied The 2023 Generic Contractors Test Spreadsheet has this facility built into the programme - it is recommended you undertake all contractors test valuations using this spreadsheet. (Details on the application of contract size adjustments can be found in the RCG 2023 Guidance notes). Where RV is calculated using the comparative method (rental method) the contract size adjustment should be made as follows: Select - SCAT code box ""P and M as an addition” within the 2023 Generic Contractors Test Spreadsheet facility. Or Where the spreadsheet is not used take the: Reciprocal of statutory de-capitalisation rate (i.e. 5% reciprocal = 20) multiply by rateable value of the buildings (before any overall end allowances are made and after making a notional deduction for the land value) and add to the ERC of P&M. Use resultant figure to calculate contract size adjustment. (Guidance Notes - Section 6) | - | - | - | - | - | - | - | - | - | - |  | each | - | NA | NA | NA | 0 | Option 3 | 0 | 0% |  | 0 | 0% | 0% | 0 | 0% | Indexed | NA |  | 2021-09-30 |  |  |  | Indexed from NI RCG2020 | - | - | NA | SPONS E | NA |  |  |  |  | TRUE
| 206M04 |  | 206M04 | Electrics | Aero Generators Wind Turbine - Battery Charger | 9.0m ht mast with 25m cable | 6kW with 4.5kW inverter | 38V | - | Considered Not Applicable at time of Publication | (BEAMS Note 1) The ERC for this item should be added to the total of the ERC of the other P&M items on the site and the Buildings ERC (where applicable) to enable the correct contract size adjustment to be made. ERC of P&M Items + ERC of Building Component’s = Total ERC (net figure rateable items only) to which contract size adjustment should be applied The 2023 Generic Contractors Test Spreadsheet has this facility built into the programme - it is recommended you undertake all contractors test valuations using this spreadsheet. (Details on the application of contract size adjustments can be found in the RCG 2023 Guidance notes). Where RV is calculated using the comparative method (rental method) the contract size adjustment should be made as follows: Select - SCAT code box ""P and M as an addition” within the 2023 Generic Contractors Test Spreadsheet facility. Or Where the spreadsheet is not used take the: Reciprocal of statutory de-capitalisation rate (i.e. 5% reciprocal = 20) multiply by rateable value of the buildings (before any overall end allowances are made and after making a notional deduction for the land value) and add to the ERC of P&M. Use resultant figure to calculate contract size adjustment. (Guidance Notes - Section 6) | - | - | - | - | - | - | - | - | - | - |  | each | - | NA | NA | NA | 0 | Option 3 | 0 | 0% |  | 0 | 0% | 0% | 0 | 0% | Indexed | NA |  | 2021-09-30 |  |  |  | Indexed from NI RCG2020 | - | - | NA | SPONS E | NA |  |  |  |  | TRUE
| 206M05 |  | 206M05 | Electrics | Aero Generators Wind Turbine - Grid Connection | 15.0m ht with100m cable | 6kW with 5kW inverter | 300V | - | Considered Not Applicable at time of Publication | (BEAMS Note 1) The ERC for this item should be added to the total of the ERC of the other P&M items on the site and the Buildings ERC (where applicable) to enable the correct contract size adjustment to be made. ERC of P&M Items + ERC of Building Component’s = Total ERC (net figure rateable items only) to which contract size adjustment should be applied The 2023 Generic Contractors Test Spreadsheet has this facility built into the programme - it is recommended you undertake all contractors test valuations using this spreadsheet. (Details on the application of contract size adjustments can be found in the RCG 2023 Guidance notes). Where RV is calculated using the comparative method (rental method) the contract size adjustment should be made as follows: Select - SCAT code box ""P and M as an addition” within the 2023 Generic Contractors Test Spreadsheet facility. Or Where the spreadsheet is not used take the: Reciprocal of statutory de-capitalisation rate (i.e. 5% reciprocal = 20) multiply by rateable value of the buildings (before any overall end allowances are made and after making a notional deduction for the land value) and add to the ERC of P&M. Use resultant figure to calculate contract size adjustment. (Guidance Notes - Section 6) | - | - | - | - | - | - | - | - | - | - |  | each | - | NA | NA | NA | 0 | Option 3 | 0 | 0% |  | 0 | 0% | 0% | 0 | 0% | Indexed | NA |  | 2021-09-30 |  |  |  | Indexed from NI RCG2020 | - | - | NA | SPONS E | NA |  |  |  |  | TRUE
1469 | 61E28A | 9479 | 61E28A | Equine | Cantilevered Covering Over Canterway | Steel Framed Cantilever structure with roof and one side enclosed. | - | - | Steel framed cantilevered canterway covering. Columns at 5m centres. Covering to back wall and roof comprise profiled metal sheets supported on galvanised steel rails and purlins. Facia to front and rain water gutters and downpipes to rear. 1.2m brickwork wall to inner side of enclosed side. | Location Adjustment Applicable (See Guidance Notes) - ERC = UK mean of 1.00 | (BEAMS Note 1) The ERC for this item should be added to the total of the ERC of the other P&M items on the site and the Buildings ERC (where applicable) to enable the correct contract size adjustment to be made. ERC of P&M Items + ERC of Building Component’s = Total ERC (net figure rateable items only) to which contract size adjustment should be applied The 2023 Generic Contractors Test Spreadsheet has this facility built into the programme - it is recommended you undertake all contractors test valuations using this spreadsheet. (Details on the application of contract size adjustments can be found in the RCG 2023 Guidance notes). Where RV is calculated using the comparative method (rental method) the contract size adjustment should be made as follows: Select - SCAT code box ""P and M as an addition” within the 2023 Generic Contractors Test Spreadsheet facility. Or Where the spreadsheet is not used take the: Reciprocal of statutory de-capitalisation rate (i.e. 5% reciprocal = 20) multiply by rateable value of the buildings (before any overall end allowances are made and after making a notional deduction for the land value) and add to the ERC of P&M. Use resultant figure to calculate contract size adjustment. (Guidance Notes - Section 6) | ERC includes for frame and cladding and brickwork wall only. See Equine Gallop code for topping and exercise track costs. Fencing and flood lighting is not included in ERC. Build up based on rear wall height of 5m and cantilevered roof span of 3.5m. | ERC Based on 5m build up. ERC is per linear metre. | - | - | - | - | - | - | - | - |  | m | - | 2 - LEISURE | Wayne Cox | Jill Tuplin | #N/A | Option 2 | ERROR | 0% | 646.8996 | 488.9036 | 0% | 0% | 488.9036 | 0% | Price Book Data | P Tompkinson | VOA_GPN_GOV_UK\7249103 | 2021-08-09 | High | Green | Low | - | LOW RISK, Based on calculated quantities and Spon's rates | Updated indices following QA | NA | SPONS A&B | 1.561 | (BEAMS Note 1) The ERC for this item should be added to the total of the ERC of the other P&M items on the site and the Buildings ERC (where applicable) to enable the correct contract size adjustment to be made. ERC of P&M Items + ERC of Building Component’s = Total ERC (net figure rateable items only) to which contract size adjustment should be applied The 2021 Generic Contractors Test Spreadsheet has this facility built into the programme - it is recommended you undertake all contractors test valuations using this spreadsheet. (Details on the application of contract size adjustments can be found in the RCG 2021 Guidance notes). Where RV is calculated using the comparative method (rental method) the contract size adjustment should be made as follows: Select - SCAT code box "P and M as an addition” within the 2021 Generic Contractors Test Spreadsheet facility. Or Where the spreadsheet is not used take the: Reciprocal of statutory de-capitalisation rate (i.e. 5% reciprocal = 20) multiply by rateable value of the buildings (before any overall end allowances are made and after making a notional deduction for the land value) and add to the ERC of P&M. Use resultant figure to calculate contract size adjustment. (Guidance Notes - Section 6) | - | - | 1 | TRUE
1481 | 61E19A | 9459 | 61E19A | Equine | Gallop | Training Gallop with fencing and silica sand - synthetic topping. | Flexi Fibre Topping | 50mm | External Equine Gallop with built in drainage and synthetic topping layer mixed with silica sand. Rate based on one furlong (201m) includes drainage within the gallop, enclosure fence and the appropriate topping material specific to the code. Excludes retaining boards and lighting. | Location Adjustment Applicable (See Guidance Notes) - ERC = UK mean of 1.00 | (BEAMS Note 2) The ERC for this item should be added to all other rateable items on the hereditament (except land). Therefore the total of the ERC of the other Building Items and the P&M ERC (where applicable) to enable the correct contract size adjustment to be made. ERC of Building Component + ERC of P&M = Total ERC to which contract size adjustment should be applied. The appropriate % adjustment should be made in accordance with the scale for contract size adjustment specified under section 6 of the RCG 2023 Guidance notes. The currency ERC rates are set at £4m (Four Million Pounds) @ 1st April 2021 (AVD) for the RCG 2023 Publication. | Rate based on one furlong (201m) includes drainage within the gallop, enclosure fence and the appropriate topping material specific to the code. Excludes retaining boards and lighting. | Measure the length and breadth of the gallop at the fence line. | - | - | - | - | The ERC is a unit rate so size variations can be accommodated by pro rata. | Equine gallop under construction | Image from Google - Copyrights may apply. | - |  | m2 | - | 2 - LEISURE | Wayne Cox | Jill Tuplin | #N/A | Option 2 | ERROR | 0% | 41.8638 | 31.6391 | 0% | 0% | 31.6391 | 0% | Price Book Data | P Tompkinson | VOA_GPN_GOV_UK\7249103 | 2021-08-09 | High | Green | Low | - | - | Updated indices following QA | NA | SPONS A&B | 1.561 | (BEAMS Note 2) The ERC for this item should be added to all other rateable items on the hereditament (except land). Therefore the total of the ERC of the other Building Items and the P&M ERC (where applicable) to enable the correct contract size adjustment to be made. ERC of Building Component + ERC of P&M = Total ERC to which contract size adjustment should be applied. The appropriate % adjustment should be made in accordance with the scale for contract size adjustment specified under section 6 of the RCG 2021 Guidance notes. The currency ERC rates are set at £4m (Four Million Pounds) @ 1st April 2019 (AVD) for the RCG 2021 Publication. | Equine gallop under construction | Image from Google - Copyrights may apply. | 2 | TRUE
1477 | 61E20A | 9465 | 61E20A | Equine | Gallop | Training Gallop with fencing and silica sand - synthetic topping. | Flexi Fibre Topping | 100mm | External Equine Gallop with built in drainage and synthetic topping layer mixed with silica sand. Rate based on one furlong (201m) includes drainage within the gallop, enclosure fence and the appropriate topping material specific to the code. Excludes retaining boards and lighting. | Location Adjustment Applicable (See Guidance Notes) - ERC = UK mean of 1.00 | (BEAMS Note 2) The ERC for this item should be added to all other rateable items on the hereditament (except land). Therefore the total of the ERC of the other Building Items and the P&M ERC (where applicable) to enable the correct contract size adjustment to be made. ERC of Building Component + ERC of P&M = Total ERC to which contract size adjustment should be applied. The appropriate % adjustment should be made in accordance with the scale for contract size adjustment specified under section 6 of the RCG 2023 Guidance notes. The currency ERC rates are set at £4m (Four Million Pounds) @ 1st April 2021 (AVD) for the RCG 2023 Publication. | Rate based on one furlong (201m) includes drainage within the gallop, enclosure fence and the appropriate topping material specific to the code. Excludes retaining boards and lighting. | Measure the length and breadth of the gallop at the fence line. | - | - | - | - | The ERC is a unit rate so size variations can be accommodated by pro rata. | Equine Gallop under Construction | Image from Google Copyrights may apply | - |  | m2 | - | 2 - LEISURE | Wayne Cox | Jill Tuplin | #N/A | Option 2 | ERROR | 0% | 45.3087 | 34.2427 | 0% | 0% | 34.2427 | 0% | Price Book Data | P Tompkinson | VOA_GPN_GOV_UK\7249103 | 2021-08-09 | High | Green | Low | - | - | Updated indices following QA | NA | SPONS A&B | 1.561 | (BEAMS Note 2) The ERC for this item should be added to all other rateable items on the hereditament (except land). Therefore the total of the ERC of the other Building Items and the P&M ERC (where applicable) to enable the correct contract size adjustment to be made. ERC of Building Component + ERC of P&M = Total ERC to which contract size adjustment should be applied. The appropriate % adjustment should be made in accordance with the scale for contract size adjustment specified under section 6 of the RCG 2021 Guidance notes. The currency ERC rates are set at £4m (Four Million Pounds) @ 1st April 2019 (AVD) for the RCG 2021 Publication. | Equine Gallop under Construction | Image from Google Copyrights may apply | 2 | TRUE
1482 | 61E21A | 9466 | 61E21A | Equine | Gallop | Training Gallop with fencing and silica sand - synthetic topping. | PVC Granules | 50mm | External Equine Gallop with built in drainage and synthetic topping layer mixed with silica sand. Rate based on one furlong (201m) includes drainage within the gallop, enclosure fence and the appropriate topping material specific to the code. Excludes retaining boards and lighting. | Location Adjustment Applicable (See Guidance Notes) - ERC = UK mean of 1.00 | (BEAMS Note 2) The ERC for this item should be added to all other rateable items on the hereditament (except land). Therefore the total of the ERC of the other Building Items and the P&M ERC (where applicable) to enable the correct contract size adjustment to be made. ERC of Building Component + ERC of P&M = Total ERC to which contract size adjustment should be applied. The appropriate % adjustment should be made in accordance with the scale for contract size adjustment specified under section 6 of the RCG 2023 Guidance notes. The currency ERC rates are set at £4m (Four Million Pounds) @ 1st April 2021 (AVD) for the RCG 2023 Publication. | Rate based on one furlong (201m) includes drainage within the gallop, enclosure fence and the appropriate topping material specific to the code. Excludes retaining boards and lighting. | Measure the length and breadth of the gallop at the fence line. | - | - | - | - | The ERC is a unit rate so size variations can be accommodated by pro rata. | Equine Gallop under Construction | Image from Google Copyrights may apply | - |  | m2 | - | 2 - LEISURE | Wayne Cox | Jill Tuplin | #N/A | Option 2 | ERROR | 0% | 40.9566 | 30.9535 | 0% | 0% | 30.9535 | 0% | Price Book Data | P Tompkinson | VOA_GPN_GOV_UK\7249103 | 2021-08-09 | High | Green | Low | - | - | Updated indices following QA | NA | SPONS A&B | 1.561 | (BEAMS Note 2) The ERC for this item should be added to all other rateable items on the hereditament (except land). Therefore the total of the ERC of the other Building Items and the P&M ERC (where applicable) to enable the correct contract size adjustment to be made. ERC of Building Component + ERC of P&M = Total ERC to which contract size adjustment should be applied. The appropriate % adjustment should be made in accordance with the scale for contract size adjustment specified under section 6 of the RCG 2021 Guidance notes. The currency ERC rates are set at £4m (Four Million Pounds) @ 1st April 2019 (AVD) for the RCG 2021 Publication. | Equine Gallop under Construction | Image from Google Copyrights may apply | 2 | TRUE
1478 | 61E22A | 9467 | 61E22A | Equine | Gallop | Training Gallop with fencing and silica sand - synthetic topping. | PVC Granules | 100mm | External Equine Gallop with built in drainage and synthetic topping layer mixed with silica sand. Rate based on one furlong (201m) includes drainage within the gallop, enclosure fence and the appropriate topping material specific to the code. Excludes retaining boards and lighting. | Location Adjustment Applicable (See Guidance Notes) - ERC = UK mean of 1.00 | (BEAMS Note 2) The ERC for this item should be added to all other rateable items on the hereditament (except land). Therefore the total of the ERC of the other Building Items and the P&M ERC (where applicable) to enable the correct contract size adjustment to be made. ERC of Building Component + ERC of P&M = Total ERC to which contract size adjustment should be applied. The appropriate % adjustment should be made in accordance with the scale for contract size adjustment specified under section 6 of the RCG 2023 Guidance notes. The currency ERC rates are set at £4m (Four Million Pounds) @ 1st April 2021 (AVD) for the RCG 2023 Publication. | Rate based on one furlong (201m) includes drainage within the gallop, enclosure fence and the appropriate topping material specific to the code. Excludes retaining boards and lighting. | Measure the length and breadth of the gallop at the fence line. | - | - | - | - | The ERC is a unit rate so size variations can be accommodated by pro rata. | Equine Gallop under Construction | Image from Google Copyrights may apply | - |  | m2 | - | 2 - LEISURE | Wayne Cox | Jill Tuplin | #N/A | Option 2 | ERROR | 0% | 43.4944 | 32.8715 | 0% | 0% | 32.8715 | 0% | Price Book Data | P Tompkinson | VOA_GPN_GOV_UK\7249103 | 2021-08-09 | High | Green | Low | - | - | Updated indices following QA | NA | SPONS A&B | 1.561 | (BEAMS Note 2) The ERC for this item should be added to all other rateable items on the hereditament (except land). Therefore the total of the ERC of the other Building Items and the P&M ERC (where applicable) to enable the correct contract size adjustment to be made. ERC of Building Component + ERC of P&M = Total ERC to which contract size adjustment should be applied. The appropriate % adjustment should be made in accordance with the scale for contract size adjustment specified under section 6 of the RCG 2021 Guidance notes. The currency ERC rates are set at £4m (Four Million Pounds) @ 1st April 2019 (AVD) for the RCG 2021 Publication. | Equine Gallop under Construction | Image from Google Copyrights may apply | 2 | TRUE
1483 | 61E23A | 9469 | 61E23A | Equine | Gallop | Training Gallop with fencing and silica sand - synthetic topping. | Rubber Chippings | 50mm | External Equine Gallop with built in drainage and synthetic topping layer mixed with silica sand. Rate based on one furlong (201m) includes drainage within the gallop, enclosure fence and the appropriate topping material specific to the code. Excludes retaining boards and lighting. | Location Adjustment Applicable (See Guidance Notes) - ERC = UK mean of 1.00 | (BEAMS Note 2) The ERC for this item should be added to all other rateable items on the hereditament (except land). Therefore the total of the ERC of the other Building Items and the P&M ERC (where applicable) to enable the correct contract size adjustment to be made. ERC of Building Component + ERC of P&M = Total ERC to which contract size adjustment should be applied. The appropriate % adjustment should be made in accordance with the scale for contract size adjustment specified under section 6 of the RCG 2023 Guidance notes. The currency ERC rates are set at £4m (Four Million Pounds) @ 1st April 2021 (AVD) for the RCG 2023 Publication. | Rate based on one furlong (201m) includes drainage within the gallop, enclosure fence and the appropriate topping material specific to the code. Excludes retaining boards and lighting. | Measure the length and breadth of the gallop at the fence line. | - | - | - | - | The ERC is a unit rate so size variations can be accommodated by pro rata. | Equine gallop under construction | Image from Google - Copyrights may apply. | - |  | m2 | - | 2 - LEISURE | Wayne Cox | Jill Tuplin | #N/A | Option 2 | ERROR | 0% | 42.5987 | 32.1946 | 0% | 0% | 32.1946 | 0% | Price Book Data | P Tompkinson | VOA_GPN_GOV_UK\7249103 | 2021-08-09 | High | Green | Low | - | - | Updated indices following QA | NA | SPONS A&B | 1.561 | (BEAMS Note 2) The ERC for this item should be added to all other rateable items on the hereditament (except land). Therefore the total of the ERC of the other Building Items and the P&M ERC (where applicable) to enable the correct contract size adjustment to be made. ERC of Building Component + ERC of P&M = Total ERC to which contract size adjustment should be applied. The appropriate % adjustment should be made in accordance with the scale for contract size adjustment specified under section 6 of the RCG 2021 Guidance notes. The currency ERC rates are set at £4m (Four Million Pounds) @ 1st April 2019 (AVD) for the RCG 2021 Publication. | Equine gallop under construction | Image from Google - Copyrights may apply. | 2 | TRUE
1479 | 61E24A | 9471 | 61E24A | Equine | Gallop | Training Gallop with fencing and silica sand - synthetic topping. | Rubber Chippings | 100mm | External Equine Gallop with built in drainage and synthetic topping layer mixed with silica sand. Rate based on one furlong (201m) includes drainage within the gallop, enclosure fence and the appropriate topping material specific to the code. Excludes retaining boards and lighting. | Location Adjustment Applicable (See Guidance Notes) - ERC = UK mean of 1.00 | (BEAMS Note 2) The ERC for this item should be added to all other rateable items on the hereditament (except land). Therefore the total of the ERC of the other Building Items and the P&M ERC (where applicable) to enable the correct contract size adjustment to be made. ERC of Building Component + ERC of P&M = Total ERC to which contract size adjustment should be applied. The appropriate % adjustment should be made in accordance with the scale for contract size adjustment specified under section 6 of the RCG 2023 Guidance notes. The currency ERC rates are set at £4m (Four Million Pounds) @ 1st April 2021 (AVD) for the RCG 2023 Publication. | Rate based on one furlong (201m) includes drainage within the gallop, enclosure fence and the appropriate topping material specific to the code. Excludes retaining boards and lighting. | Measure the length and breadth of the gallop at the fence line. | - | - | - | - | The ERC is a unit rate so size variations can be accommodated by pro rata. | Equine gallop under construction | Image from Google - Copyrights may apply. | - |  | m2 | - | 2 - LEISURE | Wayne Cox | Jill Tuplin | #N/A | Option 2 | ERROR | 0% | 46.7786 | 35.3536 | 0% | 0% | 35.3536 | 0% | Price Book Data | P Tompkinson | VOA_GPN_GOV_UK\7249103 | 2021-08-09 | High | Green | Low | - | - | Updated indices following QA | NA | SPONS A&B | 1.561 | (BEAMS Note 2) The ERC for this item should be added to all other rateable items on the hereditament (except land). Therefore the total of the ERC of the other Building Items and the P&M ERC (where applicable) to enable the correct contract size adjustment to be made. ERC of Building Component + ERC of P&M = Total ERC to which contract size adjustment should be applied. The appropriate % adjustment should be made in accordance with the scale for contract size adjustment specified under section 6 of the RCG 2021 Guidance notes. The currency ERC rates are set at £4m (Four Million Pounds) @ 1st April 2019 (AVD) for the RCG 2021 Publication. | Equine gallop under construction | Image from Google - Copyrights may apply. | 2 | TRUE
1484 | 61E25A | 9475 | 61E25A | Equine | Gallop | Training Gallop with fencing and silica sand - synthetic topping. | Shredded Rubber | 50mm | External Equine Gallop with built in drainage and synthetic topping layer mixed with silica sand. Rate based on one furlong (201m) includes drainage within the gallop, enclosure fence and the appropriate topping material specific to the code. Excludes retaining boards and lighting. | Location Adjustment Applicable (See Guidance Notes) - ERC = UK mean of 1.00 | (BEAMS Note 2) The ERC for this item should be added to all other rateable items on the hereditament (except land). Therefore the total of the ERC of the other Building Items and the P&M ERC (where applicable) to enable the correct contract size adjustment to be made. ERC of Building Component + ERC of P&M = Total ERC to which contract size adjustment should be applied. The appropriate % adjustment should be made in accordance with the scale for contract size adjustment specified under section 6 of the RCG 2023 Guidance notes. The currency ERC rates are set at £4m (Four Million Pounds) @ 1st April 2021 (AVD) for the RCG 2023 Publication. | Rate based on one furlong (201m) includes drainage within the gallop, enclosure fence and the appropriate topping material specific to the code. Excludes retaining boards and lighting. | Measure the length and breadth of the gallop at the fence line. | - | - | - | - | The ERC is a unit rate so size variations can be accommodated by pro rata. | Equine gallop under construction | Image from Google - Copyrights may apply. | - |  | m2 | - | 2 - LEISURE | Wayne Cox | Jill Tuplin | #N/A | Option 2 | ERROR | 0% | 43.6035 | 32.954 | 0% | 0% | 32.954 | 0% | Price Book Data | P Tompkinson | VOA_GPN_GOV_UK\7249103 | 2021-08-09 | High | Green | Low | - | - | Updated indices following QA | NA | SPONS A&B | 1.561 | (BEAMS Note 2) The ERC for this item should be added to all other rateable items on the hereditament (except land). Therefore the total of the ERC of the other Building Items and the P&M ERC (where applicable) to enable the correct contract size adjustment to be made. ERC of Building Component + ERC of P&M = Total ERC to which contract size adjustment should be applied. The appropriate % adjustment should be made in accordance with the scale for contract size adjustment specified under section 6 of the RCG 2021 Guidance notes. The currency ERC rates are set at £4m (Four Million Pounds) @ 1st April 2019 (AVD) for the RCG 2021 Publication. | Equine gallop under construction | Image from Google - Copyrights may apply. | 2 | TRUE
1480 | 61E26A | 9476 | 61E26A | Equine | Gallop | Training Gallop with fencing and silica sand - synthetic topping. | Shredded Rubber | 100mm | External Equine Gallop with built in drainage and synthetic topping layer mixed with silica sand. Rate based on one furlong (201m) includes drainage within the gallop, enclosure fence and the appropriate topping material specific to the code. Excludes retaining boards and lighting. | Location Adjustment Applicable (See Guidance Notes) - ERC = UK mean of 1.00 | (BEAMS Note 2) The ERC for this item should be added to all other rateable items on the hereditament (except land). Therefore the total of the ERC of the other Building Items and the P&M ERC (where applicable) to enable the correct contract size adjustment to be made. ERC of Building Component + ERC of P&M = Total ERC to which contract size adjustment should be applied. The appropriate % adjustment should be made in accordance with the scale for contract size adjustment specified under section 6 of the RCG 2023 Guidance notes. The currency ERC rates are set at £4m (Four Million Pounds) @ 1st April 2021 (AVD) for the RCG 2023 Publication. | Rate based on one furlong (201m) includes drainage within the gallop, enclosure fence and the appropriate topping material specific to the code. Excludes retaining boards and lighting. | Measure the length and breadth of the gallop at the fence line. | - | - | - | - | The ERC is a unit rate so size variations can be accommodated by pro rata. | Equine gallop under construction | Image from Google - Copyrights may apply. | - |  | m2 | - | 2 - LEISURE | Wayne Cox | Jill Tuplin | #N/A | Option 2 | ERROR | 0% | 48.7882 | 36.8724 | 0% | 0% | 36.8724 | 0% | Price Book Data | P Tompkinson | VOA_GPN_GOV_UK\7249103 | 2021-08-09 | High | Green | Low | - | - | Updated indices following QA | NA | SPONS A&B | 1.561 | (BEAMS Note 2) The ERC for this item should be added to all other rateable items on the hereditament (except land). Therefore the total of the ERC of the other Building Items and the P&M ERC (where applicable) to enable the correct contract size adjustment to be made. ERC of Building Component + ERC of P&M = Total ERC to which contract size adjustment should be applied. The appropriate % adjustment should be made in accordance with the scale for contract size adjustment specified under section 6 of the RCG 2021 Guidance notes. The currency ERC rates are set at £4m (Four Million Pounds) @ 1st April 2019 (AVD) for the RCG 2021 Publication. | Equine gallop under construction | Image from Google - Copyrights may apply. | 2 | TRUE
1486 | 61E27B | 9943 | 61E27B | Equine | Horse Walker | 8m diameter overall | Timber Post and Rail Fencing | Silica Sand Walkway | Equine - Horse Walker - 8m diameter overall - Timber Post and Rail Fencing - Silica Sand Walkway | Location Adjustment Applicable (See Guidance Notes) - ERC = UK mean of 1.00 | (BEAMS Note 2) The ERC for this item should be added to all other rateable items on the hereditament (except land). Therefore the total of the ERC of the other Building Items and the P&M ERC (where applicable) to enable the correct contract size adjustment to be made. ERC of Building Component + ERC of P&M = Total ERC to which contract size adjustment should be applied. The appropriate % adjustment should be made in accordance with the scale for contract size adjustment specified under section 6 of the RCG 2023 Guidance notes. The currency ERC rates are set at £4m (Four Million Pounds) @ 1st April 2021 (AVD) for the RCG 2023 Publication. | - | - | - | - | - | - | - | - | - | - |  | - | - | NA | NA | NA | #N/A | Option 3 | ERROR | 0% | 0 | 0 | 0% | 0% | 0 | 0% | Redirected | NA | VOA_GPN_GOV_UK\7246041 | 2019-08-30 | Medium | Blue | Low | - | - | Redirected, low risk | NA | SPONS A&B | NA | (BEAMS Note 2) The ERC for this item should be added to all other rateable items on the hereditament (except land). Therefore the total of the ERC of the other Building Items and the P&M ERC (where applicable) to enable the correct contract size adjustment to be made. ERC of Building Component + ERC of P&M = Total ERC to which contract size adjustment should be applied. The appropriate % adjustment should be made in accordance with the scale for contract size adjustment specified under section 6 of the RCG 2021 Guidance notes. The currency ERC rates are set at £4m (Four Million Pounds) @ 1st April 2019 (AVD) for the RCG 2021 Publication. | - | - | 2 | TRUE
1485 | 61E27A | 9478 | 61E27A | Equine | Horse Walker | Training Walker with fencing and silica sand without topping layer. | 12m Diameter inner fence | 4m wide exercise surface | External Equine Training Walker with built in drainage excluding topping layer but including silica sand. Rate includes drainage within the walker, walker rotator, switchgear and fencing. Does not include walker roof. See Variations for advice on further additions or omissions. | Location Adjustment Applicable (See Guidance Notes) - ERC = UK mean of 1.00 | (BEAMS Note 2) The ERC for this item should be added to all other rateable items on the hereditament (except land). Therefore the total of the ERC of the other Building Items and the P&M ERC (where applicable) to enable the correct contract size adjustment to be made. ERC of Building Component + ERC of P&M = Total ERC to which contract size adjustment should be applied. The appropriate % adjustment should be made in accordance with the scale for contract size adjustment specified under section 6 of the RCG 2023 Guidance notes. The currency ERC rates are set at £4m (Four Million Pounds) @ 1st April 2021 (AVD) for the RCG 2023 Publication. | Rate includes drainage within the walker, enclosure fences and the walker rotator. | - | - | - | - | - | Add for topping material. Costs for surfaces per m2 of are: 100mm Flexi Fibre £6.08; 100mm PVC Granules £4.42; 100mm Rubber Chippings £7.28; 100mm Shredded Rubber £9.03. Area of training surface is 804 m2. Omit £6729.37 to exclude Walker rotator and controls. Add £260.00 per lighting column. | photo in evidence | photo in evidence | - | 61E27B | Nr | - | 2 - LEISURE | Wayne Cox | Jill Tuplin | #N/A | Option 3 | ERROR | 0% | 30337.2142 | 22927.7836 | 0% | 0% | 22927.7836 | 0% | Price Book Data | Peter Tompkinson | VOA_GPN_GOV_UK\7249103 | 2022-02-25 | High | Green | Medium | Massive variation from 2021. Needs to be reviewed by CCT and QC | - | Updated indices following QA. 13/01/21 - Copied to latest DCS and added Risk as this wasn't in the previous version. | NA | SPONS A&B | 1.561 | (BEAMS Note 2) The ERC for this item should be added to all other rateable items on the hereditament (except land). Therefore the total of the ERC of the other Building Items and the P&M ERC (where applicable) to enable the correct contract size adjustment to be made. ERC of Building Component + ERC of P&M = Total ERC to which contract size adjustment should be applied. The appropriate % adjustment should be made in accordance with the scale for contract size adjustment specified under section 6 of the RCG 2021 Guidance notes. The currency ERC rates are set at £4m (Four Million Pounds) @ 1st April 2019 (AVD) for the RCG 2021 Publication. | photo in evidence | photo in evidence | 2 | FALSE
1488 | 61E11A | 9443 | 61E11A | Equine | Manège | Riding School with Synthetic Top Surface. | Flexi Fibre Topping | 50mm | External equine schooling enclosure or Manège with built in drainage and synthetic topping layer mixed with silica sand. Schools generally range in size between 40 - 42m long and 20 - 22m wide but variations do occur depending upon site constraints. | Location Adjustment Applicable (See Guidance Notes) - ERC = UK mean of 1.00 | (BEAMS Note 2) The ERC for this item should be added to all other rateable items on the hereditament (except land). Therefore the total of the ERC of the other Building Items and the P&M ERC (where applicable) to enable the correct contract size adjustment to be made. ERC of Building Component + ERC of P&M = Total ERC to which contract size adjustment should be applied. The appropriate % adjustment should be made in accordance with the scale for contract size adjustment specified under section 6 of the RCG 2023 Guidance notes. The currency ERC rates are set at £4m (Four Million Pounds) @ 1st April 2021 (AVD) for the RCG 2023 Publication. | Rate includes flood lighting, drainage within the school, enclosure fence, kick boards and the appropriate topping material specific to the code. | Measure the length and breadth of the school at the fence line. ERC does not apply to indoor Schools. | - | - | - | - | The ERC is a unit rate so size variations can be accommodated by pro rata. | Typical outdoor school with post and rail fencing 5 bar gate 3m long and proprietary flexible topping layer. Note lighting is included in the ERC. | Image from Google. Copyright may apply. | - |  | m2 | - | 2 - LEISURE | Wayne Cox | Jill Tuplin | #N/A | Option 2 | ERROR | 0% | 32.8462 | 24.8239 | 0% | 0% | 24.8239 | 0% | Price Book Data | Peter Tompkinson | VOA_GPN_GOV_UK\7249103 | 2021-08-10 | High | Green | Low | - | - | Updated indices following QA. | NA | SPONS A&B | 1.561 | (BEAMS Note 2) The ERC for this item should be added to all other rateable items on the hereditament (except land). Therefore the total of the ERC of the other Building Items and the P&M ERC (where applicable) to enable the correct contract size adjustment to be made. ERC of Building Component + ERC of P&M = Total ERC to which contract size adjustment should be applied. The appropriate % adjustment should be made in accordance with the scale for contract size adjustment specified under section 6 of the RCG 2021 Guidance notes. The currency ERC rates are set at £4m (Four Million Pounds) @ 1st April 2019 (AVD) for the RCG 2021 Publication. | Typical outdoor school with post and rail fencing 5 bar gate 3m long and proprietary flexible topping layer. Note lighting is included in the ERC. | Image from Google. Copyright may apply. | 2 | TRUE
1487 | 61E12A | 9444 | 61E12A | Equine | Manège | Riding School with Synthetic Top Surface. | Flexi Fibre Topping | 100mm | External equine schooling enclosure or Manège with built in drainage and synthetic topping layer mixed with silica sand. Schools generally range in size between 40 - 42m long and 20 - 22m wide but variations do occur depending upon site constraints. | Location Adjustment Applicable (See Guidance Notes) - ERC = UK mean of 1.00 | (BEAMS Note 2) The ERC for this item should be added to all other rateable items on the hereditament (except land). Therefore the total of the ERC of the other Building Items and the P&M ERC (where applicable) to enable the correct contract size adjustment to be made. ERC of Building Component + ERC of P&M = Total ERC to which contract size adjustment should be applied. The appropriate % adjustment should be made in accordance with the scale for contract size adjustment specified under section 6 of the RCG 2023 Guidance notes. The currency ERC rates are set at £4m (Four Million Pounds) @ 1st April 2021 (AVD) for the RCG 2023 Publication. | Rate includes flood lighting, drainage within the school, enclosure fence, kick boards and the appropriate topping material specific to the code. | Measure the length and breadth of the school at the fence line. ERC does not apply to indoor Schools. | - | - | - | - | The ERC is a unit rate so size variations can be accommodated by pro rata. | Typical outdoor school with post and rail fencing 5 bar gate 3m long and proprietary flexible topping layer. Note lighting is included in the ERC. | Image from Google. Copyright may apply. | - |  | m2 | - | 2 - LEISURE | Wayne Cox | Jill Tuplin | #N/A | Option 2 | ERROR | 0% | 36.2957 | 27.431 | 0% | 0% | 27.431 | 0% | Price Book Data | Peter Tompkinson | VOA_GPN_GOV_UK\7249103 | 2021-08-10 | High | Green | Low | - | - | Updated indices following QA. | NA | SPONS A&B | 1.561 | (BEAMS Note 2) The ERC for this item should be added to all other rateable items on the hereditament (except land). Therefore the total of the ERC of the other Building Items and the P&M ERC (where applicable) to enable the correct contract size adjustment to be made. ERC of Building Component + ERC of P&M = Total ERC to which contract size adjustment should be applied. The appropriate % adjustment should be made in accordance with the scale for contract size adjustment specified under section 6 of the RCG 2021 Guidance notes. The currency ERC rates are set at £4m (Four Million Pounds) @ 1st April 2019 (AVD) for the RCG 2021 Publication. | Typical outdoor school with post and rail fencing 5 bar gate 3m long and proprietary flexible topping layer. Note lighting is included in the ERC. | Image from Google. Copyright may apply. | 2 | TRUE
1490 | 61E13A | 9445 | 61E13A | Equine | Manège | Riding School with Synthetic Top Surface. | PVC Granules | 50mm | External equine schooling enclosure or Manège with built in drainage and synthetic topping layer mixed with silica sand. Schools generally range in size between 40 - 42m long and 20 - 22m wide but variations do occur depending upon site constraints. | Location Adjustment Applicable (See Guidance Notes) - ERC = UK mean of 1.00 | (BEAMS Note 2) The ERC for this item should be added to all other rateable items on the hereditament (except land). Therefore the total of the ERC of the other Building Items and the P&M ERC (where applicable) to enable the correct contract size adjustment to be made. ERC of Building Component + ERC of P&M = Total ERC to which contract size adjustment should be applied. The appropriate % adjustment should be made in accordance with the scale for contract size adjustment specified under section 6 of the RCG 2023 Guidance notes. The currency ERC rates are set at £4m (Four Million Pounds) @ 1st April 2021 (AVD) for the RCG 2023 Publication. | Rate includes flood lighting, drainage within the school, enclosure fence, kick boards and the appropriate topping material specific to the code. | Measure the length and breadth of the school at the fence line. ERC does not apply to indoor Schools. | - | - | - | - | The ERC is a unit rate so size variations can be accommodated by pro rata. | Typical outdoor school with post and rail fencing 5 bar gate 3m long and proprietary flexible topping layer. Note lighting is included in the ERC. | Image from Google. Copyright may apply. | - |  | m2 | - | 2 - LEISURE | Wayne Cox | Jill Tuplin | #N/A | Option 2 | ERROR | 0% | 31.9344 | 24.1349 | 0% | 0% | 24.1349 | 0% | Price Book Data | Peter Tompkinson | VOA_GPN_GOV_UK\7249103 | 2021-08-10 | High | Green | Low | - | - | Updated indices following QA. | NA | SPONS A&B | 1.561 | (BEAMS Note 2) The ERC for this item should be added to all other rateable items on the hereditament (except land). Therefore the total of the ERC of the other Building Items and the P&M ERC (where applicable) to enable the correct contract size adjustment to be made. ERC of Building Component + ERC of P&M = Total ERC to which contract size adjustment should be applied. The appropriate % adjustment should be made in accordance with the scale for contract size adjustment specified under section 6 of the RCG 2021 Guidance notes. The currency ERC rates are set at £4m (Four Million Pounds) @ 1st April 2019 (AVD) for the RCG 2021 Publication. | Typical outdoor school with post and rail fencing 5 bar gate 3m long and proprietary flexible topping layer. Note lighting is included in the ERC. | Image from Google. Copyright may apply. | 2 | TRUE
1489 | 61E14A | 9446 | 61E14A | Equine | Manège | Riding School with Synthetic Top Surface. | PVC Granules | 100mm | External equine schooling enclosure or Manège with built in drainage and synthetic topping layer mixed with silica sand. Schools generally range in size between 40 - 42m long and 20 - 22m wide but variations do occur depending upon site constraints. | Location Adjustment Applicable (See Guidance Notes) - ERC = UK mean of 1.00 | (BEAMS Note 2) The ERC for this item should be added to all other rateable items on the hereditament (except land). Therefore the total of the ERC of the other Building Items and the P&M ERC (where applicable) to enable the correct contract size adjustment to be made. ERC of Building Component + ERC of P&M = Total ERC to which contract size adjustment should be applied. The appropriate % adjustment should be made in accordance with the scale for contract size adjustment specified under section 6 of the RCG 2023 Guidance notes. The currency ERC rates are set at £4m (Four Million Pounds) @ 1st April 2021 (AVD) for the RCG 2023 Publication. | Rate includes flood lighting, drainage within the school, enclosure fence, kick boards and the appropriate topping material specific to the code. | Measure the length and breadth of the school at the fence line. ERC does not apply to indoor Schools. | - | - | - | - | The ERC is a unit rate so size variations can be accommodated by pro rata. | Typical outdoor school with post and rail fencing 5 bar gate 3m long and proprietary flexible topping layer. Note lighting is included in the ERC. | Image from Google. Copyright may apply. | - |  | m2 | - | 2 - LEISURE | Wayne Cox | Jill Tuplin | #N/A | Option 2 | ERROR | 0% | 34.4722 | 26.0528 | 0% | 0% | 26.0528 | 0% | Price Book Data | Peter Tompkinson | VOA_GPN_GOV_UK\7249103 | 2021-08-10 | High | Green | Low | - | - | Updated indices following QA. | NA | SPONS A&B | 1.561 | (BEAMS Note 2) The ERC for this item should be added to all other rateable items on the hereditament (except land). Therefore the total of the ERC of the other Building Items and the P&M ERC (where applicable) to enable the correct contract size adjustment to be made. ERC of Building Component + ERC of P&M = Total ERC to which contract size adjustment should be applied. The appropriate % adjustment should be made in accordance with the scale for contract size adjustment specified under section 6 of the RCG 2021 Guidance notes. The currency ERC rates are set at £4m (Four Million Pounds) @ 1st April 2019 (AVD) for the RCG 2021 Publication. | Typical outdoor school with post and rail fencing 5 bar gate 3m long and proprietary flexible topping layer. Note lighting is included in the ERC. | Image from Google. Copyright may apply. | 2 | TRUE
1492 | 61E15A | 9447 | 61E15A | Equine | Manège | Riding School with Synthetic Top Surface. | Rubber Chippings | 50mm | External equine schooling enclosure or Manège with built in drainage and synthetic topping layer mixed with silica sand. Schools generally range in size between 40 - 42m long and 20 - 22m wide but variations do occur depending upon site constraints. | Location Adjustment Applicable (See Guidance Notes) - ERC = UK mean of 1.00 | (BEAMS Note 2) The ERC for this item should be added to all other rateable items on the hereditament (except land). Therefore the total of the ERC of the other Building Items and the P&M ERC (where applicable) to enable the correct contract size adjustment to be made. ERC of Building Component + ERC of P&M = Total ERC to which contract size adjustment should be applied. The appropriate % adjustment should be made in accordance with the scale for contract size adjustment specified under section 6 of the RCG 2023 Guidance notes. The currency ERC rates are set at £4m (Four Million Pounds) @ 1st April 2021 (AVD) for the RCG 2023 Publication. | Rate includes flood lighting, drainage within the school, enclosure fence, kick boards and the appropriate topping material specific to the code. | Measure the length and breadth of the school at the fence line. ERC does not apply to indoor Schools. | - | - | - | - | The ERC is a unit rate so size variations can be accommodated by pro rata. | Typical outdoor school with post and rail fencing 5 bar gate 3m long and proprietary flexible topping layer. Note lighting is included in the ERC. | Image from Google. Copyright may apply. | - |  | m2 | - | 2 - LEISURE | Wayne Cox | Jill Tuplin | #N/A | Option 2 | ERROR | 0% | 33.5765 | 25.3759 | 0% | 0% | 25.3759 | 0% | Price Book Data | Peter Tompkinson | VOA_GPN_GOV_UK\7249103 | 2021-08-10 | High | Green | Low | - | - | Updated indices following QA. | NA | SPONS A&B | 1.561 | (BEAMS Note 2) The ERC for this item should be added to all other rateable items on the hereditament (except land). Therefore the total of the ERC of the other Building Items and the P&M ERC (where applicable) to enable the correct contract size adjustment to be made. ERC of Building Component + ERC of P&M = Total ERC to which contract size adjustment should be applied. The appropriate % adjustment should be made in accordance with the scale for contract size adjustment specified under section 6 of the RCG 2021 Guidance notes. The currency ERC rates are set at £4m (Four Million Pounds) @ 1st April 2019 (AVD) for the RCG 2021 Publication. | Typical outdoor school with post and rail fencing 5 bar gate 3m long and proprietary flexible topping layer. Note lighting is included in the ERC. | Image from Google. Copyright may apply. | 2 | TRUE
1491 | 61E16A | 9448 | 61E16A | Equine | Manège | Riding School with Synthetic Top Surface. | Rubber Chippings | 100mm | External equine schooling enclosure or Manège with built in drainage and synthetic topping layer mixed with silica sand. Schools generally range in size between 40 - 42m long and 20 - 22m wide but variations do occur depending upon site constraints. | Location Adjustment Applicable (See Guidance Notes) - ERC = UK mean of 1.00 | (BEAMS Note 2) The ERC for this item should be added to all other rateable items on the hereditament (except land). Therefore the total of the ERC of the other Building Items and the P&M ERC (where applicable) to enable the correct contract size adjustment to be made. ERC of Building Component + ERC of P&M = Total ERC to which contract size adjustment should be applied. The appropriate % adjustment should be made in accordance with the scale for contract size adjustment specified under section 6 of the RCG 2023 Guidance notes. The currency ERC rates are set at £4m (Four Million Pounds) @ 1st April 2021 (AVD) for the RCG 2023 Publication. | Rate includes flood lighting, drainage within the school, enclosure fence, kick boards and the appropriate topping material specific to the code. | Measure the length and breadth of the school at the fence line. ERC does not apply to indoor Schools. | - | - | - | - | The ERC is a unit rate so size variations can be accommodated by pro rata. | Typical outdoor school with post and rail fencing 5 bar gate 3m long and proprietary flexible topping layer. Note lighting is included in the ERC. | Image from Google. Copyright may apply. | - |  | m2 | - | 2 - LEISURE | Wayne Cox | Jill Tuplin | #N/A | Option 2 | ERROR | 0% | 37.7564 | 28.5349 | 0% | 0% | 28.5349 | 0% | Price Book Data | Peter Tompkinson | VOA_GPN_GOV_UK\7249103 | 2021-08-10 | High | Green | Low | - | - | Updated indices following QA. | NA | SPONS A&B | 1.561 | (BEAMS Note 2) The ERC for this item should be added to all other rateable items on the hereditament (except land). Therefore the total of the ERC of the other Building Items and the P&M ERC (where applicable) to enable the correct contract size adjustment to be made. ERC of Building Component + ERC of P&M = Total ERC to which contract size adjustment should be applied. The appropriate % adjustment should be made in accordance with the scale for contract size adjustment specified under section 6 of the RCG 2021 Guidance notes. The currency ERC rates are set at £4m (Four Million Pounds) @ 1st April 2019 (AVD) for the RCG 2021 Publication. | Typical outdoor school with post and rail fencing 5 bar gate 3m long and proprietary flexible topping layer. Note lighting is included in the ERC. | Image from Google. Copyright may apply. | 2 | TRUE
1494 | 61E17A | 9449 | 61E17A | Equine | Manège | Riding School with Synthetic Top Surface. | Shredded Rubber | 50mm | External equine schooling enclosure or Manège with built in drainage and synthetic topping layer mixed with silica sand. Schools generally range in size between 40 - 42m long and 20 - 22m wide but variations do occur depending upon site constraints. | Location Adjustment Applicable (See Guidance Notes) - ERC = UK mean of 1.00 | (BEAMS Note 2) The ERC for this item should be added to all other rateable items on the hereditament (except land). Therefore the total of the ERC of the other Building Items and the P&M ERC (where applicable) to enable the correct contract size adjustment to be made. ERC of Building Component + ERC of P&M = Total ERC to which contract size adjustment should be applied. The appropriate % adjustment should be made in accordance with the scale for contract size adjustment specified under section 6 of the RCG 2023 Guidance notes. The currency ERC rates are set at £4m (Four Million Pounds) @ 1st April 2021 (AVD) for the RCG 2023 Publication. | Rate includes flood lighting, drainage within the school, enclosure fence, kick boards and the appropriate topping material specific to the code. | Measure the length and breadth of the school at the fence line. ERC does not apply to indoor Schools. | - | - | - | - | The ERC is a unit rate so size variations can be accommodated by pro rata. | Typical outdoor school with post and rail fencing 5 bar gate 3m long and proprietary flexible topping layer. Note lighting is included in the ERC. | Image from Google. Copyright may apply. | - |  | m2 | - | 2 - LEISURE | Wayne Cox | Jill Tuplin | #N/A | Option 2 | ERROR | 0% | 34.5813 | 26.1353 | 0% | 0% | 26.1353 | 0% | Price Book Data | Peter Tompkinson | VOA_GPN_GOV_UK\7249103 | 2021-08-10 | High | Green | Low | - | - | Updated indices following QA. | NA | SPONS A&B | 1.561 | (BEAMS Note 2) The ERC for this item should be added to all other rateable items on the hereditament (except land). Therefore the total of the ERC of the other Building Items and the P&M ERC (where applicable) to enable the correct contract size adjustment to be made. ERC of Building Component + ERC of P&M = Total ERC to which contract size adjustment should be applied. The appropriate % adjustment should be made in accordance with the scale for contract size adjustment specified under section 6 of the RCG 2021 Guidance notes. The currency ERC rates are set at £4m (Four Million Pounds) @ 1st April 2019 (AVD) for the RCG 2021 Publication. | Typical outdoor school with post and rail fencing 5 bar gate 3m long and proprietary flexible topping layer. Note lighting is included in the ERC. | Image from Google. Copyright may apply. | 2 | TRUE
1493 | 61E18A | 9450 | 61E18A | Equine | Manège | Riding School with Synthetic Top Surface. | Shredded Rubber | 100mm | External equine schooling enclosure or Manège with built in drainage and synthetic topping layer mixed with silica sand. Schools generally range in size between 40 - 42m long and 20 - 22m wide but variations do occur depending upon site constraints. | Location Adjustment Applicable (See Guidance Notes) - ERC = UK mean of 1.00 | (BEAMS Note 2) The ERC for this item should be added to all other rateable items on the hereditament (except land). Therefore the total of the ERC of the other Building Items and the P&M ERC (where applicable) to enable the correct contract size adjustment to be made. ERC of Building Component + ERC of P&M = Total ERC to which contract size adjustment should be applied. The appropriate % adjustment should be made in accordance with the scale for contract size adjustment specified under section 6 of the RCG 2023 Guidance notes. The currency ERC rates are set at £4m (Four Million Pounds) @ 1st April 2021 (AVD) for the RCG 2023 Publication. | Rate includes flood lighting, drainage within the school, enclosure fence, kick boards and the appropriate topping material specific to the code. | Measure the length and breadth of the school at the fence line. ERC does not apply to indoor Schools. | - | - | - | - | The ERC is a unit rate so size variations can be accommodated by pro rata. | Typical outdoor school with post and rail fencing 5 bar gate 3m long and proprietary flexible topping layer. Note lighting is included in the ERC. | Image from Google. Copyright may apply. | - |  | m2 | - | 2 - LEISURE | Wayne Cox | Jill Tuplin | #N/A | Option 2 | ERROR | 0% | 39.766 | 30.0537 | 0% | 0% | 30.0537 | 0% | Price Book Data | Peter Tompkinson | VOA_GPN_GOV_UK\7249103 | 2021-08-10 | High | Green | Low | - | - | Updated indices following QA. | NA | SPONS A&B | 1.561 | (BEAMS Note 2) The ERC for this item should be added to all other rateable items on the hereditament (except land). Therefore the total of the ERC of the other Building Items and the P&M ERC (where applicable) to enable the correct contract size adjustment to be made. ERC of Building Component + ERC of P&M = Total ERC to which contract size adjustment should be applied. The appropriate % adjustment should be made in accordance with the scale for contract size adjustment specified under section 6 of the RCG 2021 Guidance notes. The currency ERC rates are set at £4m (Four Million Pounds) @ 1st April 2019 (AVD) for the RCG 2021 Publication. | Typical outdoor school with post and rail fencing 5 bar gate 3m long and proprietary flexible topping layer. Note lighting is included in the ERC. | Image from Google. Copyright may apply. | 2 | TRUE
1470 | 61E03A | 9404 | 61E03A | Equine | Medical facilities | Equine Clinical Care Trauma Unit | Single storey steel frame specialist treatment and rehabilitation building with treatment boxes and office accommodation. | - | Purpose built Equine Trauma centre and rehabilitation unit. Steel frame single storey structure with padded loose boxes and recouperation areas. Office accomodation within building on mezzanine structures. | Location Adjustment Applicable (See Guidance Notes) - ERC = UK mean of 1.00 | (BEAMS Note 2) The ERC for this item should be added to all other rateable items on the hereditament (except land). Therefore the total of the ERC of the other Building Items and the P&M ERC (where applicable) to enable the correct contract size adjustment to be made. ERC of Building Component + ERC of P&M = Total ERC to which contract size adjustment should be applied. The appropriate % adjustment should be made in accordance with the scale for contract size adjustment specified under section 6 of the RCG 2023 Guidance notes. The currency ERC rates are set at £4m (Four Million Pounds) @ 1st April 2021 (AVD) for the RCG 2023 Publication. | ERC excludes external works, paving and landscaping and site drainage but includes external lighting CCTV and security systems. | Measure Gross internal area in m2 | - | - | - | - | - | photo missing | photo missing | - |  | m2 | - | 4 - HEALTHCARE, EDUCATION & Miscellaneous | Nathan Place | - | #N/A | Option 1 | ERROR | 0% | 1823 | 1362.0553 | 0% | 0% | 1362.0553 | 0% | Elemental Analysis (multiple) | Peter Tompkinson | VOA_GPN_GOV_UK\7249103 | 2021-01-13 | High | Green | Low | - | - | Updated indices following QA. 13/01/21 - Copied to latest DCS. | NA | BCIS | 1.561 | (BEAMS Note 2) The ERC for this item should be added to all other rateable items on the hereditament (except land). Therefore the total of the ERC of the other Building Items and the P&M ERC (where applicable) to enable the correct contract size adjustment to be made. ERC of Building Component + ERC of P&M = Total ERC to which contract size adjustment should be applied. The appropriate % adjustment should be made in accordance with the scale for contract size adjustment specified under section 6 of the RCG 2021 Guidance notes. The currency ERC rates are set at £4m (Four Million Pounds) @ 1st April 2019 (AVD) for the RCG 2021 Publication. | photo missing | photo missing | 2 | TRUE
1471 | 61E05A | 9406 | 61E05A | Equine | Medical facilities | Equine Hospital | - | - | Purpose built equine hospital, steel frame with concrete block walling in cavity work, rendered painted finish or facing brick work. Treatment and pennning areas on ground floor with offices and recetion areas. First floor offices and strorage areas. | Location Adjustment Applicable (See Guidance Notes) - ERC = UK mean of 1.00 | (BEAMS Note 2) The ERC for this item should be added to all other rateable items on the hereditament (except land). Therefore the total of the ERC of the other Building Items and the P&M ERC (where applicable) to enable the correct contract size adjustment to be made. ERC of Building Component + ERC of P&M = Total ERC to which contract size adjustment should be applied. The appropriate % adjustment should be made in accordance with the scale for contract size adjustment specified under section 6 of the RCG 2023 Guidance notes. The currency ERC rates are set at £4m (Four Million Pounds) @ 1st April 2021 (AVD) for the RCG 2023 Publication. | ERC excludes external works, paving and landscaping and site drainage but includes external lighting CCTV and security systems. | Measure Gross internal area in m2 | - | - | - | - | - | photo in evidence | photo in evidence | - |  | m2 | - | 4 - HEALTHCARE, EDUCATION & Miscellaneous | Nathan Place | - | #N/A | Option 1 | ERROR | 0% | 2127 | 1589.189 | 0% | 0% | 1589.189 | 0% | Elemental Analysis (multiple) | Peter Tompkinson | VOA_GPN_GOV_UK\7249103 | 2021-08-10 | High | Green | Low | - | - | Updated indices following QA. 13/01/21 - Copied to latest DCS. | NA | BCIS | 1.561 | (BEAMS Note 2) The ERC for this item should be added to all other rateable items on the hereditament (except land). Therefore the total of the ERC of the other Building Items and the P&M ERC (where applicable) to enable the correct contract size adjustment to be made. ERC of Building Component + ERC of P&M = Total ERC to which contract size adjustment should be applied. The appropriate % adjustment should be made in accordance with the scale for contract size adjustment specified under section 6 of the RCG 2021 Guidance notes. The currency ERC rates are set at £4m (Four Million Pounds) @ 1st April 2019 (AVD) for the RCG 2021 Publication. | photo in evidence | photo in evidence | 2 | TRUE
1476 | 61E04A | 9452 | 61E04A | Equine | Medical facilities | Equine X - Ray building with MRI facilities. | - | - | Equine radiography building with MRI facilities. | Location Adjustment Applicable (See Guidance Notes) - ERC = UK mean of 1.00 | (BEAMS Note 2) The ERC for this item should be added to all other rateable items on the hereditament (except land). Therefore the total of the ERC of the other Building Items and the P&M ERC (where applicable) to enable the correct contract size adjustment to be made. ERC of Building Component + ERC of P&M = Total ERC to which contract size adjustment should be applied. The appropriate % adjustment should be made in accordance with the scale for contract size adjustment specified under section 6 of the RCG 2023 Guidance notes. The currency ERC rates are set at £4m (Four Million Pounds) @ 1st April 2021 (AVD) for the RCG 2023 Publication. | - | - | - | - | - | - | - | - | - | - |  | m2 | - | 2 - LEISURE | Wayne Cox | Jill Tuplin | #N/A | Option 1 | ERROR | 0% | 3737 | 2792.1013 | 0% | 0% | 2792.1013 | 0% | Elemental Analysis (multiple) | P Tompkinson | VOA_GPN_GOV_UK\7249103 | 2020-12-21 | High | Green | High | ERC based on human facility, likely to be on the high side. Only one piece of relevant evidence in BCIS need more inormation via FOR. | As above | Updated indices following QA. 21/12/20 - Minor spelling tweaks that were stopping categories merging | NA | BCIS | 1.561 | (BEAMS Note 2) The ERC for this item should be added to all other rateable items on the hereditament (except land). Therefore the total of the ERC of the other Building Items and the P&M ERC (where applicable) to enable the correct contract size adjustment to be made. ERC of Building Component + ERC of P&M = Total ERC to which contract size adjustment should be applied. The appropriate % adjustment should be made in accordance with the scale for contract size adjustment specified under section 6 of the RCG 2021 Guidance notes. The currency ERC rates are set at £4m (Four Million Pounds) @ 1st April 2019 (AVD) for the RCG 2021 Publication. | - | - | 2 | TRUE
1472 | 61E08A | 9410 | 61E08A | Equine | Medical facilities | Operating Theatre | High Specification | - | High specification operating theatre in purpose built fully equipped building. | Location Adjustment Applicable (See Guidance Notes) - ERC = UK mean of 1.00 | (BEAMS Note 2) The ERC for this item should be added to all other rateable items on the hereditament (except land). Therefore the total of the ERC of the other Building Items and the P&M ERC (where applicable) to enable the correct contract size adjustment to be made. ERC of Building Component + ERC of P&M = Total ERC to which contract size adjustment should be applied. The appropriate % adjustment should be made in accordance with the scale for contract size adjustment specified under section 6 of the RCG 2023 Guidance notes. The currency ERC rates are set at £4m (Four Million Pounds) @ 1st April 2021 (AVD) for the RCG 2023 Publication. | - | - | - | - | - | - | - | photo missing | photo missing | - |  | m2 | - | 4 - HEALTHCARE, EDUCATION & Miscellaneous | Nathan Place | - | #N/A | Option 1 | ERROR | 0% | 3922 | 2930.3241 | 0% | 0% | 2930.3241 | 0% | Elemental Analysis (multiple) | Peter Tompkinson | VOA_GPN_GOV_UK\7249103 | 2021-08-10 | High | Green | Low | - | - | Updated indices following QA. 13/01/21 - Copied to latest DCS | NA | BCIS | 1.561 | (BEAMS Note 2) The ERC for this item should be added to all other rateable items on the hereditament (except land). Therefore the total of the ERC of the other Building Items and the P&M ERC (where applicable) to enable the correct contract size adjustment to be made. ERC of Building Component + ERC of P&M = Total ERC to which contract size adjustment should be applied. The appropriate % adjustment should be made in accordance with the scale for contract size adjustment specified under section 6 of the RCG 2021 Guidance notes. The currency ERC rates are set at £4m (Four Million Pounds) @ 1st April 2019 (AVD) for the RCG 2021 Publication. | photo missing | photo missing | 2 | TRUE
1473 | 61E09A | 9415 | 61E09A | Equine | Medical facilities | Operating Theatre | Low Specification | - | Low Specification Equine Operating Theatre. | Location Adjustment Applicable (See Guidance Notes) - ERC = UK mean of 1.00 | (BEAMS Note 2) The ERC for this item should be added to all other rateable items on the hereditament (except land). Therefore the total of the ERC of the other Building Items and the P&M ERC (where applicable) to enable the correct contract size adjustment to be made. ERC of Building Component + ERC of P&M = Total ERC to which contract size adjustment should be applied. The appropriate % adjustment should be made in accordance with the scale for contract size adjustment specified under section 6 of the RCG 2023 Guidance notes. The currency ERC rates are set at £4m (Four Million Pounds) @ 1st April 2021 (AVD) for the RCG 2023 Publication. | - | - | - | - | - | - | - | photo missing | photo missing | - |  | m2 | - | 2 - LEISURE | Wayne Cox | Jill Tuplin | #N/A | Option 1 | ERROR | 0% | 3100 | 2316.1664 | 0% | 0% | 2316.1664 | 0% | Elemental Analysis (multiple) | Peter Tompkinson | VOA_GPN_GOV_UK\7249103 | 2021-08-10 | High | Green | Medium | - | SJ Note - medium due to hospital location rather than equine and one cost being in excess of £14million | Updated indices following QA. 13/01/21 - Copied to latest DCS | NA | BCIS | 1.561 | (BEAMS Note 2) The ERC for this item should be added to all other rateable items on the hereditament (except land). Therefore the total of the ERC of the other Building Items and the P&M ERC (where applicable) to enable the correct contract size adjustment to be made. ERC of Building Component + ERC of P&M = Total ERC to which contract size adjustment should be applied. The appropriate % adjustment should be made in accordance with the scale for contract size adjustment specified under section 6 of the RCG 2021 Guidance notes. The currency ERC rates are set at £4m (Four Million Pounds) @ 1st April 2019 (AVD) for the RCG 2021 Publication. | photo missing | photo missing | 2 | TRUE
1474 | 61E06A | 9413 | 61E06A | Equine | Medical facilities | Pathology Laboratory | - | - | Modern fully equipped equine pathology lab and cold storage area. Offices, laboratories and consulting rooms with welfare and washing facilities. Pathology unit comprising refriderated storage/handling unit, post mortem room viewing room, changing and shower rooms laboratories and consulting rooms. Concrete frame facing brickwork elevations, high specification M&E fit out. | Location Adjustment Applicable (See Guidance Notes) - ERC = UK mean of 1.00 | (BEAMS Note 2) The ERC for this item should be added to all other rateable items on the hereditament (except land). Therefore the total of the ERC of the other Building Items and the P&M ERC (where applicable) to enable the correct contract size adjustment to be made. ERC of Building Component + ERC of P&M = Total ERC to which contract size adjustment should be applied. The appropriate % adjustment should be made in accordance with the scale for contract size adjustment specified under section 6 of the RCG 2023 Guidance notes. The currency ERC rates are set at £4m (Four Million Pounds) @ 1st April 2021 (AVD) for the RCG 2023 Publication. | - | - | - | - | - | - | - | - | - | - |  | m2 | - | 2 - LEISURE | Wayne Cox | Jill Tuplin | #N/A | Option 1 | ERROR | 0% | 2837 | 2119.6658 | 0% | 0% | 2119.6658 | 0% | Elemental Analysis (multiple) | P Tompkinson | VOA_GPN_GOV_UK\7249103 | 2021-08-10 | High | Green | High | High risk due to limited evidence. Based on human facility so ERC is likely to be lower for Equine facility. New evidence should be obtained via FOR. | As above | Updated indices following QA.21/12/20 - Minor spelling tweaks that were stopping categories merging | NA | BCIS | 1.561 | (BEAMS Note 2) The ERC for this item should be added to all other rateable items on the hereditament (except land). Therefore the total of the ERC of the other Building Items and the P&M ERC (where applicable) to enable the correct contract size adjustment to be made. ERC of Building Component + ERC of P&M = Total ERC to which contract size adjustment should be applied. The appropriate % adjustment should be made in accordance with the scale for contract size adjustment specified under section 6 of the RCG 2021 Guidance notes. The currency ERC rates are set at £4m (Four Million Pounds) @ 1st April 2019 (AVD) for the RCG 2021 Publication. | - | - | 2 | TRUE
1475 | 61E07A | 9414 | 61E07A | Equine | Medical facilities | Pharmacy and dispensary with secure storage facilites. | - | - | Pharmacy dispensing facility including offices distribution and storage rooms. Construction details comprise substructure RC Concrete, steel frame, concrete upper floors, sheet metal cladding and cavity brick and blockwork below. Blockwork and metal stud partitions with plasterboard and painted skim finish. Whiterock and ceramic tiles to dispensing area and labs, vinyl floor coverings. Plasterboard and suspended ceilings. Space heating High specification M&E fit out with CCTV alarms and access control. Refrigerated cold storage.and air condtioning. | Location Adjustment Applicable (See Guidance Notes) - ERC = UK mean of 1.00 | (BEAMS Note 2) The ERC for this item should be added to all other rateable items on the hereditament (except land). Therefore the total of the ERC of the other Building Items and the P&M ERC (where applicable) to enable the correct contract size adjustment to be made. ERC of Building Component + ERC of P&M = Total ERC to which contract size adjustment should be applied. The appropriate % adjustment should be made in accordance with the scale for contract size adjustment specified under section 6 of the RCG 2023 Guidance notes. The currency ERC rates are set at £4m (Four Million Pounds) @ 1st April 2021 (AVD) for the RCG 2023 Publication. | - | - | - | - | - | - | - | - | - | - |  | m2 | - | 2 - LEISURE | Wayne Cox | Jill Tuplin | #N/A | Option 1 | ERROR | 0% | 2711 | 2025.5249 | 0% | 0% | 2025.5249 | 0% | Elemental Analysis (multiple) | P Tompkinson | VOA_GPN_GOV_UK\7249103 | 2021-08-10 | High | Green | Medium | - | SJ Medium category as the evidence is based on Hospital pharmacy rather than specifically equine | Updated indices following QA. 21/12/20 - Minor spelling tweaks that were stopping categories merging. Wrong CSA used. | NA | BCIS | 1.561 | (BEAMS Note 2) The ERC for this item should be added to all other rateable items on the hereditament (except land). Therefore the total of the ERC of the other Building Items and the P&M ERC (where applicable) to enable the correct contract size adjustment to be made. ERC of Building Component + ERC of P&M = Total ERC to which contract size adjustment should be applied. The appropriate % adjustment should be made in accordance with the scale for contract size adjustment specified under section 6 of the RCG 2021 Guidance notes. The currency ERC rates are set at £4m (Four Million Pounds) @ 1st April 2019 (AVD) for the RCG 2021 Publication. | - | - | 2 | TRUE
1495 | 61E10A | 9442 | 61E10A | Equine | Post & Rail Fencing | Treated Softwood | 1.2m High | 3 Rails | Timber fencing, 1.2m high, post and 3 rails, 90mm x 38mm softwood rails. 125mm x 100mm treated softwood posts double morticed for rails, 125mm x 125mm corner posts driven into ground at 2.5m centres. | Location Adjustment Applicable (See Guidance Notes) - ERC = UK mean of 1.00 | (BEAMS Note 2) The ERC for this item should be added to all other rateable items on the hereditament (except land). Therefore the total of the ERC of the other Building Items and the P&M ERC (where applicable) to enable the correct contract size adjustment to be made. ERC of Building Component + ERC of P&M = Total ERC to which contract size adjustment should be applied. The appropriate % adjustment should be made in accordance with the scale for contract size adjustment specified under section 6 of the RCG 2023 Guidance notes. The currency ERC rates are set at £4m (Four Million Pounds) @ 1st April 2021 (AVD) for the RCG 2023 Publication. | Rate based on 10 m length of fence with 2 corner posts. | Measure the length of the fence line. | - | - | - | - | The ERC is a unit rate so size variations can be accommodated by pro rata. | Typical Post And Rail Fencing | - | - |  | m | - | 2 - LEISURE | Wayne Cox | Jill Tuplin | #N/A | Option 2 | ERROR | 0% | 25.4854 | 22.3879 | 0% | 0% | 22.3879 | 0% | Price Book Data | P Tompkinson | VOA_GPN_GOV_UK\7249103 | 2021-08-10 | High | Green | Low | - | Evidence doesn't confirm 1.2m height | Updated indices following QA. 21/12/20 - Minor spelling tweaks that were stopping categories merging. | NA | SPONS Landscaping | 1.561 | (BEAMS Note 2) The ERC for this item should be added to all other rateable items on the hereditament (except land). Therefore the total of the ERC of the other Building Items and the P&M ERC (where applicable) to enable the correct contract size adjustment to be made. ERC of Building Component + ERC of P&M = Total ERC to which contract size adjustment should be applied. The appropriate % adjustment should be made in accordance with the scale for contract size adjustment specified under section 6 of the RCG 2021 Guidance notes. The currency ERC rates are set at £4m (Four Million Pounds) @ 1st April 2019 (AVD) for the RCG 2021 Publication. | Typical Post And Rail Fencing | - | 2 | TRUE
1497 | 61E01B | 9941 | 61E01B | Equine | Swimming Pool | Circular | - | - | Equine - Swimming Pool - Circular | Location Adjustment Applicable (See Guidance Notes) - ERC = UK mean of 1.00 | (BEAMS Note 2) The ERC for this item should be added to all other rateable items on the hereditament (except land). Therefore the total of the ERC of the other Building Items and the P&M ERC (where applicable) to enable the correct contract size adjustment to be made. ERC of Building Component + ERC of P&M = Total ERC to which contract size adjustment should be applied. The appropriate % adjustment should be made in accordance with the scale for contract size adjustment specified under section 6 of the RCG 2023 Guidance notes. The currency ERC rates are set at £4m (Four Million Pounds) @ 1st April 2021 (AVD) for the RCG 2023 Publication. | - | - | - | - | - | - | - | - | - | - |  | - | - | NA | NA | NA | #N/A | Option 3 | ERROR | 0% | 0 | 0 | 0% | 0% | 0 | 0% | Redirected | NA | VOA_GPN_GOV_UK\7246041 | 2019-08-30 | Medium | Blue | Low | - | - | Redirected, low risk | NA | SPONS A&B | NA | (BEAMS Note 2) The ERC for this item should be added to all other rateable items on the hereditament (except land). Therefore the total of the ERC of the other Building Items and the P&M ERC (where applicable) to enable the correct contract size adjustment to be made. ERC of Building Component + ERC of P&M = Total ERC to which contract size adjustment should be applied. The appropriate % adjustment should be made in accordance with the scale for contract size adjustment specified under section 6 of the RCG 2021 Guidance notes. The currency ERC rates are set at £4m (Four Million Pounds) @ 1st April 2019 (AVD) for the RCG 2021 Publication. | - | - | 2 | TRUE
1496 | 61E01A | 9402 | 61E01A | Equine | Swimming Pool | Circular Equine Training and Hydro Therapy Pool. | - | - | Circular Equine Hydrotherapy Pool, within insulated Industrial style portal frame building. Pool dimensions internal diameter of 3m external diameter of 9m and 3m deep with 2 m wide ramp at one end. | Location Adjustment Applicable (See Guidance Notes) - ERC = UK mean of 1.00 | (BEAMS Note 2) The ERC for this item should be added to all other rateable items on the hereditament (except land). Therefore the total of the ERC of the other Building Items and the P&M ERC (where applicable) to enable the correct contract size adjustment to be made. ERC of Building Component + ERC of P&M = Total ERC to which contract size adjustment should be applied. The appropriate % adjustment should be made in accordance with the scale for contract size adjustment specified under section 6 of the RCG 2023 Guidance notes. The currency ERC rates are set at £4m (Four Million Pounds) @ 1st April 2021 (AVD) for the RCG 2023 Publication. | The ERC includes the cost of the building and forming a hydrotherapy pool. The building is insulated along with the pool walls and floors and based on 3.5m ht Industrial building. M&E, pumps water heaters, filtration plant duct are not included in the ERC. | - | - | - | - | - | - | Indoor Circular Equine Hydro Therapy Pool with ramp. | photo in evidence tab | - | 61E01B | m2 | - | 2 - LEISURE | Wayne Cox | Jill Tuplin | #N/A | Option 3 | ERROR | 0% | 1082.6278 | 818.2114 | 0% | 0% | 818.2114 | 0% | Price Book Data | P Tompkinson | VOA_GPN_GOV_UK\7249103 | 2022-02-25 | High | Green | Medium | The exact specification is vague and there are discrepancies with the calculated ERC and that in previous lists. | Query whether services should be enhanced to accommodate water heating, humidity control, water filtration and circulation? | Updated indices following QA. 21/12/20 - Wrong CSA chosen, added unit, minor spelling tweaks that were stopping categories merging (adddition spaces etc.) | NA | SPONS A&B | 1.561 | (BEAMS Note 2) The ERC for this item should be added to all other rateable items on the hereditament (except land). Therefore the total of the ERC of the other Building Items and the P&M ERC (where applicable) to enable the correct contract size adjustment to be made. ERC of Building Component + ERC of P&M = Total ERC to which contract size adjustment should be applied. The appropriate % adjustment should be made in accordance with the scale for contract size adjustment specified under section 6 of the RCG 2021 Guidance notes. The currency ERC rates are set at £4m (Four Million Pounds) @ 1st April 2019 (AVD) for the RCG 2021 Publication. | Indoor Circular Equine Hydro Therapy Pool with ramp. | photo in evidence tab | 2 | FALSE
1499 | 61E02B | 9942 | 61E02B | Equine | Swimming Pool | Rectangular | - | - | Equine - Swimming Pool - Rectangular | Location Adjustment Applicable (See Guidance Notes) - ERC = UK mean of 1.00 | (BEAMS Note 2) The ERC for this item should be added to all other rateable items on the hereditament (except land). Therefore the total of the ERC of the other Building Items and the P&M ERC (where applicable) to enable the correct contract size adjustment to be made. ERC of Building Component + ERC of P&M = Total ERC to which contract size adjustment should be applied. The appropriate % adjustment should be made in accordance with the scale for contract size adjustment specified under section 6 of the RCG 2023 Guidance notes. The currency ERC rates are set at £4m (Four Million Pounds) @ 1st April 2021 (AVD) for the RCG 2023 Publication. | - | - | - | - | - | - | - | - | - | - |  | - | - | NA | NA | NA | #N/A | Option 3 | ERROR | 0% | 0 | 0 | 0% | 0% | 0 | 0% | Redirected | NA | VOA_GPN_GOV_UK\7246041 | 2019-08-30 | Medium | Blue | Low | - | - | Redirected, low risk | NA | SPONS A&B | NA | (BEAMS Note 2) The ERC for this item should be added to all other rateable items on the hereditament (except land). Therefore the total of the ERC of the other Building Items and the P&M ERC (where applicable) to enable the correct contract size adjustment to be made. ERC of Building Component + ERC of P&M = Total ERC to which contract size adjustment should be applied. The appropriate % adjustment should be made in accordance with the scale for contract size adjustment specified under section 6 of the RCG 2021 Guidance notes. The currency ERC rates are set at £4m (Four Million Pounds) @ 1st April 2019 (AVD) for the RCG 2021 Publication. | - | - | 2 | TRUE
1498 | 61E02A | 9403 | 61E02A | Equine | Swimming Pool | Rectangular Equine Training and Hydro Therapy Pool. | - | - | Rectangular Equine Hydrotherapy Pool, within insulated Industrial style portal frame building. Pool dimensions 10m long by 3m wide and 3m deep with ramp at one end. | Location Adjustment Applicable (See Guidance Notes) - ERC = UK mean of 1.00 | (BEAMS Note 2) The ERC for this item should be added to all other rateable items on the hereditament (except land). Therefore the total of the ERC of the other Building Items and the P&M ERC (where applicable) to enable the correct contract size adjustment to be made. ERC of Building Component + ERC of P&M = Total ERC to which contract size adjustment should be applied. The appropriate % adjustment should be made in accordance with the scale for contract size adjustment specified under section 6 of the RCG 2023 Guidance notes. The currency ERC rates are set at £4m (Four Million Pounds) @ 1st April 2021 (AVD) for the RCG 2023 Publication. | The ERC includes the cost of the building and forming a hydrotherapy pool. The building is insulated along with the pool walls and floors. M&E, pumps water heaters, filtration plant duct are not included in the ERC. | - | - | - | - | - | - | - | - | - | 61E02B | m2 | - | 2 - LEISURE | Wayne Cox | Jill Tuplin | #N/A | Option 3 | ERROR | 0% | 1012.2852 | 765.049 | 0% | 0% | 765.049 | 0% | Price Book Data | P Tompkinson | VOA_GPN_GOV_UK\7249103 | 2022-02-25 | High | Green | Medium | The exact specification is vague and there are discrepancies with the calculated ERC and that in previous lists. | Query whether services should be enhanced to accommodate water heating, hunidity control, water filration and circulation | Updated indices following QA. 21/12/20 - Wrong CSA chosen, added unit, minor spelling tweaks that were stopping categories merging (adddition spaces etc.) | NA | SPONS A&B | 1.561 | (BEAMS Note 2) The ERC for this item should be added to all other rateable items on the hereditament (except land). Therefore the total of the ERC of the other Building Items and the P&M ERC (where applicable) to enable the correct contract size adjustment to be made. ERC of Building Component + ERC of P&M = Total ERC to which contract size adjustment should be applied. The appropriate % adjustment should be made in accordance with the scale for contract size adjustment specified under section 6 of the RCG 2021 Guidance notes. The currency ERC rates are set at £4m (Four Million Pounds) @ 1st April 2019 (AVD) for the RCG 2021 Publication. | - | - | 2 | FALSE
1500 | 42U50N | 4428 | 42U50N | Equipment cabinets | Steel or GRP | Large walk in | 2.0m x 1.0m | 2.0m ht | Plastic coated steel outer and inner panels with foam insulation (25mm to walls and 50mm to roof), with stainless steel floor panels. Single or double doors of composite panels with locking handles and stainless steel hinges and door stays. Typical of Glasdon Cadet range. | Location Adjustment Applicable (See Guidance Notes) - ERC = UK mean of 1.00 | (BEAMS Note 2) The ERC for this item should be added to all other rateable items on the hereditament (except land). Therefore the total of the ERC of the other Building Items and the P&M ERC (where applicable) to enable the correct contract size adjustment to be made. ERC of Building Component + ERC of P&M = Total ERC to which contract size adjustment should be applied. The appropriate % adjustment should be made in accordance with the scale for contract size adjustment specified under section 6 of the RCG 2023 Guidance notes. The currency ERC rates are set at £4m (Four Million Pounds) @ 1st April 2021 (AVD) for the RCG 2023 Publication. | Cost excludes base slab - see Foundations . See variations for services. | External dimensions govern cost code required. | - | - | - | - | Connection to water supply £550. Connection to electrical power supply £550. | Photo 1 - Small cabinet Photo 2 - Medium Cabinet Photo 3 - Large cabinet - tall enough to stand inside. | Usually from standard range of cabinets. | 10185 |  | Each | one | NA | NA | NA | 2868.4375 | Option 2 | 3376.7434 | 17.72% | 0 | 0 | -100% | -100% | 0 | -100% | Redirected | NA | VOA_GPN_GOV_UK\7246041 | 2022-02-25 | Medium | Amber | Medium | Risk taken from previous CG | - | - | NA | Supplier/Manufacturer | NA | (BEAMS Note 2) The ERC for this item should be added to all other rateable items on the hereditament (except land). Therefore the total of the ERC of the other Building Items and the P&M ERC (where applicable) to enable the correct contract size adjustment to be made. ERC of Building Component + ERC of P&M = Total ERC to which contract size adjustment should be applied. The appropriate % adjustment should be made in accordance with the scale for contract size adjustment specified under section 6 of the RCG 2021 Guidance notes. The currency ERC rates are set at £4m (Four Million Pounds) @ 1st April 2019 (AVD) for the RCG 2021 Publication. | Photo 1 - Small cabinet Photo 2 - Medium Cabinet Photo 3 - Large cabinet - tall enough to stand inside. | Usually from standard range of cabinets. | 2 | FALSE
1501 | 42U50E | 4788 | 42U50E | Equipment cabinets | Steel or GRP | Medium | 0.8m x 1.0m | 1.0m ht | Plastic coated steel outer and inner panels with foam insulation (25mm to walls and 50mm to roof), with stainless steel floor panels. Single or double doors of composite panels with locking handles and stainless steel hinges and door stays. Typical of Glasdon Cadet range. | Location Adjustment Applicable (See Guidance Notes) - ERC = UK mean of 1.00 | (BEAMS Note 2) The ERC for this item should be added to all other rateable items on the hereditament (except land). Therefore the total of the ERC of the other Building Items and the P&M ERC (where applicable) to enable the correct contract size adjustment to be made. ERC of Building Component + ERC of P&M = Total ERC to which contract size adjustment should be applied. The appropriate % adjustment should be made in accordance with the scale for contract size adjustment specified under section 6 of the RCG 2023 Guidance notes. The currency ERC rates are set at £4m (Four Million Pounds) @ 1st April 2021 (AVD) for the RCG 2023 Publication. | Cost excludes base slab - see Foundations . See variations for services. | External dimensions govern cost code required. | - | - | - | - | Connection to electrical power supply £400. | Photo 1 - Small cabinet Photo 2 - Medium Cabinet Photo 3 - Large cabinet - tall enough to stand inside. | Usually from standard range of cabinets. | 10185 |  | Each | one | NA | NA | NA | 1301.5 | Option 2 | 1532.1343 | 17.72% | 0 | 0 | -100% | -100% | 0 | -100% | Redirected | NA | VOA_GPN_GOV_UK\7246041 | 2022-02-25 | Medium | Amber | Medium | Risk taken from previous CG | - | - | NA | Supplier/Manufacturer | NA | (BEAMS Note 2) The ERC for this item should be added to all other rateable items on the hereditament (except land). Therefore the total of the ERC of the other Building Items and the P&M ERC (where applicable) to enable the correct contract size adjustment to be made. ERC of Building Component + ERC of P&M = Total ERC to which contract size adjustment should be applied. The appropriate % adjustment should be made in accordance with the scale for contract size adjustment specified under section 6 of the RCG 2021 Guidance notes. The currency ERC rates are set at £4m (Four Million Pounds) @ 1st April 2019 (AVD) for the RCG 2021 Publication. | Photo 1 - Small cabinet Photo 2 - Medium Cabinet Photo 3 - Large cabinet - tall enough to stand inside. | Usually from standard range of cabinets. | 2 | FALSE
1502 | 42U50G | 4789 | 42U50G | Equipment cabinets | Steel or GRP | Medium | 1.0m x 1.0m | 1.0m ht | Plastic coated steel outer and inner panels with foam insulation (25mm to walls and 50mm to roof), with stainless steel floor panels. Single or double doors of composite panels with locking handles and stainless steel hinges and door stays. Typical of Glasdon Cadet range. | Location Adjustment Applicable (See Guidance Notes) - ERC = UK mean of 1.00 | (BEAMS Note 2) The ERC for this item should be added to all other rateable items on the hereditament (except land). Therefore the total of the ERC of the other Building Items and the P&M ERC (where applicable) to enable the correct contract size adjustment to be made. ERC of Building Component + ERC of P&M = Total ERC to which contract size adjustment should be applied. The appropriate % adjustment should be made in accordance with the scale for contract size adjustment specified under section 6 of the RCG 2023 Guidance notes. The currency ERC rates are set at £4m (Four Million Pounds) @ 1st April 2021 (AVD) for the RCG 2023 Publication. | Cost excludes base slab - see Foundations . See variations for services. | External dimensions govern cost code required. | - | - | - | - | Connection to electrical power supply £400. | Photo 1 - Small cabinet Photo 2 - Medium Cabinet Photo 3 - Large cabinet - tall enough to stand inside. | Usually from standard range of cabinets. | 10185 |  | Each | one | NA | NA | NA | 1327.1875 | Option 2 | 1562.3738 | 17.72% | 0 | 0 | -100% | -100% | 0 | -100% | Redirected | NA | VOA_GPN_GOV_UK\7246041 | 2022-02-25 | Medium | Amber | Medium | Risk taken from previous CG | - | - | NA | Supplier/Manufacturer | NA | (BEAMS Note 2) The ERC for this item should be added to all other rateable items on the hereditament (except land). Therefore the total of the ERC of the other Building Items and the P&M ERC (where applicable) to enable the correct contract size adjustment to be made. ERC of Building Component + ERC of P&M = Total ERC to which contract size adjustment should be applied. The appropriate % adjustment should be made in accordance with the scale for contract size adjustment specified under section 6 of the RCG 2021 Guidance notes. The currency ERC rates are set at £4m (Four Million Pounds) @ 1st April 2019 (AVD) for the RCG 2021 Publication. | Photo 1 - Small cabinet Photo 2 - Medium Cabinet Photo 3 - Large cabinet - tall enough to stand inside. | Usually from standard range of cabinets. | 2 | FALSE
1503 | 42U50J | 4426 | 42U50J | Equipment cabinets | Steel or GRP | Medium | 1.2m x 1.0m | 1.0m ht | Plastic coated steel outer and inner panels with foam insulation (25mm to walls and 50mm to roof), with stainless steel floor panels. Single or double doors of composite panels with locking handles and stainless steel hinges and door stays. Typical of Glasdon Cadet range. | Location Adjustment Applicable (See Guidance Notes) - ERC = UK mean of 1.00 | (BEAMS Note 2) The ERC for this item should be added to all other rateable items on the hereditament (except land). Therefore the total of the ERC of the other Building Items and the P&M ERC (where applicable) to enable the correct contract size adjustment to be made. ERC of Building Component + ERC of P&M = Total ERC to which contract size adjustment should be applied. The appropriate % adjustment should be made in accordance with the scale for contract size adjustment specified under section 6 of the RCG 2023 Guidance notes. The currency ERC rates are set at £4m (Four Million Pounds) @ 1st April 2021 (AVD) for the RCG 2023 Publication. | Cost excludes base slab - see Foundations . See variations for services. | External dimensions govern cost code required. | - | - | - | - | Connection to electrical power supply £400. | Photo 1 - Small cabinet Photo 2 - Medium Cabinet Photo 3 - Large cabinet - tall enough to stand inside. | Usually from standard range of cabinets. | 10185 |  | Each | one | NA | NA | NA | 1798.125 | Option 2 | 2116.7645 | 17.72% | 0 | 0 | -100% | -100% | 0 | -100% | Redirected | NA | VOA_GPN_GOV_UK\7246041 | 2022-02-25 | Medium | Amber | Medium | Risk taken from previous CG | - | - | NA | Supplier/Manufacturer | NA | (BEAMS Note 2) The ERC for this item should be added to all other rateable items on the hereditament (except land). Therefore the total of the ERC of the other Building Items and the P&M ERC (where applicable) to enable the correct contract size adjustment to be made. ERC of Building Component + ERC of P&M = Total ERC to which contract size adjustment should be applied. The appropriate % adjustment should be made in accordance with the scale for contract size adjustment specified under section 6 of the RCG 2021 Guidance notes. The currency ERC rates are set at £4m (Four Million Pounds) @ 1st April 2019 (AVD) for the RCG 2021 Publication. | Photo 1 - Small cabinet Photo 2 - Medium Cabinet Photo 3 - Large cabinet - tall enough to stand inside. | Usually from standard range of cabinets. | 2 | FALSE
1504 | 42U50L | 4427 | 42U50L | Equipment cabinets | Steel or GRP | Medium | 1.5m x 1.0m | 1.5m ht | Plastic coated steel outer and inner panels with foam insulation (25mm to walls and 50mm to roof), with stainless steel floor panels. Single or double doors of composite panels with locking handles and stainless steel hinges and door stays. Typical of Glasdon Cadet range. | Location Adjustment Applicable (See Guidance Notes) - ERC = UK mean of 1.00 | (BEAMS Note 2) The ERC for this item should be added to all other rateable items on the hereditament (except land). Therefore the total of the ERC of the other Building Items and the P&M ERC (where applicable) to enable the correct contract size adjustment to be made. ERC of Building Component + ERC of P&M = Total ERC to which contract size adjustment should be applied. The appropriate % adjustment should be made in accordance with the scale for contract size adjustment specified under section 6 of the RCG 2023 Guidance notes. The currency ERC rates are set at £4m (Four Million Pounds) @ 1st April 2021 (AVD) for the RCG 2023 Publication. | Cost excludes base slab - see Foundations . See variations for services. | External dimensions govern cost code required. | - | - | - | - | Connection to electrical power supply £400. | Photo 1 - Small cabinet Photo 2 - Medium Cabinet Photo 3 - Large cabinet - tall enough to stand inside. | Usually from standard range of cabinets. | 10185 |  | Each | one | NA | NA | NA | 2457.4375 | Option 2 | 2892.9115 | 17.72% | 0 | 0 | -100% | -100% | 0 | -100% | Redirected | NA | VOA_GPN_GOV_UK\7246041 | 2022-02-25 | Medium | Amber | Medium | Risk taken from previous CG | - | - | NA | Supplier/Manufacturer | NA | (BEAMS Note 2) The ERC for this item should be added to all other rateable items on the hereditament (except land). Therefore the total of the ERC of the other Building Items and the P&M ERC (where applicable) to enable the correct contract size adjustment to be made. ERC of Building Component + ERC of P&M = Total ERC to which contract size adjustment should be applied. The appropriate % adjustment should be made in accordance with the scale for contract size adjustment specified under section 6 of the RCG 2021 Guidance notes. The currency ERC rates are set at £4m (Four Million Pounds) @ 1st April 2019 (AVD) for the RCG 2021 Publication. | Photo 1 - Small cabinet Photo 2 - Medium Cabinet Photo 3 - Large cabinet - tall enough to stand inside. | Usually from standard range of cabinets. | 2 | FALSE
1505 | 42U50A | 4425 | 42U50A | Equipment cabinets | Steel or GRP | Small | 0.45m x 0.4m | 0.6m ht | Plastic coated steel outer and inner panels with foam insulation (25mm to walls and 50mm to roof), with stainless steel floor panels. Single or double doors of composite panels with locking handles and stainless steel hinges and door stays. Typical of Glasdon Cadet range. | Location Adjustment Applicable (See Guidance Notes) - ERC = UK mean of 1.00 | (BEAMS Note 2) The ERC for this item should be added to all other rateable items on the hereditament (except land). Therefore the total of the ERC of the other Building Items and the P&M ERC (where applicable) to enable the correct contract size adjustment to be made. ERC of Building Component + ERC of P&M = Total ERC to which contract size adjustment should be applied. The appropriate % adjustment should be made in accordance with the scale for contract size adjustment specified under section 6 of the RCG 2023 Guidance notes. The currency ERC rates are set at £4m (Four Million Pounds) @ 1st April 2021 (AVD) for the RCG 2023 Publication. | Cost excludes base slab - see Foundations . See variations for services. | External dimensions govern cost code required. | - | - | - | - | Connection to electrical power supply £400. | Photo 1 - Small cabinet Photo 2 - Medium Cabinet Photo 3 - Large cabinet - tall enough to stand inside. | Usually from standard range of cabinets. | 10185 |  | Each | one | NA | NA | NA | 723.5312 | Option 2 | 851.7457 | 17.72% | 0 | 0 | -100% | -100% | 0 | -100% | Redirected | NA | VOA_GPN_GOV_UK\7246041 | 2022-02-25 | Medium | Amber | Medium | Risk taken from previous CG | - | - | NA | Supplier/Manufacturer | NA | (BEAMS Note 2) The ERC for this item should be added to all other rateable items on the hereditament (except land). Therefore the total of the ERC of the other Building Items and the P&M ERC (where applicable) to enable the correct contract size adjustment to be made. ERC of Building Component + ERC of P&M = Total ERC to which contract size adjustment should be applied. The appropriate % adjustment should be made in accordance with the scale for contract size adjustment specified under section 6 of the RCG 2021 Guidance notes. The currency ERC rates are set at £4m (Four Million Pounds) @ 1st April 2019 (AVD) for the RCG 2021 Publication. | Photo 1 - Small cabinet Photo 2 - Medium Cabinet Photo 3 - Large cabinet - tall enough to stand inside. | Usually from standard range of cabinets. | 2 | FALSE
1506 | 42U50C | 4787 | 42U50C | Equipment cabinets | Steel or GRP | Small | 0.6m x 0.6m | 0.8m ht | Plastic coated steel outer and inner panels with foam insulation (25mm to walls and 50mm to roof), with stainless steel floor panels. Single or double doors of composite panels with locking handles and stainless steel hinges and door stays. Typical of Glasdon Cadet range. | Location Adjustment Applicable (See Guidance Notes) - ERC = UK mean of 1.00 | (BEAMS Note 2) The ERC for this item should be added to all other rateable items on the hereditament (except land). Therefore the total of the ERC of the other Building Items and the P&M ERC (where applicable) to enable the correct contract size adjustment to be made. ERC of Building Component + ERC of P&M = Total ERC to which contract size adjustment should be applied. The appropriate % adjustment should be made in accordance with the scale for contract size adjustment specified under section 6 of the RCG 2023 Guidance notes. The currency ERC rates are set at £4m (Four Million Pounds) @ 1st April 2021 (AVD) for the RCG 2023 Publication. | Cost excludes base slab - see Foundations . See variations for services. | External dimensions govern cost code required. | - | - | - | - | Connection to electrical power supply £400. | Photo 1 - Small cabinet Photo 2 - Medium Cabinet Photo 3 - Large cabinet - tall enough to stand inside. | Usually from standard range of cabinets. | 10185 |  | Each | one | NA | NA | NA | 899.0625 | Option 2 | 1058.3823 | 17.72% | 0 | 0 | -100% | -100% | 0 | -100% | Redirected | NA | VOA_GPN_GOV_UK\7246041 | 2022-02-25 | Medium | Amber | Medium | Risk taken from previous CG | - | - | NA | Supplier/Manufacturer | NA | (BEAMS Note 2) The ERC for this item should be added to all other rateable items on the hereditament (except land). Therefore the total of the ERC of the other Building Items and the P&M ERC (where applicable) to enable the correct contract size adjustment to be made. ERC of Building Component + ERC of P&M = Total ERC to which contract size adjustment should be applied. The appropriate % adjustment should be made in accordance with the scale for contract size adjustment specified under section 6 of the RCG 2021 Guidance notes. The currency ERC rates are set at £4m (Four Million Pounds) @ 1st April 2019 (AVD) for the RCG 2021 Publication. | Photo 1 - Small cabinet Photo 2 - Medium Cabinet Photo 3 - Large cabinet - tall enough to stand inside. | Usually from standard range of cabinets. | 2 | FALSE
1507 | 41P80A | 6160 | 41P80A | Factory buildings process | Heavy - brick wall | Insulated | <= 500m² | Eaves ht - 3.0m | Foundations : Concrete pad and strip foundations. Floor : 250mm mesh reinforced concrete floor. Frame : Heavy steel frame. Walls : Reinforced cavity brickwork to eaves; metal windows; access doors goods/personnel. Roof : Double skin (insulated) profiled asbestos sheet fixed to steel purlins with plastic headed screws, translucent sheet glazing; rainwater gutters, down pipes and drainage. Services : Electric light and power, water laid on, toilets, unheated. | Location Adjustment Applicable (See Guidance Notes) - ERC = UK mean of 1.00 | (BEAMS Note 2) The ERC for this item should be added to all other rateable items on the hereditament (except land). Therefore the total of the ERC of the other Building Items and the P&M ERC (where applicable) to enable the correct contract size adjustment to be made. ERC of Building Component + ERC of P&M = Total ERC to which contract size adjustment should be applied. The appropriate % adjustment should be made in accordance with the scale for contract size adjustment specified under section 6 of the RCG 2023 Guidance notes. The currency ERC rates are set at £4m (Four Million Pounds) @ 1st April 2021 (AVD) for the RCG 2023 Publication. | Costs exclude external works. | Measure to GIA | - | - | The plant and machinery listed in the description has been included in this costing. | - | - | Factory Buildings - Process Heavy, Insulated Brick Walls | - | 10092 |  | M2 | - | NA | NA | NA | 386.7206 | Option 1 | 479.4577 | 23.98% | 0 | 0 | -100% | -100% | 0 | -100% | Redirected | NA | VOA_GPN_GOV_UK\7246041 | 2019-08-30 | Low | - | - | Redirected, low risk | NA | - | NA | SPONS A&B | NA | (BEAMS Note 2) The ERC for this item should be added to all other rateable items on the hereditament (except land). Therefore the total of the ERC of the other Building Items and the P&M ERC (where applicable) to enable the correct contract size adjustment to be made. ERC of Building Component + ERC of P&M = Total ERC to which contract size adjustment should be applied. The appropriate % adjustment should be made in accordance with the scale for contract size adjustment specified under section 6 of the RCG 2021 Guidance notes. The currency ERC rates are set at £4m (Four Million Pounds) @ 1st April 2019 (AVD) for the RCG 2021 Publication. | Factory Buildings - Process Heavy, Insulated Brick Walls | - | 2 | TRUE
1508 | 41P80B | 6161 | 41P80B | Factory buildings process | Heavy - brick wall | Insulated | <= 500m² | Eaves ht - 3.5m | Foundations : Concrete pad and strip foundations. Floor : 250mm mesh reinforced concrete floor. Frame : Heavy steel frame. Walls : Reinforced cavity brickwork to eaves; metal windows; access doors goods/personnel. Roof : Double skin (insulated) profiled asbestos sheet fixed to steel purlins with plastic headed screws, translucent sheet glazing; rainwater gutters, down pipes and drainage. Services : Electric light and power, water laid on, toilets, unheated. | Location Adjustment Applicable (See Guidance Notes) - ERC = UK mean of 1.00 | (BEAMS Note 2) The ERC for this item should be added to all other rateable items on the hereditament (except land). Therefore the total of the ERC of the other Building Items and the P&M ERC (where applicable) to enable the correct contract size adjustment to be made. ERC of Building Component + ERC of P&M = Total ERC to which contract size adjustment should be applied. The appropriate % adjustment should be made in accordance with the scale for contract size adjustment specified under section 6 of the RCG 2023 Guidance notes. The currency ERC rates are set at £4m (Four Million Pounds) @ 1st April 2021 (AVD) for the RCG 2023 Publication. | Costs exclude external works. | Measure to GIA | - | - | The plant and machinery listed in the description has been included in this costing. | - | - | Factory Buildings - Process Heavy, Insulated Brick Walls | - | 10092 |  | M2 | - | NA | NA | NA | 399.0218 | Option 1 | 494.7089 | 23.98% | 0 | 0 | -100% | -100% | 0 | -100% | Redirected | NA | VOA_GPN_GOV_UK\7246041 | 2019-08-30 | Low | - | - | Redirected, low risk | NA | - | NA | SPONS A&B | NA | (BEAMS Note 2) The ERC for this item should be added to all other rateable items on the hereditament (except land). Therefore the total of the ERC of the other Building Items and the P&M ERC (where applicable) to enable the correct contract size adjustment to be made. ERC of Building Component + ERC of P&M = Total ERC to which contract size adjustment should be applied. The appropriate % adjustment should be made in accordance with the scale for contract size adjustment specified under section 6 of the RCG 2021 Guidance notes. The currency ERC rates are set at £4m (Four Million Pounds) @ 1st April 2019 (AVD) for the RCG 2021 Publication. | Factory Buildings - Process Heavy, Insulated Brick Walls | - | 2 | TRUE
1509 | 41P80C | 6162 | 41P80C | Factory buildings process | Heavy - brick wall | Insulated | <= 500m² | Eaves ht - 4.0m | Foundations : Concrete pad and strip foundations. Floor : 250mm mesh reinforced concrete floor. Frame : Heavy steel frame. Walls : Reinforced cavity brickwork to eaves; metal windows; access doors goods/personnel. Roof : Double skin (insulated) profiled asbestos sheet fixed to steel purlins with plastic headed screws, translucent sheet glazing; rainwater gutters, down pipes and drainage. Services : Electric light and power, water laid on, toilets, unheated. | Location Adjustment Applicable (See Guidance Notes) - ERC = UK mean of 1.00 | (BEAMS Note 2) The ERC for this item should be added to all other rateable items on the hereditament (except land). Therefore the total of the ERC of the other Building Items and the P&M ERC (where applicable) to enable the correct contract size adjustment to be made. ERC of Building Component + ERC of P&M = Total ERC to which contract size adjustment should be applied. The appropriate % adjustment should be made in accordance with the scale for contract size adjustment specified under section 6 of the RCG 2023 Guidance notes. The currency ERC rates are set at £4m (Four Million Pounds) @ 1st April 2021 (AVD) for the RCG 2023 Publication. | Costs exclude external works. | Measure to GIA | - | - | The plant and machinery listed in the description has been included in this costing. | - | - | Factory Buildings - Process Heavy, Insulated Brick Walls | - | 10092 |  | M2 | - | NA | NA | NA | 412.0919 | Option 1 | 510.9132 | 23.98% | 0 | 0 | -100% | -100% | 0 | -100% | Redirected | NA | VOA_GPN_GOV_UK\7246041 | 2019-08-30 | Low | - | - | Redirected, low risk | NA | - | NA | SPONS A&B | NA | (BEAMS Note 2) The ERC for this item should be added to all other rateable items on the hereditament (except land). Therefore the total of the ERC of the other Building Items and the P&M ERC (where applicable) to enable the correct contract size adjustment to be made. ERC of Building Component + ERC of P&M = Total ERC to which contract size adjustment should be applied. The appropriate % adjustment should be made in accordance with the scale for contract size adjustment specified under section 6 of the RCG 2021 Guidance notes. The currency ERC rates are set at £4m (Four Million Pounds) @ 1st April 2019 (AVD) for the RCG 2021 Publication. | Factory Buildings - Process Heavy, Insulated Brick Walls | - | 2 | TRUE
1510 | 41P80E | 6163 | 41P80E | Factory buildings process | Heavy - brick wall | Insulated | <= 500m² | Eaves ht - 4.5m | Foundations : Concrete pad and strip foundations. Floor : 250mm mesh reinforced concrete floor. Frame : Heavy steel frame. Walls : Reinforced cavity brickwork to eaves; metal windows; access doors goods/personnel. Roof : Double skin (insulated) profiled asbestos sheet fixed to steel purlins with plastic headed screws, translucent sheet glazing; rainwater gutters, down pipes and drainage. Services : Electric light and power, water laid on, toilets, unheated. | Location Adjustment Applicable (See Guidance Notes) - ERC = UK mean of 1.00 | (BEAMS Note 2) The ERC for this item should be added to all other rateable items on the hereditament (except land). Therefore the total of the ERC of the other Building Items and the P&M ERC (where applicable) to enable the correct contract size adjustment to be made. ERC of Building Component + ERC of P&M = Total ERC to which contract size adjustment should be applied. The appropriate % adjustment should be made in accordance with the scale for contract size adjustment specified under section 6 of the RCG 2023 Guidance notes. The currency ERC rates are set at £4m (Four Million Pounds) @ 1st April 2021 (AVD) for the RCG 2023 Publication. | Costs exclude external works. | Measure to GIA | - | - | The plant and machinery listed in the description has been included in this costing. | - | - | Factory Buildings - Process Heavy, Insulated Brick Walls | - | 10092 |  | M2 | - | NA | NA | NA | 424.3931 | Option 1 | 526.1643 | 23.98% | 0 | 0 | -100% | -100% | 0 | -100% | Redirected | NA | VOA_GPN_GOV_UK\7246041 | 2019-08-30 | Low | - | - | Redirected, low risk | NA | - | NA | SPONS A&B | NA | (BEAMS Note 2) The ERC for this item should be added to all other rateable items on the hereditament (except land). Therefore the total of the ERC of the other Building Items and the P&M ERC (where applicable) to enable the correct contract size adjustment to be made. ERC of Building Component + ERC of P&M = Total ERC to which contract size adjustment should be applied. The appropriate % adjustment should be made in accordance with the scale for contract size adjustment specified under section 6 of the RCG 2021 Guidance notes. The currency ERC rates are set at £4m (Four Million Pounds) @ 1st April 2019 (AVD) for the RCG 2021 Publication. | Factory Buildings - Process Heavy, Insulated Brick Walls | - | 2 | TRUE
1511 | 41P80F | 6164 | 41P80F | Factory buildings process | Heavy - brick wall | Insulated | <= 500m² | Eaves ht - 5.0m | Foundations : Concrete pad and strip foundations. Floor : 250mm mesh reinforced concrete floor. Frame : Heavy steel frame. Walls : Reinforced cavity brickwork to eaves; metal windows; access doors goods/personnel. Roof : Double skin (insulated) profiled asbestos sheet fixed to steel purlins with plastic headed screws, translucent sheet glazing; rainwater gutters, down pipes and drainage. Services : Electric light and power, water laid on, toilets, unheated. | Location Adjustment Applicable (See Guidance Notes) - ERC = UK mean of 1.00 | (BEAMS Note 2) The ERC for this item should be added to all other rateable items on the hereditament (except land). Therefore the total of the ERC of the other Building Items and the P&M ERC (where applicable) to enable the correct contract size adjustment to be made. ERC of Building Component + ERC of P&M = Total ERC to which contract size adjustment should be applied. The appropriate % adjustment should be made in accordance with the scale for contract size adjustment specified under section 6 of the RCG 2023 Guidance notes. The currency ERC rates are set at £4m (Four Million Pounds) @ 1st April 2021 (AVD) for the RCG 2023 Publication. | Costs exclude external works. | Measure to GIA | - | - | The plant and machinery listed in the description has been included in this costing. | - | - | Factory Buildings - Process Heavy, Insulated Brick Walls | - | 10092 |  | M2 | - | NA | NA | NA | 437.4632 | Option 1 | 542.3687 | 23.98% | 0 | 0 | -100% | -100% | 0 | -100% | Redirected | NA | VOA_GPN_GOV_UK\7246041 | 2019-08-30 | Low | - | - | Redirected, low risk | NA | - | NA | SPONS A&B | NA | (BEAMS Note 2) The ERC for this item should be added to all other rateable items on the hereditament (except land). Therefore the total of the ERC of the other Building Items and the P&M ERC (where applicable) to enable the correct contract size adjustment to be made. ERC of Building Component + ERC of P&M = Total ERC to which contract size adjustment should be applied. The appropriate % adjustment should be made in accordance with the scale for contract size adjustment specified under section 6 of the RCG 2021 Guidance notes. The currency ERC rates are set at £4m (Four Million Pounds) @ 1st April 2019 (AVD) for the RCG 2021 Publication. | Factory Buildings - Process Heavy, Insulated Brick Walls | - | 2 | TRUE
1512 | 41P80G | 6165 | 41P80G | Factory buildings process | Heavy - brick wall | Insulated | <= 500m² | Eaves ht - 5.5m | Foundations : Concrete pad and strip foundations. Floor : 250mm mesh reinforced concrete floor. Frame : Heavy steel frame. Walls : Reinforced cavity brickwork to eaves; metal windows; access doors goods/personnel. Roof : Double skin (insulated) profiled asbestos sheet fixed to steel purlins with plastic headed screws, translucent sheet glazing; rainwater gutters, down pipes and drainage. Services : Electric light and power, water laid on, toilets, unheated. | Location Adjustment Applicable (See Guidance Notes) - ERC = UK mean of 1.00 | (BEAMS Note 2) The ERC for this item should be added to all other rateable items on the hereditament (except land). Therefore the total of the ERC of the other Building Items and the P&M ERC (where applicable) to enable the correct contract size adjustment to be made. ERC of Building Component + ERC of P&M = Total ERC to which contract size adjustment should be applied. The appropriate % adjustment should be made in accordance with the scale for contract size adjustment specified under section 6 of the RCG 2023 Guidance notes. The currency ERC rates are set at £4m (Four Million Pounds) @ 1st April 2021 (AVD) for the RCG 2023 Publication. | Costs exclude external works. | Measure to GIA | - | - | The plant and machinery listed in the description has been included in this costing. | - | - | Factory Buildings - Process Heavy, Insulated Brick Walls | - | 10092 |  | M2 | - | NA | NA | NA | 481.2864 | Option 1 | 596.7009 | 23.98% | 0 | 0 | -100% | -100% | 0 | -100% | Redirected | NA | VOA_GPN_GOV_UK\7246041 | 2019-08-30 | Low | - | - | Redirected, low risk | NA | - | NA | SPONS A&B | NA | (BEAMS Note 2) The ERC for this item should be added to all other rateable items on the hereditament (except land). Therefore the total of the ERC of the other Building Items and the P&M ERC (where applicable) to enable the correct contract size adjustment to be made. ERC of Building Component + ERC of P&M = Total ERC to which contract size adjustment should be applied. The appropriate % adjustment should be made in accordance with the scale for contract size adjustment specified under section 6 of the RCG 2021 Guidance notes. The currency ERC rates are set at £4m (Four Million Pounds) @ 1st April 2019 (AVD) for the RCG 2021 Publication. | Factory Buildings - Process Heavy, Insulated Brick Walls | - | 2 | TRUE
1513 | 41P80H | 6166 | 41P80H | Factory buildings process | Heavy - brick wall | Insulated | <= 500m² | Eaves ht - 6.0m | Foundations : Concrete pad and strip foundations. Floor : 250mm mesh reinforced concrete floor. Frame : Heavy steel frame. Walls : Reinforced cavity brickwork to eaves; metal windows; access doors goods/personnel. Roof : Double skin (insulated) profiled asbestos sheet fixed to steel purlins with plastic headed screws, translucent sheet glazing; rainwater gutters, down pipes and drainage. Services : Electric light and power, water laid on, toilets, unheated. | Location Adjustment Applicable (See Guidance Notes) - ERC = UK mean of 1.00 | (BEAMS Note 2) The ERC for this item should be added to all other rateable items on the hereditament (except land). Therefore the total of the ERC of the other Building Items and the P&M ERC (where applicable) to enable the correct contract size adjustment to be made. ERC of Building Component + ERC of P&M = Total ERC to which contract size adjustment should be applied. The appropriate % adjustment should be made in accordance with the scale for contract size adjustment specified under section 6 of the RCG 2023 Guidance notes. The currency ERC rates are set at £4m (Four Million Pounds) @ 1st April 2021 (AVD) for the RCG 2023 Publication. | Costs exclude external works. | Measure to GIA | - | - | The plant and machinery listed in the description has been included in this costing. | - | - | Factory Buildings - Process Heavy, Insulated Brick Walls | - | 10092 |  | M2 | - | NA | NA | NA | 496.663 | Option 1 | 615.7648 | 23.98% | 0 | 0 | -100% | -100% | 0 | -100% | Redirected | NA | VOA_GPN_GOV_UK\7246041 | 2019-08-30 | Low | - | - | Redirected, low risk | NA | - | NA | SPONS A&B | NA | (BEAMS Note 2) The ERC for this item should be added to all other rateable items on the hereditament (except land). Therefore the total of the ERC of the other Building Items and the P&M ERC (where applicable) to enable the correct contract size adjustment to be made. ERC of Building Component + ERC of P&M = Total ERC to which contract size adjustment should be applied. The appropriate % adjustment should be made in accordance with the scale for contract size adjustment specified under section 6 of the RCG 2021 Guidance notes. The currency ERC rates are set at £4m (Four Million Pounds) @ 1st April 2019 (AVD) for the RCG 2021 Publication. | Factory Buildings - Process Heavy, Insulated Brick Walls | - | 2 | TRUE
1514 | 41P80J | 6167 | 41P80J | Factory buildings process | Heavy - brick wall | Insulated | <= 500m² | Eaves ht - 6.5m | Foundations : Concrete pad and strip foundations. Floor : 250mm mesh reinforced concrete floor. Frame : Heavy steel frame. Walls : Reinforced cavity brickwork to eaves; metal windows; access doors goods/personnel. Roof : Double skin (insulated) profiled asbestos sheet fixed to steel purlins with plastic headed screws, translucent sheet glazing; rainwater gutters, down pipes and drainage. Services : Electric light and power, water laid on, toilets, unheated. | Location Adjustment Applicable (See Guidance Notes) - ERC = UK mean of 1.00 | (BEAMS Note 2) The ERC for this item should be added to all other rateable items on the hereditament (except land). Therefore the total of the ERC of the other Building Items and the P&M ERC (where applicable) to enable the correct contract size adjustment to be made. ERC of Building Component + ERC of P&M = Total ERC to which contract size adjustment should be applied. The appropriate % adjustment should be made in accordance with the scale for contract size adjustment specified under section 6 of the RCG 2023 Guidance notes. The currency ERC rates are set at £4m (Four Million Pounds) @ 1st April 2021 (AVD) for the RCG 2023 Publication. | Costs exclude external works. | Measure to GIA | - | - | The plant and machinery listed in the description has been included in this costing. | - | - | Factory Buildings - Process Heavy, Insulated Brick Walls | - | 10092 |  | M2 | - | NA | NA | NA | 512.0395 | Option 1 | 634.8287 | 23.98% | 0 | 0 | -100% | -100% | 0 | -100% | Redirected | NA | VOA_GPN_GOV_UK\7246041 | 2019-08-30 | Low | - | - | Redirected, low risk | NA | - | NA | SPONS A&B | NA | (BEAMS Note 2) The ERC for this item should be added to all other rateable items on the hereditament (except land). Therefore the total of the ERC of the other Building Items and the P&M ERC (where applicable) to enable the correct contract size adjustment to be made. ERC of Building Component + ERC of P&M = Total ERC to which contract size adjustment should be applied. The appropriate % adjustment should be made in accordance with the scale for contract size adjustment specified under section 6 of the RCG 2021 Guidance notes. The currency ERC rates are set at £4m (Four Million Pounds) @ 1st April 2019 (AVD) for the RCG 2021 Publication. | Factory Buildings - Process Heavy, Insulated Brick Walls | - | 2 | TRUE
1515 | 41P80L | 5656 | 41P80L | Factory buildings process | Heavy - brick wall | Insulated | <= 500m² | Eaves ht - 7.0m | Foundations : Concrete pad and strip foundations. Floor : 250mm mesh reinforced concrete floor. Frame : Heavy steel frame. Walls : Reinforced cavity brickwork to eaves; metal windows; access doors goods/personnel. Roof : Double skin (insulated) profiled asbestos sheet fixed to steel purlins with plastic headed screws, translucent sheet glazing; rainwater gutters, down pipes and drainage. Services : Electric light and power, water laid on, toilets, unheated. | Location Adjustment Applicable (See Guidance Notes) - ERC = UK mean of 1.00 | (BEAMS Note 2) The ERC for this item should be added to all other rateable items on the hereditament (except land). Therefore the total of the ERC of the other Building Items and the P&M ERC (where applicable) to enable the correct contract size adjustment to be made. ERC of Building Component + ERC of P&M = Total ERC to which contract size adjustment should be applied. The appropriate % adjustment should be made in accordance with the scale for contract size adjustment specified under section 6 of the RCG 2023 Guidance notes. The currency ERC rates are set at £4m (Four Million Pounds) @ 1st April 2021 (AVD) for the RCG 2023 Publication. | Costs exclude external works. | Measure to GIA | - | - | The plant and machinery listed in the description has been included in this costing. | - | - | Factory Buildings - Process Heavy, Insulated Brick Walls | - | 10092 |  | M2 | - | NA | NA | NA | 528.1849 | Option 1 | 654.8458 | 23.98% | 0 | 0 | -100% | -100% | 0 | -100% | Redirected | NA | VOA_GPN_GOV_UK\7246041 | 2019-08-30 | Low | - | - | Redirected, low risk | NA | - | NA | SPONS A&B | NA | (BEAMS Note 2) The ERC for this item should be added to all other rateable items on the hereditament (except land). Therefore the total of the ERC of the other Building Items and the P&M ERC (where applicable) to enable the correct contract size adjustment to be made. ERC of Building Component + ERC of P&M = Total ERC to which contract size adjustment should be applied. The appropriate % adjustment should be made in accordance with the scale for contract size adjustment specified under section 6 of the RCG 2021 Guidance notes. The currency ERC rates are set at £4m (Four Million Pounds) @ 1st April 2019 (AVD) for the RCG 2021 Publication. | Factory Buildings - Process Heavy, Insulated Brick Walls | - | 2 | TRUE
1516 | 41P80M | 5657 | 41P80M | Factory buildings process | Heavy - brick wall | Insulated | <= 500m² | Eaves ht - 7.5m | Foundations : Concrete pad and strip foundations. Floor : 250mm mesh reinforced concrete floor. Frame : Heavy steel frame. Walls : Reinforced cavity brickwork to eaves; metal windows; access doors goods/personnel. Roof : Double skin (insulated) profiled asbestos sheet fixed to steel purlins with plastic headed screws, translucent sheet glazing; rainwater gutters, down pipes and drainage. Services : Electric light and power, water laid on, toilets, unheated. | Location Adjustment Applicable (See Guidance Notes) - ERC = UK mean of 1.00 | (BEAMS Note 2) The ERC for this item should be added to all other rateable items on the hereditament (except land). Therefore the total of the ERC of the other Building Items and the P&M ERC (where applicable) to enable the correct contract size adjustment to be made. ERC of Building Component + ERC of P&M = Total ERC to which contract size adjustment should be applied. The appropriate % adjustment should be made in accordance with the scale for contract size adjustment specified under section 6 of the RCG 2023 Guidance notes. The currency ERC rates are set at £4m (Four Million Pounds) @ 1st April 2021 (AVD) for the RCG 2023 Publication. | Costs exclude external works. | Measure to GIA | - | - | The plant and machinery listed in the description has been included in this costing. | - | - | Factory Buildings - Process Heavy, Insulated Brick Walls | - | 10092 |  | M2 | - | NA | NA | NA | 543.5615 | Option 1 | 673.9098 | 23.98% | 0 | 0 | -100% | -100% | 0 | -100% | Redirected | NA | VOA_GPN_GOV_UK\7246041 | 2019-08-30 | Low | - | - | Redirected, low risk | NA | - | NA | SPONS A&B | NA | (BEAMS Note 2) The ERC for this item should be added to all other rateable items on the hereditament (except land). Therefore the total of the ERC of the other Building Items and the P&M ERC (where applicable) to enable the correct contract size adjustment to be made. ERC of Building Component + ERC of P&M = Total ERC to which contract size adjustment should be applied. The appropriate % adjustment should be made in accordance with the scale for contract size adjustment specified under section 6 of the RCG 2021 Guidance notes. The currency ERC rates are set at £4m (Four Million Pounds) @ 1st April 2019 (AVD) for the RCG 2021 Publication. | Factory Buildings - Process Heavy, Insulated Brick Walls | - | 2 | TRUE
1517 | 41P80P | 5658 | 41P80P | Factory buildings process | Heavy - brick wall | Insulated | <= 500m² | Eaves ht - 8.0m | Foundations : Concrete pad and strip foundations. Floor : 250mm mesh reinforced concrete floor. Frame : Heavy steel frame. Walls : Reinforced cavity brickwork to eaves; metal windows; access doors goods/personnel. Roof : Double skin (insulated) profiled asbestos sheet fixed to steel purlins with plastic headed screws, translucent sheet glazing; rainwater gutters, down pipes and drainage. Services : Electric light and power, water laid on, toilets, unheated. | Location Adjustment Applicable (See Guidance Notes) - ERC = UK mean of 1.00 | (BEAMS Note 2) The ERC for this item should be added to all other rateable items on the hereditament (except land). Therefore the total of the ERC of the other Building Items and the P&M ERC (where applicable) to enable the correct contract size adjustment to be made. ERC of Building Component + ERC of P&M = Total ERC to which contract size adjustment should be applied. The appropriate % adjustment should be made in accordance with the scale for contract size adjustment specified under section 6 of the RCG 2023 Guidance notes. The currency ERC rates are set at £4m (Four Million Pounds) @ 1st April 2021 (AVD) for the RCG 2023 Publication. | Costs exclude external works. | Measure to GIA | - | - | The plant and machinery listed in the description has been included in this costing. | - | - | Factory Buildings - Process Heavy, Insulated Brick Walls | - | 10092 |  | M2 | - | NA | NA | NA | 562.7822 | Option 1 | 697.7397 | 23.98% | 0 | 0 | -100% | -100% | 0 | -100% | Redirected | NA | VOA_GPN_GOV_UK\7246041 | 2019-08-30 | Low | - | - | Redirected, low risk | NA | - | NA | SPONS A&B | NA | (BEAMS Note 2) The ERC for this item should be added to all other rateable items on the hereditament (except land). Therefore the total of the ERC of the other Building Items and the P&M ERC (where applicable) to enable the correct contract size adjustment to be made. ERC of Building Component + ERC of P&M = Total ERC to which contract size adjustment should be applied. The appropriate % adjustment should be made in accordance with the scale for contract size adjustment specified under section 6 of the RCG 2021 Guidance notes. The currency ERC rates are set at £4m (Four Million Pounds) @ 1st April 2019 (AVD) for the RCG 2021 Publication. | Factory Buildings - Process Heavy, Insulated Brick Walls | - | 2 | TRUE
1518 | 41P80T | 5659 | 41P80T | Factory buildings process | Heavy - brick wall | Insulated | <= 500m² | Eaves ht - 8.5m | Foundations : Concrete pad and strip foundations. Floor : 250mm mesh reinforced concrete floor. Frame : Heavy steel frame. Walls : Reinforced cavity brickwork to eaves; metal windows; access doors goods/personnel. Roof : Double skin (insulated) profiled asbestos sheet fixed to steel purlins with plastic headed screws, translucent sheet glazing; rainwater gutters, down pipes and drainage. Services : Electric light and power, water laid on, toilets, unheated. | Location Adjustment Applicable (See Guidance Notes) - ERC = UK mean of 1.00 | (BEAMS Note 2) The ERC for this item should be added to all other rateable items on the hereditament (except land). Therefore the total of the ERC of the other Building Items and the P&M ERC (where applicable) to enable the correct contract size adjustment to be made. ERC of Building Component + ERC of P&M = Total ERC to which contract size adjustment should be applied. The appropriate % adjustment should be made in accordance with the scale for contract size adjustment specified under section 6 of the RCG 2023 Guidance notes. The currency ERC rates are set at £4m (Four Million Pounds) @ 1st April 2021 (AVD) for the RCG 2023 Publication. | Costs exclude external works. | Measure to GIA | - | - | The plant and machinery listed in the description has been included in this costing. | - | - | Factory Buildings - Process Heavy, Insulated Brick Walls | - | 10092 |  | M2 | - | NA | NA | NA | 578.9276 | Option 1 | 717.7568 | 23.98% | 0 | 0 | -100% | -100% | 0 | -100% | Redirected | NA | VOA_GPN_GOV_UK\7246041 | 2019-08-30 | Low | - | - | Redirected, low risk | NA | - | NA | SPONS A&B | NA | (BEAMS Note 2) The ERC for this item should be added to all other rateable items on the hereditament (except land). Therefore the total of the ERC of the other Building Items and the P&M ERC (where applicable) to enable the correct contract size adjustment to be made. ERC of Building Component + ERC of P&M = Total ERC to which contract size adjustment should be applied. The appropriate % adjustment should be made in accordance with the scale for contract size adjustment specified under section 6 of the RCG 2021 Guidance notes. The currency ERC rates are set at £4m (Four Million Pounds) @ 1st April 2019 (AVD) for the RCG 2021 Publication. | Factory Buildings - Process Heavy, Insulated Brick Walls | - | 2 | TRUE
1519 | 41P80V | 5359 | 41P80V | Factory buildings process | Heavy - brick wall | Insulated | <= 500m² | Eaves ht - 9.0m | Foundations : Concrete pad and strip foundations. Floor : 250mm mesh reinforced concrete floor. Frame : Heavy steel frame. Walls : Reinforced cavity brickwork to eaves; metal windows; access doors goods/personnel. Roof : Double skin (insulated) profiled asbestos sheet fixed to steel purlins with plastic headed screws, translucent sheet glazing; rainwater gutters, down pipes and drainage. Services : Electric light and power, water laid on, toilets, unheated. | Location Adjustment Applicable (See Guidance Notes) - ERC = UK mean of 1.00 | (BEAMS Note 2) The ERC for this item should be added to all other rateable items on the hereditament (except land). Therefore the total of the ERC of the other Building Items and the P&M ERC (where applicable) to enable the correct contract size adjustment to be made. ERC of Building Component + ERC of P&M = Total ERC to which contract size adjustment should be applied. The appropriate % adjustment should be made in accordance with the scale for contract size adjustment specified under section 6 of the RCG 2023 Guidance notes. The currency ERC rates are set at £4m (Four Million Pounds) @ 1st April 2021 (AVD) for the RCG 2023 Publication. | Costs exclude external works. | Measure to GIA | - | - | The plant and machinery listed in the description has been included in this costing. | - | - | Factory Buildings - Process Heavy, Insulated Brick Walls | - | 10092 |  | M2 | - | NA | NA | NA | 595.073 | Option 1 | 737.7739 | 23.98% | 0 | 0 | -100% | -100% | 0 | -100% | Redirected | NA | VOA_GPN_GOV_UK\7246041 | 2019-08-30 | Low | - | - | Redirected, low risk | NA | - | NA | SPONS A&B | NA | (BEAMS Note 2) The ERC for this item should be added to all other rateable items on the hereditament (except land). Therefore the total of the ERC of the other Building Items and the P&M ERC (where applicable) to enable the correct contract size adjustment to be made. ERC of Building Component + ERC of P&M = Total ERC to which contract size adjustment should be applied. The appropriate % adjustment should be made in accordance with the scale for contract size adjustment specified under section 6 of the RCG 2021 Guidance notes. The currency ERC rates are set at £4m (Four Million Pounds) @ 1st April 2019 (AVD) for the RCG 2021 Publication. | Factory Buildings - Process Heavy, Insulated Brick Walls | - | 2 | TRUE
1520 | 41P80X | 5360 | 41P80X | Factory buildings process | Heavy - brick wall | Insulated | <= 500m² | Eaves ht - 9.5m | Foundations : Concrete pad and strip foundations. Floor : 250mm mesh reinforced concrete floor. Frame : Heavy steel frame. Walls : Reinforced cavity brickwork to eaves; metal windows; access doors goods/personnel. Roof : Double skin (insulated) profiled asbestos sheet fixed to steel purlins with plastic headed screws, translucent sheet glazing; rainwater gutters, down pipes and drainage. Services : Electric light and power, water laid on, toilets, unheated. | Location Adjustment Applicable (See Guidance Notes) - ERC = UK mean of 1.00 | (BEAMS Note 2) The ERC for this item should be added to all other rateable items on the hereditament (except land). Therefore the total of the ERC of the other Building Items and the P&M ERC (where applicable) to enable the correct contract size adjustment to be made. ERC of Building Component + ERC of P&M = Total ERC to which contract size adjustment should be applied. The appropriate % adjustment should be made in accordance with the scale for contract size adjustment specified under section 6 of the RCG 2023 Guidance notes. The currency ERC rates are set at £4m (Four Million Pounds) @ 1st April 2021 (AVD) for the RCG 2023 Publication. | Costs exclude external works. | Measure to GIA | - | - | The plant and machinery listed in the description has been included in this costing. | - | - | Factory Buildings - Process Heavy, Insulated Brick Walls | - | 10092 |  | M2 | - | NA | NA | NA | 611.2184 | Option 1 | 757.791 | 23.98% | 0 | 0 | -100% | -100% | 0 | -100% | Redirected | NA | VOA_GPN_GOV_UK\7246041 | 2019-08-30 | Low | - | - | Redirected, low risk | NA | - | NA | SPONS A&B | NA | (BEAMS Note 2) The ERC for this item should be added to all other rateable items on the hereditament (except land). Therefore the total of the ERC of the other Building Items and the P&M ERC (where applicable) to enable the correct contract size adjustment to be made. ERC of Building Component + ERC of P&M = Total ERC to which contract size adjustment should be applied. The appropriate % adjustment should be made in accordance with the scale for contract size adjustment specified under section 6 of the RCG 2021 Guidance notes. The currency ERC rates are set at £4m (Four Million Pounds) @ 1st April 2019 (AVD) for the RCG 2021 Publication. | Factory Buildings - Process Heavy, Insulated Brick Walls | - | 2 | TRUE
1521 | 41P80Y | 5361 | 41P80Y | Factory buildings process | Heavy - brick wall | Insulated | <= 500m² | Eaves ht - 10.0m | Foundations : Concrete pad and strip foundations. Floor : 250mm mesh reinforced concrete floor. Frame : Heavy steel frame. Walls : Reinforced cavity brickwork to eaves; metal windows; access doors goods/personnel. Roof : Double skin (insulated) profiled asbestos sheet fixed to steel purlins with plastic headed screws, translucent sheet glazing; rainwater gutters, down pipes and drainage. Services : Electric light and power, water laid on, toilets, unheated. | Location Adjustment Applicable (See Guidance Notes) - ERC = UK mean of 1.00 | (BEAMS Note 2) The ERC for this item should be added to all other rateable items on the hereditament (except land). Therefore the total of the ERC of the other Building Items and the P&M ERC (where applicable) to enable the correct contract size adjustment to be made. ERC of Building Component + ERC of P&M = Total ERC to which contract size adjustment should be applied. The appropriate % adjustment should be made in accordance with the scale for contract size adjustment specified under section 6 of the RCG 2023 Guidance notes. The currency ERC rates are set at £4m (Four Million Pounds) @ 1st April 2021 (AVD) for the RCG 2023 Publication. | Costs exclude external works. | Measure to GIA | - | - | The plant and machinery listed in the description has been included in this costing. | - | - | Factory Buildings - Process Heavy, Insulated Brick Walls | - | 10092 |  | M2 | - | NA | NA | NA | 628.1326 | Option 1 | 778.7614 | 23.98% | 0 | 0 | -100% | -100% | 0 | -100% | Redirected | NA | VOA_GPN_GOV_UK\7246041 | 2019-08-30 | Low | - | - | Redirected, low risk | NA | - | NA | SPONS A&B | NA | (BEAMS Note 2) The ERC for this item should be added to all other rateable items on the hereditament (except land). Therefore the total of the ERC of the other Building Items and the P&M ERC (where applicable) to enable the correct contract size adjustment to be made. ERC of Building Component + ERC of P&M = Total ERC to which contract size adjustment should be applied. The appropriate % adjustment should be made in accordance with the scale for contract size adjustment specified under section 6 of the RCG 2021 Guidance notes. The currency ERC rates are set at £4m (Four Million Pounds) @ 1st April 2019 (AVD) for the RCG 2021 Publication. | Factory Buildings - Process Heavy, Insulated Brick Walls | - | 2 | TRUE
1522 | 41P81A | 5362 | 41P81A | Factory buildings process | Heavy - brick wall | Insulated | <= 500m² | Eaves ht - 11.0m | Foundations : Concrete pad and strip foundations. Floor : 250mm mesh reinforced concrete floor. Frame : Heavy steel frame. Walls : Reinforced cavity brickwork to eaves; metal windows; access doors goods/personnel. Roof : Double skin (insulated) profiled asbestos sheet fixed to steel purlins with plastic headed screws, translucent sheet glazing; rainwater gutters, down pipes and drainage. Services : Electric light and power, water laid on, toilets, unheated. | Location Adjustment Applicable (See Guidance Notes) - ERC = UK mean of 1.00 | (BEAMS Note 2) The ERC for this item should be added to all other rateable items on the hereditament (except land). Therefore the total of the ERC of the other Building Items and the P&M ERC (where applicable) to enable the correct contract size adjustment to be made. ERC of Building Component + ERC of P&M = Total ERC to which contract size adjustment should be applied. The appropriate % adjustment should be made in accordance with the scale for contract size adjustment specified under section 6 of the RCG 2023 Guidance notes. The currency ERC rates are set at £4m (Four Million Pounds) @ 1st April 2021 (AVD) for the RCG 2023 Publication. | Costs exclude external works. | Measure to GIA | - | - | The plant and machinery listed in the description has been included in this costing. | - | - | Factory Buildings - Process Heavy, Insulated Brick Walls | - | 10092 |  | M2 | - | NA | NA | NA | 661.1922 | Option 1 | 819.7488 | 23.98% | 0 | 0 | -100% | -100% | 0 | -100% | Redirected | NA | VOA_GPN_GOV_UK\7246041 | 2019-08-30 | Low | - | - | Redirected, low risk | NA | - | NA | SPONS A&B | NA | (BEAMS Note 2) The ERC for this item should be added to all other rateable items on the hereditament (except land). Therefore the total of the ERC of the other Building Items and the P&M ERC (where applicable) to enable the correct contract size adjustment to be made. ERC of Building Component + ERC of P&M = Total ERC to which contract size adjustment should be applied. The appropriate % adjustment should be made in accordance with the scale for contract size adjustment specified under section 6 of the RCG 2021 Guidance notes. The currency ERC rates are set at £4m (Four Million Pounds) @ 1st April 2019 (AVD) for the RCG 2021 Publication. | Factory Buildings - Process Heavy, Insulated Brick Walls | - | 2 | TRUE
1523 | 41P81F | 5363 | 41P81F | Factory buildings process | Heavy - brick wall | Insulated | <= 500m² | Eaves ht - 12.0m | Foundations : Concrete pad and strip foundations. Floor : 250mm mesh reinforced concrete floor. Frame : Heavy steel frame. Walls : Reinforced cavity brickwork to eaves; metal windows; access doors goods/personnel. Roof : Double skin (insulated) profiled asbestos sheet fixed to steel purlins with plastic headed screws, translucent sheet glazing; rainwater gutters, down pipes and drainage. Services : Electric light and power, water laid on, toilets, unheated. | Location Adjustment Applicable (See Guidance Notes) - ERC = UK mean of 1.00 | (BEAMS Note 2) The ERC for this item should be added to all other rateable items on the hereditament (except land). Therefore the total of the ERC of the other Building Items and the P&M ERC (where applicable) to enable the correct contract size adjustment to be made. ERC of Building Component + ERC of P&M = Total ERC to which contract size adjustment should be applied. The appropriate % adjustment should be made in accordance with the scale for contract size adjustment specified under section 6 of the RCG 2023 Guidance notes. The currency ERC rates are set at £4m (Four Million Pounds) @ 1st April 2021 (AVD) for the RCG 2023 Publication. | Costs exclude external works. | Measure to GIA | - | - | The plant and machinery listed in the description has been included in this costing. | - | - | Factory Buildings - Process Heavy, Insulated Brick Walls | - | 10092 |  | M2 | - | NA | NA | NA | 695.0206 | Option 1 | 861.6894 | 23.98% | 0 | 0 | -100% | -100% | 0 | -100% | Redirected | NA | VOA_GPN_GOV_UK\7246041 | 2019-08-30 | Low | - | - | Redirected, low risk | NA | - | NA | SPONS A&B | NA | (BEAMS Note 2) The ERC for this item should be added to all other rateable items on the hereditament (except land). Therefore the total of the ERC of the other Building Items and the P&M ERC (where applicable) to enable the correct contract size adjustment to be made. ERC of Building Component + ERC of P&M = Total ERC to which contract size adjustment should be applied. The appropriate % adjustment should be made in accordance with the scale for contract size adjustment specified under section 6 of the RCG 2021 Guidance notes. The currency ERC rates are set at £4m (Four Million Pounds) @ 1st April 2019 (AVD) for the RCG 2021 Publication. | Factory Buildings - Process Heavy, Insulated Brick Walls | - | 2 | TRUE
1524 | 41P81H | 5364 | 41P81H | Factory buildings process | Heavy - brick wall | Insulated | <= 500m² | Eaves ht - 13.0m | Foundations : Concrete pad and strip foundations. Floor : 250mm mesh reinforced concrete floor. Frame : Heavy steel frame. Walls : Reinforced cavity brickwork to eaves; metal windows; access doors goods/personnel. Roof : Double skin (insulated) profiled asbestos sheet fixed to steel purlins with plastic headed screws, translucent sheet glazing; rainwater gutters, down pipes and drainage. Services : Electric light and power, water laid on, toilets, unheated. | Location Adjustment Applicable (See Guidance Notes) - ERC = UK mean of 1.00 | (BEAMS Note 2) The ERC for this item should be added to all other rateable items on the hereditament (except land). Therefore the total of the ERC of the other Building Items and the P&M ERC (where applicable) to enable the correct contract size adjustment to be made. ERC of Building Component + ERC of P&M = Total ERC to which contract size adjustment should be applied. The appropriate % adjustment should be made in accordance with the scale for contract size adjustment specified under section 6 of the RCG 2023 Guidance notes. The currency ERC rates are set at £4m (Four Million Pounds) @ 1st April 2021 (AVD) for the RCG 2023 Publication. | Costs exclude external works. | Measure to GIA | - | - | The plant and machinery listed in the description has been included in this costing. | - | - | Factory Buildings - Process Heavy, Insulated Brick Walls | - | 10092 |  | M2 | - | NA | NA | NA | 729.6179 | Option 1 | 904.5833 | 23.98% | 0 | 0 | -100% | -100% | 0 | -100% | Redirected | NA | VOA_GPN_GOV_UK\7246041 | 2019-08-30 | Low | - | - | Redirected, low risk | NA | - | NA | SPONS A&B | NA | (BEAMS Note 2) The ERC for this item should be added to all other rateable items on the hereditament (except land). Therefore the total of the ERC of the other Building Items and the P&M ERC (where applicable) to enable the correct contract size adjustment to be made. ERC of Building Component + ERC of P&M = Total ERC to which contract size adjustment should be applied. The appropriate % adjustment should be made in accordance with the scale for contract size adjustment specified under section 6 of the RCG 2021 Guidance notes. The currency ERC rates are set at £4m (Four Million Pounds) @ 1st April 2019 (AVD) for the RCG 2021 Publication. | Factory Buildings - Process Heavy, Insulated Brick Walls | - | 2 | TRUE
1525 | 41P81L | 5365 | 41P81L | Factory buildings process | Heavy - brick wall | Insulated | <= 500m² | Eaves ht - 14.0m | Foundations : Concrete pad and strip foundations. Floor : 250mm mesh reinforced concrete floor. Frame : Heavy steel frame. Walls : Reinforced cavity brickwork to eaves; metal windows; access doors goods/personnel. Roof : Double skin (insulated) profiled asbestos sheet fixed to steel purlins with plastic headed screws, translucent sheet glazing; rainwater gutters, down pipes and drainage. Services : Electric light and power, water laid on, toilets, unheated. | Location Adjustment Applicable (See Guidance Notes) - ERC = UK mean of 1.00 | (BEAMS Note 2) The ERC for this item should be added to all other rateable items on the hereditament (except land). Therefore the total of the ERC of the other Building Items and the P&M ERC (where applicable) to enable the correct contract size adjustment to be made. ERC of Building Component + ERC of P&M = Total ERC to which contract size adjustment should be applied. The appropriate % adjustment should be made in accordance with the scale for contract size adjustment specified under section 6 of the RCG 2023 Guidance notes. The currency ERC rates are set at £4m (Four Million Pounds) @ 1st April 2021 (AVD) for the RCG 2023 Publication. | Costs exclude external works. | Measure to GIA | - | - | The plant and machinery listed in the description has been included in this costing. | - | - | Factory Buildings - Process Heavy, Insulated Brick Walls | - | 10092 |  | M2 | - | NA | NA | NA | 764.2152 | Option 1 | 947.4771 | 23.98% | 0 | 0 | -100% | -100% | 0 | -100% | Redirected | NA | VOA_GPN_GOV_UK\7246041 | 2019-08-30 | Low | - | - | Redirected, low risk | NA | - | NA | SPONS A&B | NA | (BEAMS Note 2) The ERC for this item should be added to all other rateable items on the hereditament (except land). Therefore the total of the ERC of the other Building Items and the P&M ERC (where applicable) to enable the correct contract size adjustment to be made. ERC of Building Component + ERC of P&M = Total ERC to which contract size adjustment should be applied. The appropriate % adjustment should be made in accordance with the scale for contract size adjustment specified under section 6 of the RCG 2021 Guidance notes. The currency ERC rates are set at £4m (Four Million Pounds) @ 1st April 2019 (AVD) for the RCG 2021 Publication. | Factory Buildings - Process Heavy, Insulated Brick Walls | - | 2 | TRUE
1526 | 41P81P | 5366 | 41P81P | Factory buildings process | Heavy - brick wall | Insulated | <= 500m² | Eaves ht - 15.0m | Foundations : Concrete pad and strip foundations. Floor : 250mm mesh reinforced concrete floor. Frame : Heavy steel frame. Walls : Reinforced cavity brickwork to eaves; metal windows; access doors goods/personnel. Roof : Double skin (insulated) profiled asbestos sheet fixed to steel purlins with plastic headed screws, translucent sheet glazing; rainwater gutters, down pipes and drainage. Services : Electric light and power, water laid on, toilets, unheated. | Location Adjustment Applicable (See Guidance Notes) - ERC = UK mean of 1.00 | (BEAMS Note 2) The ERC for this item should be added to all other rateable items on the hereditament (except land). Therefore the total of the ERC of the other Building Items and the P&M ERC (where applicable) to enable the correct contract size adjustment to be made. ERC of Building Component + ERC of P&M = Total ERC to which contract size adjustment should be applied. The appropriate % adjustment should be made in accordance with the scale for contract size adjustment specified under section 6 of the RCG 2023 Guidance notes. The currency ERC rates are set at £4m (Four Million Pounds) @ 1st April 2021 (AVD) for the RCG 2023 Publication. | Costs exclude external works. | Measure to GIA | - | - | The plant and machinery listed in the description has been included in this costing. | - | - | Factory Buildings - Process Heavy, Insulated Brick Walls | - | 10092 |  | M2 | - | NA | NA | NA | 799.5813 | Option 1 | 991.3241 | 23.98% | 0 | 0 | -100% | -100% | 0 | -100% | Redirected | NA | VOA_GPN_GOV_UK\7246041 | 2019-08-30 | Low | - | - | Redirected, low risk | NA | - | NA | SPONS A&B | NA | (BEAMS Note 2) The ERC for this item should be added to all other rateable items on the hereditament (except land). Therefore the total of the ERC of the other Building Items and the P&M ERC (where applicable) to enable the correct contract size adjustment to be made. ERC of Building Component + ERC of P&M = Total ERC to which contract size adjustment should be applied. The appropriate % adjustment should be made in accordance with the scale for contract size adjustment specified under section 6 of the RCG 2021 Guidance notes. The currency ERC rates are set at £4m (Four Million Pounds) @ 1st April 2019 (AVD) for the RCG 2021 Publication. | Factory Buildings - Process Heavy, Insulated Brick Walls | - | 2 | TRUE
1527 | 41P81Q | 5367 | 41P81Q | Factory buildings process | Heavy - brick wall | Insulated | <= 500m² | Eaves ht - 16.0m | Foundations : Concrete pad and strip foundations. Floor : 250mm thick mesh reinforced concrete floor. Frame: Heavy steel frame. Walls : Reinforced cavity brickwork to eaves; metal windows; access doors goods/personnel. Roof : Double skin (insulated) profiled asbestos sheet fixed to steel purlins with plastic headed screws, translucent sheet glazing; rainwater gutters, down pipes and drainage. Services : Electric light and power, water laid on, toilets, unheated. | Location Adjustment Applicable (See Guidance Notes) - ERC = UK mean of 1.00 | (BEAMS Note 2) The ERC for this item should be added to all other rateable items on the hereditament (except land). Therefore the total of the ERC of the other Building Items and the P&M ERC (where applicable) to enable the correct contract size adjustment to be made. ERC of Building Component + ERC of P&M = Total ERC to which contract size adjustment should be applied. The appropriate % adjustment should be made in accordance with the scale for contract size adjustment specified under section 6 of the RCG 2023 Guidance notes. The currency ERC rates are set at £4m (Four Million Pounds) @ 1st April 2021 (AVD) for the RCG 2023 Publication. | Excludes external works. Excludes piling costs. | Measure to GIA | - | - | - | The plant and machinery listed in the description has been included in this costing. | - | - | - | 10092 |  | M2 | - | NA | NA | NA | 841.098 | Option 1 | 1042.7967 | 23.98% | 0 | 0 | -100% | -100% | 0 | -100% | Redirected | NA | VOA_GPN_GOV_UK\7246041 | 2019-08-30 | Low | - | - | Redirected, low risk | NA | - | NA | SPONS A&B | NA | (BEAMS Note 2) The ERC for this item should be added to all other rateable items on the hereditament (except land). Therefore the total of the ERC of the other Building Items and the P&M ERC (where applicable) to enable the correct contract size adjustment to be made. ERC of Building Component + ERC of P&M = Total ERC to which contract size adjustment should be applied. The appropriate % adjustment should be made in accordance with the scale for contract size adjustment specified under section 6 of the RCG 2021 Guidance notes. The currency ERC rates are set at £4m (Four Million Pounds) @ 1st April 2019 (AVD) for the RCG 2021 Publication. | - | - | 2 | TRUE
1528 | 41P81R | 5368 | 41P81R | Factory buildings process | Heavy - brick wall | Insulated | <= 500m² | Eaves ht - 17.0m | Foundations : Concrete pad and strip foundations. Floor : 250mm thick mesh reinforced concrete floor. Frame: Heavy steel frame. Walls : Reinforced cavity brickwork to eaves; metal windows; access doors goods/personnel. Roof : Double skin (insulated) profiled asbestos sheet fixed to steel purlins with plastic headed screws, translucent sheet glazing; rainwater gutters, down pipes and drainage. Services : Electric light and power, water laid on, toilets, unheated. | Location Adjustment Applicable (See Guidance Notes) - ERC = UK mean of 1.00 | (BEAMS Note 2) The ERC for this item should be added to all other rateable items on the hereditament (except land). Therefore the total of the ERC of the other Building Items and the P&M ERC (where applicable) to enable the correct contract size adjustment to be made. ERC of Building Component + ERC of P&M = Total ERC to which contract size adjustment should be applied. The appropriate % adjustment should be made in accordance with the scale for contract size adjustment specified under section 6 of the RCG 2023 Guidance notes. The currency ERC rates are set at £4m (Four Million Pounds) @ 1st April 2021 (AVD) for the RCG 2023 Publication. | Excludes external works. Excludes piling costs. | Measure to GIA | - | - | - | The plant and machinery listed in the description has been included in this costing. | - | - | - | 10092 |  | M2 | - | NA | NA | NA | 881.8459 | Option 1 | 1093.3161 | 23.98% | 0 | 0 | -100% | -100% | 0 | -100% | Redirected | NA | VOA_GPN_GOV_UK\7246041 | 2019-08-30 | Low | - | - | Redirected, low risk | NA | - | NA | SPONS A&B | NA | (BEAMS Note 2) The ERC for this item should be added to all other rateable items on the hereditament (except land). Therefore the total of the ERC of the other Building Items and the P&M ERC (where applicable) to enable the correct contract size adjustment to be made. ERC of Building Component + ERC of P&M = Total ERC to which contract size adjustment should be applied. The appropriate % adjustment should be made in accordance with the scale for contract size adjustment specified under section 6 of the RCG 2021 Guidance notes. The currency ERC rates are set at £4m (Four Million Pounds) @ 1st April 2019 (AVD) for the RCG 2021 Publication. | - | - | 2 | TRUE
1529 | 41P81S | 5369 | 41P81S | Factory buildings process | Heavy - brick wall | Insulated | <= 500m² | Eaves ht - 18.0m | Foundations : Concrete pad and strip foundations. Floor : 250mm thick mesh reinforced concrete floor. Frame: Heavy steel frame. Walls : Reinforced cavity brickwork to eaves; metal windows; access doors goods/personnel. Roof : Double skin (insulated) profiled asbestos sheet fixed to steel purlins with plastic headed screws, translucent sheet glazing; rainwater gutters, down pipes and drainage. Services : Electric light and power, water laid on, toilets, unheated. | Location Adjustment Applicable (See Guidance Notes) - ERC = UK mean of 1.00 | (BEAMS Note 2) The ERC for this item should be added to all other rateable items on the hereditament (except land). Therefore the total of the ERC of the other Building Items and the P&M ERC (where applicable) to enable the correct contract size adjustment to be made. ERC of Building Component + ERC of P&M = Total ERC to which contract size adjustment should be applied. The appropriate % adjustment should be made in accordance with the scale for contract size adjustment specified under section 6 of the RCG 2023 Guidance notes. The currency ERC rates are set at £4m (Four Million Pounds) @ 1st April 2021 (AVD) for the RCG 2023 Publication. | Excludes external works. Excludes piling costs. | Measure to GIA | - | - | - | The plant and machinery listed in the description has been included in this costing. | - | - | - | 10092 |  | M2 | - | NA | NA | NA | 922.5938 | Option 1 | 1143.8355 | 23.98% | 0 | 0 | -100% | -100% | 0 | -100% | Redirected | NA | VOA_GPN_GOV_UK\7246041 | 2019-08-30 | Low | - | - | Redirected, low risk | NA | - | NA | SPONS A&B | NA | (BEAMS Note 2) The ERC for this item should be added to all other rateable items on the hereditament (except land). Therefore the total of the ERC of the other Building Items and the P&M ERC (where applicable) to enable the correct contract size adjustment to be made. ERC of Building Component + ERC of P&M = Total ERC to which contract size adjustment should be applied. The appropriate % adjustment should be made in accordance with the scale for contract size adjustment specified under section 6 of the RCG 2021 Guidance notes. The currency ERC rates are set at £4m (Four Million Pounds) @ 1st April 2019 (AVD) for the RCG 2021 Publication. | - | - | 2 | TRUE
1530 | 41P81T | 5370 | 41P81T | Factory buildings process | Heavy - brick wall | Insulated | <= 500m² | Eaves ht - 19.0m | Foundations : Concrete pad and strip foundations. Floor : 250mm thick mesh reinforced concrete floor. Frame: Heavy steel frame. Walls : Reinforced cavity brickwork to eaves; metal windows; access doors goods/personnel. Roof : Double skin (insulated) profiled asbestos sheet fixed to steel purlins with plastic headed screws, translucent sheet glazing; rainwater gutters, down pipes and drainage. Services : Electric light and power, water laid on, toilets, unheated. | Location Adjustment Applicable (See Guidance Notes) - ERC = UK mean of 1.00 | (BEAMS Note 2) The ERC for this item should be added to all other rateable items on the hereditament (except land). Therefore the total of the ERC of the other Building Items and the P&M ERC (where applicable) to enable the correct contract size adjustment to be made. ERC of Building Component + ERC of P&M = Total ERC to which contract size adjustment should be applied. The appropriate % adjustment should be made in accordance with the scale for contract size adjustment specified under section 6 of the RCG 2023 Guidance notes. The currency ERC rates are set at £4m (Four Million Pounds) @ 1st April 2021 (AVD) for the RCG 2023 Publication. | Excludes external works. Excludes piling costs. | Measure to GIA | - | - | - | The plant and machinery listed in the description has been included in this costing. | - | - | - | 10092 |  | M2 | - | NA | NA | NA | 964.1105 | Option 1 | 1195.3081 | 23.98% | 0 | 0 | -100% | -100% | 0 | -100% | Redirected | NA | VOA_GPN_GOV_UK\7246041 | 2019-08-30 | Low | - | - | Redirected, low risk | NA | - | NA | SPONS A&B | NA | (BEAMS Note 2) The ERC for this item should be added to all other rateable items on the hereditament (except land). Therefore the total of the ERC of the other Building Items and the P&M ERC (where applicable) to enable the correct contract size adjustment to be made. ERC of Building Component + ERC of P&M = Total ERC to which contract size adjustment should be applied. The appropriate % adjustment should be made in accordance with the scale for contract size adjustment specified under section 6 of the RCG 2021 Guidance notes. The currency ERC rates are set at £4m (Four Million Pounds) @ 1st April 2019 (AVD) for the RCG 2021 Publication. | - | - | 2 | TRUE
1531 | 41P81U | 5371 | 41P81U | Factory buildings process | Heavy - brick wall | Insulated | <= 500m² | Eaves ht - 20.0m | Foundations : Concrete pad and strip foundations. Floor : 250mm thick mesh reinforced concrete floor. Frame: Heavy steel frame. Walls : Reinforced cavity brickwork to eaves; metal windows; access doors goods/personnel. Roof : Double skin (insulated) profiled asbestos sheet fixed to steel purlins with plastic headed screws, translucent sheet glazing; rainwater gutters, down pipes and drainage. Services : Electric light and power, water laid on, toilets, unheated. | Location Adjustment Applicable (See Guidance Notes) - ERC = UK mean of 1.00 | (BEAMS Note 2) The ERC for this item should be added to all other rateable items on the hereditament (except land). Therefore the total of the ERC of the other Building Items and the P&M ERC (where applicable) to enable the correct contract size adjustment to be made. ERC of Building Component + ERC of P&M = Total ERC to which contract size adjustment should be applied. The appropriate % adjustment should be made in accordance with the scale for contract size adjustment specified under section 6 of the RCG 2023 Guidance notes. The currency ERC rates are set at £4m (Four Million Pounds) @ 1st April 2021 (AVD) for the RCG 2023 Publication. | Excludes external works. Excludes piling costs. | Measure to GIA | - | - | - | The plant and machinery listed in the description has been included in this costing. | - | - | - | 10092 |  | M2 | - | NA | NA | NA | 1007.1649 | Option 1 | 1248.6871 | 23.98% | 0 | 0 | -100% | -100% | 0 | -100% | Redirected | NA | VOA_GPN_GOV_UK\7246041 | 2019-08-30 | Low | - | - | Redirected, low risk | NA | - | NA | SPONS A&B | NA | (BEAMS Note 2) The ERC for this item should be added to all other rateable items on the hereditament (except land). Therefore the total of the ERC of the other Building Items and the P&M ERC (where applicable) to enable the correct contract size adjustment to be made. ERC of Building Component + ERC of P&M = Total ERC to which contract size adjustment should be applied. The appropriate % adjustment should be made in accordance with the scale for contract size adjustment specified under section 6 of the RCG 2021 Guidance notes. The currency ERC rates are set at £4m (Four Million Pounds) @ 1st April 2019 (AVD) for the RCG 2021 Publication. | - | - | 2 | TRUE
1532 | 41P81V | 5372 | 41P81V | Factory buildings process | Heavy - brick wall | Insulated | <= 500m² | Eaves ht - 21.0m | Foundations : Concrete pad and strip foundations. Floor : 250mm thick mesh reinforced concrete floor. Frame: Heavy steel frame. Walls : Reinforced cavity brickwork to eaves; metal windows; access doors goods/personnel. Roof : Double skin (insulated) profiled asbestos sheet fixed to steel purlins with plastic headed screws, translucent sheet glazing; rainwater gutters, down pipes and drainage. Services : Electric light and power, water laid on, toilets, unheated. | Location Adjustment Applicable (See Guidance Notes) - ERC = UK mean of 1.00 | (BEAMS Note 2) The ERC for this item should be added to all other rateable items on the hereditament (except land). Therefore the total of the ERC of the other Building Items and the P&M ERC (where applicable) to enable the correct contract size adjustment to be made. ERC of Building Component + ERC of P&M = Total ERC to which contract size adjustment should be applied. The appropriate % adjustment should be made in accordance with the scale for contract size adjustment specified under section 6 of the RCG 2023 Guidance notes. The currency ERC rates are set at £4m (Four Million Pounds) @ 1st April 2021 (AVD) for the RCG 2023 Publication. | Excludes external works. Excludes piling costs. | Measure to GIA | - | - | - | The plant and machinery listed in the description has been included in this costing. | - | - | - | 10092 |  | M2 | - | NA | NA | NA | 1049.4504 | Option 1 | 1301.1129 | 23.98% | 0 | 0 | -100% | -100% | 0 | -100% | Redirected | NA | VOA_GPN_GOV_UK\7246041 | 2019-08-30 | Low | - | - | Redirected, low risk | NA | - | NA | SPONS A&B | NA | (BEAMS Note 2) The ERC for this item should be added to all other rateable items on the hereditament (except land). Therefore the total of the ERC of the other Building Items and the P&M ERC (where applicable) to enable the correct contract size adjustment to be made. ERC of Building Component + ERC of P&M = Total ERC to which contract size adjustment should be applied. The appropriate % adjustment should be made in accordance with the scale for contract size adjustment specified under section 6 of the RCG 2021 Guidance notes. The currency ERC rates are set at £4m (Four Million Pounds) @ 1st April 2019 (AVD) for the RCG 2021 Publication. | - | - | 2 | TRUE
1533 | 41P81W | 5683 | 41P81W | Factory buildings process | Heavy - brick wall | Insulated | <= 500m² | Eaves ht - 22.0m | Foundations : Concrete pad and strip foundations. Floor : 250mm thick mesh reinforced concrete floor. Frame: Heavy steel frame. Walls : Reinforced cavity brickwork to eaves; metal windows; access doors goods/personnel. Roof : Double skin (insulated) profiled asbestos sheet fixed to steel purlins with plastic headed screws, translucent sheet glazing; rainwater gutters, down pipes and drainage. Services : Electric light and power, water laid on, toilets, unheated. | Location Adjustment Applicable (See Guidance Notes) - ERC = UK mean of 1.00 | (BEAMS Note 2) The ERC for this item should be added to all other rateable items on the hereditament (except land). Therefore the total of the ERC of the other Building Items and the P&M ERC (where applicable) to enable the correct contract size adjustment to be made. ERC of Building Component + ERC of P&M = Total ERC to which contract size adjustment should be applied. The appropriate % adjustment should be made in accordance with the scale for contract size adjustment specified under section 6 of the RCG 2023 Guidance notes. The currency ERC rates are set at £4m (Four Million Pounds) @ 1st April 2021 (AVD) for the RCG 2023 Publication. | Excludes external works. Excludes piling costs. | Measure to GIA | - | - | - | The plant and machinery listed in the description has been included in this costing. | - | - | - | 10092 |  | M2 | - | NA | NA | NA | 1096.3489 | Option 1 | 1359.2579 | 23.98% | 0 | 0 | -100% | -100% | 0 | -100% | Redirected | NA | VOA_GPN_GOV_UK\7246041 | 2019-08-30 | Low | - | - | Redirected, low risk | NA | - | NA | SPONS A&B | NA | (BEAMS Note 2) The ERC for this item should be added to all other rateable items on the hereditament (except land). Therefore the total of the ERC of the other Building Items and the P&M ERC (where applicable) to enable the correct contract size adjustment to be made. ERC of Building Component + ERC of P&M = Total ERC to which contract size adjustment should be applied. The appropriate % adjustment should be made in accordance with the scale for contract size adjustment specified under section 6 of the RCG 2021 Guidance notes. The currency ERC rates are set at £4m (Four Million Pounds) @ 1st April 2019 (AVD) for the RCG 2021 Publication. | - | - | 2 | TRUE
1534 | 41P81X | 5684 | 41P81X | Factory buildings process | Heavy - brick wall | Insulated | <= 500m² | Eaves ht - 23.0m | Foundations : Concrete pad and strip foundations. Floor : 250mm thick mesh reinforced concrete floor. Frame: Heavy steel frame. Walls : Reinforced cavity brickwork to eaves; metal windows; access doors goods/personnel. Roof : Double skin (insulated) profiled asbestos sheet fixed to steel purlins with plastic headed screws, translucent sheet glazing; rainwater gutters, down pipes and drainage. Services : Electric light and power, water laid on, toilets, unheated. | Location Adjustment Applicable (See Guidance Notes) - ERC = UK mean of 1.00 | (BEAMS Note 2) The ERC for this item should be added to all other rateable items on the hereditament (except land). Therefore the total of the ERC of the other Building Items and the P&M ERC (where applicable) to enable the correct contract size adjustment to be made. ERC of Building Component + ERC of P&M = Total ERC to which contract size adjustment should be applied. The appropriate % adjustment should be made in accordance with the scale for contract size adjustment specified under section 6 of the RCG 2023 Guidance notes. The currency ERC rates are set at £4m (Four Million Pounds) @ 1st April 2021 (AVD) for the RCG 2023 Publication. | Excludes external works. Excludes piling costs. | Measure to GIA | - | - | - | The plant and machinery listed in the description has been included in this costing. | - | - | - | 10092 |  | M2 | - | NA | NA | NA | 1136.328 | Option 1 | 1408.8241 | 23.98% | 0 | 0 | -100% | -100% | 0 | -100% | Redirected | NA | VOA_GPN_GOV_UK\7246041 | 2019-08-30 | Low | - | - | Redirected, low risk | NA | - | NA | SPONS A&B | NA | (BEAMS Note 2) The ERC for this item should be added to all other rateable items on the hereditament (except land). Therefore the total of the ERC of the other Building Items and the P&M ERC (where applicable) to enable the correct contract size adjustment to be made. ERC of Building Component + ERC of P&M = Total ERC to which contract size adjustment should be applied. The appropriate % adjustment should be made in accordance with the scale for contract size adjustment specified under section 6 of the RCG 2021 Guidance notes. The currency ERC rates are set at £4m (Four Million Pounds) @ 1st April 2019 (AVD) for the RCG 2021 Publication. | - | - | 2 | TRUE
1535 | 41P81Y | 5373 | 41P81Y | Factory buildings process | Heavy - brick wall | Insulated | <= 500m² | Eaves ht - 24.0m | Foundations : Concrete pad and strip foundations. Floor : 250mm thick mesh reinforced concrete floor. Frame: Heavy steel frame. Walls : Reinforced cavity brickwork to eaves; metal windows; access doors goods/personnel. Roof : Double skin (insulated) profiled asbestos sheet fixed to steel purlins with plastic headed screws, translucent sheet glazing; rainwater gutters, down pipes and drainage. Services : Electric light and power, water laid on, toilets, unheated. | Location Adjustment Applicable (See Guidance Notes) - ERC = UK mean of 1.00 | (BEAMS Note 2) The ERC for this item should be added to all other rateable items on the hereditament (except land). Therefore the total of the ERC of the other Building Items and the P&M ERC (where applicable) to enable the correct contract size adjustment to be made. ERC of Building Component + ERC of P&M = Total ERC to which contract size adjustment should be applied. The appropriate % adjustment should be made in accordance with the scale for contract size adjustment specified under section 6 of the RCG 2023 Guidance notes. The currency ERC rates are set at £4m (Four Million Pounds) @ 1st April 2021 (AVD) for the RCG 2023 Publication. | Excludes external works. Excludes piling costs. | Measure to GIA | - | - | - | The plant and machinery listed in the description has been included in this costing. | - | - | - | 10092 |  | M2 | - | NA | NA | NA | 1180.92 | Option 1 | 1464.1095 | 23.98% | 0 | 0 | -100% | -100% | 0 | -100% | Redirected | NA | VOA_GPN_GOV_UK\7246041 | 2019-08-30 | Low | - | - | Redirected, low risk | NA | - | NA | SPONS A&B | NA | (BEAMS Note 2) The ERC for this item should be added to all other rateable items on the hereditament (except land). Therefore the total of the ERC of the other Building Items and the P&M ERC (where applicable) to enable the correct contract size adjustment to be made. ERC of Building Component + ERC of P&M = Total ERC to which contract size adjustment should be applied. The appropriate % adjustment should be made in accordance with the scale for contract size adjustment specified under section 6 of the RCG 2021 Guidance notes. The currency ERC rates are set at £4m (Four Million Pounds) @ 1st April 2019 (AVD) for the RCG 2021 Publication. | - | - | 2 | TRUE
1536 | 41P81Z | 5374 | 41P81Z | Factory buildings process | Heavy - brick wall | Insulated | <= 500m² | Eaves ht - 25.0m | Foundations : Concrete pad and strip foundations. Floor : 250mm thick mesh reinforced concrete floor. Frame: Heavy steel frame. Walls : Reinforced cavity brickwork to eaves; metal windows; access doors goods/personnel. Roof : Double skin (insulated) profiled asbestos sheet fixed to steel purlins with plastic headed screws, translucent sheet glazing; rainwater gutters, down pipes and drainage. Services : Electric light and power, water laid on, toilets, unheated. | Location Adjustment Applicable (See Guidance Notes) - ERC = UK mean of 1.00 | (BEAMS Note 2) The ERC for this item should be added to all other rateable items on the hereditament (except land). Therefore the total of the ERC of the other Building Items and the P&M ERC (where applicable) to enable the correct contract size adjustment to be made. ERC of Building Component + ERC of P&M = Total ERC to which contract size adjustment should be applied. The appropriate % adjustment should be made in accordance with the scale for contract size adjustment specified under section 6 of the RCG 2023 Guidance notes. The currency ERC rates are set at £4m (Four Million Pounds) @ 1st April 2021 (AVD) for the RCG 2023 Publication. | Excludes external works. Excludes piling costs. | Measure to GIA | - | - | - | The plant and machinery listed in the description has been included in this costing. | - | - | - | 10092 |  | M2 | - | NA | NA | NA | 1225.5121 | Option 1 | 1519.3949 | 23.98% | 0 | 0 | -100% | -100% | 0 | -100% | Redirected | NA | VOA_GPN_GOV_UK\7246041 | 2019-08-30 | Low | - | - | Redirected, low risk | NA | - | NA | SPONS A&B | NA | (BEAMS Note 2) The ERC for this item should be added to all other rateable items on the hereditament (except land). Therefore the total of the ERC of the other Building Items and the P&M ERC (where applicable) to enable the correct contract size adjustment to be made. ERC of Building Component + ERC of P&M = Total ERC to which contract size adjustment should be applied. The appropriate % adjustment should be made in accordance with the scale for contract size adjustment specified under section 6 of the RCG 2021 Guidance notes. The currency ERC rates are set at £4m (Four Million Pounds) @ 1st April 2019 (AVD) for the RCG 2021 Publication. | - | - | 2 | TRUE
1537 | 41P82A | 5378 | 41P82A | Factory buildings process | Heavy - brick wall | Insulated | 501m² - 1000m² | Eaves ht - 3.0m | Foundations : Concrete pad and strip foundations. Floor : 250mm mesh reinforced concrete floor. Frame : Heavy steel frame. Walls : Reinforced cavity brickwork to eaves; metal windows; access doors goods/personnel. Roof : Double skin (insulated) profiled asbestos sheet fixed to steel purlins with plastic headed screws, translucent sheet glazing; rainwater gutters, down pipes and drainage. Services : Electric light and power, water laid on, toilets, unheated. | Location Adjustment Applicable (See Guidance Notes) - ERC = UK mean of 1.00 | (BEAMS Note 2) The ERC for this item should be added to all other rateable items on the hereditament (except land). Therefore the total of the ERC of the other Building Items and the P&M ERC (where applicable) to enable the correct contract size adjustment to be made. ERC of Building Component + ERC of P&M = Total ERC to which contract size adjustment should be applied. The appropriate % adjustment should be made in accordance with the scale for contract size adjustment specified under section 6 of the RCG 2023 Guidance notes. The currency ERC rates are set at £4m (Four Million Pounds) @ 1st April 2021 (AVD) for the RCG 2023 Publication. | Costs exclude external works. | - | - | - | - | The plant and machinery listed in the description has been included in this costing. | - | Factory Buildings - Process Heavy, Insulated | - | 10093 |  | M2 | - | NA | NA | NA | 351.3545 | Option 1 | 435.6107 | 23.98% | 0 | 0 | -100% | -100% | 0 | -100% | Redirected | NA | VOA_GPN_GOV_UK\7246041 | 2019-08-30 | Low | - | - | Redirected, low risk | NA | - | NA | SPONS A&B | NA | (BEAMS Note 2) The ERC for this item should be added to all other rateable items on the hereditament (except land). Therefore the total of the ERC of the other Building Items and the P&M ERC (where applicable) to enable the correct contract size adjustment to be made. ERC of Building Component + ERC of P&M = Total ERC to which contract size adjustment should be applied. The appropriate % adjustment should be made in accordance with the scale for contract size adjustment specified under section 6 of the RCG 2021 Guidance notes. The currency ERC rates are set at £4m (Four Million Pounds) @ 1st April 2019 (AVD) for the RCG 2021 Publication. | Factory Buildings - Process Heavy, Insulated | - | 2 | TRUE
1538 | 41P82B | 5379 | 41P82B | Factory buildings process | Heavy - brick wall | Insulated | 501m² - 1000m² | Eaves ht - 3.5m | Foundations : Concrete pad and strip foundations. Floor : 250mm mesh reinforced concrete floor. Frame : Heavy steel frame. Walls : Reinforced cavity brickwork to eaves; metal windows; access doors goods/personnel. Roof : Double skin (insulated) profiled asbestos sheet fixed to steel purlins with plastic headed screws, translucent sheet glazing; rainwater gutters, down pipes and drainage. Services : Electric light and power, water laid on, toilets, unheated. | Location Adjustment Applicable (See Guidance Notes) - ERC = UK mean of 1.00 | (BEAMS Note 2) The ERC for this item should be added to all other rateable items on the hereditament (except land). Therefore the total of the ERC of the other Building Items and the P&M ERC (where applicable) to enable the correct contract size adjustment to be made. ERC of Building Component + ERC of P&M = Total ERC to which contract size adjustment should be applied. The appropriate % adjustment should be made in accordance with the scale for contract size adjustment specified under section 6 of the RCG 2023 Guidance notes. The currency ERC rates are set at £4m (Four Million Pounds) @ 1st April 2021 (AVD) for the RCG 2023 Publication. | Costs exclude external works. | - | - | - | - | The plant and machinery listed in the description has been included in this costing. | - | Factory Buildings - Process Heavy, Insulated | - | 10093 |  | M2 | - | NA | NA | NA | 356.7363 | Option 1 | 442.2831 | 23.98% | 0 | 0 | -100% | -100% | 0 | -100% | Redirected | NA | VOA_GPN_GOV_UK\7246041 | 2019-08-30 | Low | - | - | Redirected, low risk | NA | - | NA | SPONS A&B | NA | (BEAMS Note 2) The ERC for this item should be added to all other rateable items on the hereditament (except land). Therefore the total of the ERC of the other Building Items and the P&M ERC (where applicable) to enable the correct contract size adjustment to be made. ERC of Building Component + ERC of P&M = Total ERC to which contract size adjustment should be applied. The appropriate % adjustment should be made in accordance with the scale for contract size adjustment specified under section 6 of the RCG 2021 Guidance notes. The currency ERC rates are set at £4m (Four Million Pounds) @ 1st April 2019 (AVD) for the RCG 2021 Publication. | Factory Buildings - Process Heavy, Insulated | - | 2 | TRUE
1539 | 41P82C | 5380 | 41P82C | Factory buildings process | Heavy - brick wall | Insulated | 501m² - 1000m² | Eaves ht - 4.0m | Foundations : Concrete pad and strip foundations. Floor : 250mm mesh reinforced concrete floor. Frame : Heavy steel frame. Walls : Reinforced cavity brickwork to eaves; metal windows; access doors goods/personnel. Roof : Double skin (insulated) profiled asbestos sheet fixed to steel purlins with plastic headed screws, translucent sheet glazing; rainwater gutters, down pipes and drainage. Services : Electric light and power, water laid on, toilets, unheated. | Location Adjustment Applicable (See Guidance Notes) - ERC = UK mean of 1.00 | (BEAMS Note 2) The ERC for this item should be added to all other rateable items on the hereditament (except land). Therefore the total of the ERC of the other Building Items and the P&M ERC (where applicable) to enable the correct contract size adjustment to be made. ERC of Building Component + ERC of P&M = Total ERC to which contract size adjustment should be applied. The appropriate % adjustment should be made in accordance with the scale for contract size adjustment specified under section 6 of the RCG 2023 Guidance notes. The currency ERC rates are set at £4m (Four Million Pounds) @ 1st April 2021 (AVD) for the RCG 2023 Publication. | Costs exclude external works. | - | - | - | - | The plant and machinery listed in the description has been included in this costing. | - | Factory Buildings - Process Heavy, Insulated | - | 10093 |  | M2 | - | NA | NA | NA | 363.6557 | Option 1 | 450.8618 | 23.98% | 0 | 0 | -100% | -100% | 0 | -100% | Redirected | NA | VOA_GPN_GOV_UK\7246041 | 2019-08-30 | Low | - | - | Redirected, low risk | NA | - | NA | SPONS A&B | NA | (BEAMS Note 2) The ERC for this item should be added to all other rateable items on the hereditament (except land). Therefore the total of the ERC of the other Building Items and the P&M ERC (where applicable) to enable the correct contract size adjustment to be made. ERC of Building Component + ERC of P&M = Total ERC to which contract size adjustment should be applied. The appropriate % adjustment should be made in accordance with the scale for contract size adjustment specified under section 6 of the RCG 2021 Guidance notes. The currency ERC rates are set at £4m (Four Million Pounds) @ 1st April 2019 (AVD) for the RCG 2021 Publication. | Factory Buildings - Process Heavy, Insulated | - | 2 | TRUE
1540 | 41P82E | 5381 | 41P82E | Factory buildings process | Heavy - brick wall | Insulated | 501m² - 1000m² | Eaves ht - 4.5m | Foundations : Concrete pad and strip foundations. Floor : 250mm mesh reinforced concrete floor. Frame : Heavy steel frame. Walls : Reinforced cavity brickwork to eaves; metal windows; access doors goods/personnel. Roof : Double skin (insulated) profiled asbestos sheet fixed to steel purlins with plastic headed screws, translucent sheet glazing; rainwater gutters, down pipes and drainage. Services : Electric light and power, water laid on, toilets, unheated. | Location Adjustment Applicable (See Guidance Notes) - ERC = UK mean of 1.00 | (BEAMS Note 2) The ERC for this item should be added to all other rateable items on the hereditament (except land). Therefore the total of the ERC of the other Building Items and the P&M ERC (where applicable) to enable the correct contract size adjustment to be made. ERC of Building Component + ERC of P&M = Total ERC to which contract size adjustment should be applied. The appropriate % adjustment should be made in accordance with the scale for contract size adjustment specified under section 6 of the RCG 2023 Guidance notes. The currency ERC rates are set at £4m (Four Million Pounds) @ 1st April 2021 (AVD) for the RCG 2023 Publication. | Costs exclude external works. | - | - | - | - | The plant and machinery listed in the description has been included in this costing. | - | Factory Buildings - Process Heavy, Insulated | - | 10093 |  | M2 | - | NA | NA | NA | 369.8063 | Option 1 | 458.4874 | 23.98% | 0 | 0 | -100% | -100% | 0 | -100% | Redirected | NA | VOA_GPN_GOV_UK\7246041 | 2019-08-30 | Low | - | - | Redirected, low risk | NA | - | NA | SPONS A&B | NA | (BEAMS Note 2) The ERC for this item should be added to all other rateable items on the hereditament (except land). Therefore the total of the ERC of the other Building Items and the P&M ERC (where applicable) to enable the correct contract size adjustment to be made. ERC of Building Component + ERC of P&M = Total ERC to which contract size adjustment should be applied. The appropriate % adjustment should be made in accordance with the scale for contract size adjustment specified under section 6 of the RCG 2021 Guidance notes. The currency ERC rates are set at £4m (Four Million Pounds) @ 1st April 2019 (AVD) for the RCG 2021 Publication. | Factory Buildings - Process Heavy, Insulated | - | 2 | TRUE
1541 | 41P82F | 5382 | 41P82F | Factory buildings process | Heavy - brick wall | Insulated | 501m² - 1000m² | Eaves ht - 5.0m | Foundations : Concrete pad and strip foundations. Floor : 250mm mesh reinforced concrete floor. Frame : Heavy steel frame. Walls : Reinforced cavity brickwork to eaves; metal windows; access doors goods/personnel. Roof : Double skin (insulated) profiled asbestos sheet fixed to steel purlins with plastic headed screws, translucent sheet glazing; rainwater gutters, down pipes and drainage. Services : Electric light and power, water laid on, toilets, unheated. | Location Adjustment Applicable (See Guidance Notes) - ERC = UK mean of 1.00 | (BEAMS Note 2) The ERC for this item should be added to all other rateable items on the hereditament (except land). Therefore the total of the ERC of the other Building Items and the P&M ERC (where applicable) to enable the correct contract size adjustment to be made. ERC of Building Component + ERC of P&M = Total ERC to which contract size adjustment should be applied. The appropriate % adjustment should be made in accordance with the scale for contract size adjustment specified under section 6 of the RCG 2023 Guidance notes. The currency ERC rates are set at £4m (Four Million Pounds) @ 1st April 2021 (AVD) for the RCG 2023 Publication. | Costs exclude external works. | - | - | - | - | The plant and machinery listed in the description has been included in this costing. | - | Factory Buildings - Process Heavy, Insulated | - | 10093 |  | M2 | - | NA | NA | NA | 375.957 | Option 1 | 466.113 | 23.98% | 0 | 0 | -100% | -100% | 0 | -100% | Redirected | NA | VOA_GPN_GOV_UK\7246041 | 2019-08-30 | Low | - | - | Redirected, low risk | NA | - | NA | SPONS A&B | NA | (BEAMS Note 2) The ERC for this item should be added to all other rateable items on the hereditament (except land). Therefore the total of the ERC of the other Building Items and the P&M ERC (where applicable) to enable the correct contract size adjustment to be made. ERC of Building Component + ERC of P&M = Total ERC to which contract size adjustment should be applied. The appropriate % adjustment should be made in accordance with the scale for contract size adjustment specified under section 6 of the RCG 2021 Guidance notes. The currency ERC rates are set at £4m (Four Million Pounds) @ 1st April 2019 (AVD) for the RCG 2021 Publication. | Factory Buildings - Process Heavy, Insulated | - | 2 | TRUE
1542 | 41P82G | 5383 | 41P82G | Factory buildings process | Heavy - brick wall | Insulated | 501m² - 1000m² | Eaves ht - 5.5m | Foundations : Concrete pad and strip foundations. Floor : 250mm mesh reinforced concrete floor. Frame : Heavy steel frame. Walls : Reinforced cavity brickwork to eaves; metal windows; access doors goods/personnel. Roof : Double skin (insulated) profiled asbestos sheet fixed to steel purlins with plastic headed screws, translucent sheet glazing; rainwater gutters, down pipes and drainage. Services : Electric light and power, water laid on, toilets, unheated. | Location Adjustment Applicable (See Guidance Notes) - ERC = UK mean of 1.00 | (BEAMS Note 2) The ERC for this item should be added to all other rateable items on the hereditament (except land). Therefore the total of the ERC of the other Building Items and the P&M ERC (where applicable) to enable the correct contract size adjustment to be made. ERC of Building Component + ERC of P&M = Total ERC to which contract size adjustment should be applied. The appropriate % adjustment should be made in accordance with the scale for contract size adjustment specified under section 6 of the RCG 2023 Guidance notes. The currency ERC rates are set at £4m (Four Million Pounds) @ 1st April 2021 (AVD) for the RCG 2023 Publication. | Costs exclude external works. | - | - | - | - | The plant and machinery listed in the description has been included in this costing. | - | Factory Buildings - Process Heavy, Insulated | - | 10093 |  | M2 | - | NA | NA | NA | 401.3283 | Option 1 | 497.5685 | 23.98% | 0 | 0 | -100% | -100% | 0 | -100% | Redirected | NA | VOA_GPN_GOV_UK\7246041 | 2019-08-30 | Low | - | - | Redirected, low risk | NA | - | NA | SPONS A&B | NA | (BEAMS Note 2) The ERC for this item should be added to all other rateable items on the hereditament (except land). Therefore the total of the ERC of the other Building Items and the P&M ERC (where applicable) to enable the correct contract size adjustment to be made. ERC of Building Component + ERC of P&M = Total ERC to which contract size adjustment should be applied. The appropriate % adjustment should be made in accordance with the scale for contract size adjustment specified under section 6 of the RCG 2021 Guidance notes. The currency ERC rates are set at £4m (Four Million Pounds) @ 1st April 2019 (AVD) for the RCG 2021 Publication. | Factory Buildings - Process Heavy, Insulated | - | 2 | TRUE
1543 | 41P82H | 5384 | 41P82H | Factory buildings process | Heavy - brick wall | Insulated | 501m² - 1000m² | Eaves ht - 6.0m | Foundations : Concrete pad and strip foundations. Floor : 250mm mesh reinforced concrete floor. Frame : Heavy steel frame. Walls : Reinforced cavity brickwork to eaves; metal windows; access doors goods/personnel. Roof : Double skin (insulated) profiled asbestos sheet fixed to steel purlins with plastic headed screws, translucent sheet glazing; rainwater gutters, down pipes and drainage. Services : Electric light and power, water laid on, toilets, unheated. | Location Adjustment Applicable (See Guidance Notes) - ERC = UK mean of 1.00 | (BEAMS Note 2) The ERC for this item should be added to all other rateable items on the hereditament (except land). Therefore the total of the ERC of the other Building Items and the P&M ERC (where applicable) to enable the correct contract size adjustment to be made. ERC of Building Component + ERC of P&M = Total ERC to which contract size adjustment should be applied. The appropriate % adjustment should be made in accordance with the scale for contract size adjustment specified under section 6 of the RCG 2023 Guidance notes. The currency ERC rates are set at £4m (Four Million Pounds) @ 1st April 2021 (AVD) for the RCG 2023 Publication. | Costs exclude external works. | - | - | - | - | The plant and machinery listed in the description has been included in this costing. | - | Factory Buildings - Process Heavy, Insulated | - | 10093 |  | M2 | - | NA | NA | NA | 408.2477 | Option 1 | 506.1472 | 23.98% | 0 | 0 | -100% | -100% | 0 | -100% | Redirected | NA | VOA_GPN_GOV_UK\7246041 | 2019-08-30 | Low | - | - | Redirected, low risk | NA | - | NA | SPONS A&B | NA | (BEAMS Note 2) The ERC for this item should be added to all other rateable items on the hereditament (except land). Therefore the total of the ERC of the other Building Items and the P&M ERC (where applicable) to enable the correct contract size adjustment to be made. ERC of Building Component + ERC of P&M = Total ERC to which contract size adjustment should be applied. The appropriate % adjustment should be made in accordance with the scale for contract size adjustment specified under section 6 of the RCG 2021 Guidance notes. The currency ERC rates are set at £4m (Four Million Pounds) @ 1st April 2019 (AVD) for the RCG 2021 Publication. | Factory Buildings - Process Heavy, Insulated | - | 2 | TRUE
1544 | 41P82J | 5385 | 41P82J | Factory buildings process | Heavy - brick wall | Insulated | 501m² - 1000m² | Eaves ht - 6.5m | Foundations : Concrete pad and strip foundations. Floor : 250mm mesh reinforced concrete floor. Frame : Heavy steel frame. Walls : Reinforced cavity brickwork to eaves; metal windows; access doors goods/personnel. Roof : Double skin (insulated) profiled asbestos sheet fixed to steel purlins with plastic headed screws, translucent sheet glazing; rainwater gutters, down pipes and drainage. Services : Electric light and power, water laid on, toilets, unheated. | Location Adjustment Applicable (See Guidance Notes) - ERC = UK mean of 1.00 | (BEAMS Note 2) The ERC for this item should be added to all other rateable items on the hereditament (except land). Therefore the total of the ERC of the other Building Items and the P&M ERC (where applicable) to enable the correct contract size adjustment to be made. ERC of Building Component + ERC of P&M = Total ERC to which contract size adjustment should be applied. The appropriate % adjustment should be made in accordance with the scale for contract size adjustment specified under section 6 of the RCG 2023 Guidance notes. The currency ERC rates are set at £4m (Four Million Pounds) @ 1st April 2021 (AVD) for the RCG 2023 Publication. | Costs exclude external works. | - | - | - | - | The plant and machinery listed in the description has been included in this costing. | - | Factory Buildings - Process Heavy, Insulated | - | 10093 |  | M2 | - | NA | NA | NA | 418.2425 | Option 1 | 518.5388 | 23.98% | 0 | 0 | -100% | -100% | 0 | -100% | Redirected | NA | VOA_GPN_GOV_UK\7246041 | 2019-08-30 | Low | - | - | Redirected, low risk | NA | - | NA | SPONS A&B | NA | (BEAMS Note 2) The ERC for this item should be added to all other rateable items on the hereditament (except land). Therefore the total of the ERC of the other Building Items and the P&M ERC (where applicable) to enable the correct contract size adjustment to be made. ERC of Building Component + ERC of P&M = Total ERC to which contract size adjustment should be applied. The appropriate % adjustment should be made in accordance with the scale for contract size adjustment specified under section 6 of the RCG 2021 Guidance notes. The currency ERC rates are set at £4m (Four Million Pounds) @ 1st April 2019 (AVD) for the RCG 2021 Publication. | Factory Buildings - Process Heavy, Insulated | - | 2 | TRUE
1545 | 41P82L | 5386 | 41P82L | Factory buildings process | Heavy - brick wall | Insulated | 501m² - 1000m² | Eaves ht - 7.0m | Foundations : Concrete pad and strip foundations. Floor : 250mm mesh reinforced concrete floor. Frame : Heavy steel frame. Walls : Reinforced cavity brickwork to eaves; metal windows; access doors goods/personnel. Roof : Double skin (insulated) profiled asbestos sheet fixed to steel purlins with plastic headed screws, translucent sheet glazing; rainwater gutters, down pipes and drainage. Services : Electric light and power, water laid on, toilets, unheated. | Location Adjustment Applicable (See Guidance Notes) - ERC = UK mean of 1.00 | (BEAMS Note 2) The ERC for this item should be added to all other rateable items on the hereditament (except land). Therefore the total of the ERC of the other Building Items and the P&M ERC (where applicable) to enable the correct contract size adjustment to be made. ERC of Building Component + ERC of P&M = Total ERC to which contract size adjustment should be applied. The appropriate % adjustment should be made in accordance with the scale for contract size adjustment specified under section 6 of the RCG 2023 Guidance notes. The currency ERC rates are set at £4m (Four Million Pounds) @ 1st April 2021 (AVD) for the RCG 2023 Publication. | Costs exclude external works. | - | - | - | - | The plant and machinery listed in the description has been included in this costing. | - | Factory Buildings - Process Heavy, Insulated | - | 10093 |  | M2 | - | NA | NA | NA | 423.6243 | Option 1 | 525.2112 | 23.98% | 0 | 0 | -100% | -100% | 0 | -100% | Redirected | NA | VOA_GPN_GOV_UK\7246041 | 2019-08-30 | Low | - | - | Redirected, low risk | NA | - | NA | SPONS A&B | NA | (BEAMS Note 2) The ERC for this item should be added to all other rateable items on the hereditament (except land). Therefore the total of the ERC of the other Building Items and the P&M ERC (where applicable) to enable the correct contract size adjustment to be made. ERC of Building Component + ERC of P&M = Total ERC to which contract size adjustment should be applied. The appropriate % adjustment should be made in accordance with the scale for contract size adjustment specified under section 6 of the RCG 2021 Guidance notes. The currency ERC rates are set at £4m (Four Million Pounds) @ 1st April 2019 (AVD) for the RCG 2021 Publication. | Factory Buildings - Process Heavy, Insulated | - | 2 | TRUE
1546 | 41P82M | 5387 | 41P82M | Factory buildings process | Heavy - brick wall | Insulated | 501m² - 1000m² | Eaves ht - 7.5m | Foundations : Concrete pad and strip foundations. Floor : 250mm mesh reinforced concrete floor. Frame : Heavy steel frame. Walls : Reinforced cavity brickwork to eaves; metal windows; access doors goods/personnel. Roof : Double skin (insulated) profiled asbestos sheet fixed to steel purlins with plastic headed screws, translucent sheet glazing; rainwater gutters, down pipes and drainage. Services : Electric light and power, water laid on, toilets, unheated. | Location Adjustment Applicable (See Guidance Notes) - ERC = UK mean of 1.00 | (BEAMS Note 2) The ERC for this item should be added to all other rateable items on the hereditament (except land). Therefore the total of the ERC of the other Building Items and the P&M ERC (where applicable) to enable the correct contract size adjustment to be made. ERC of Building Component + ERC of P&M = Total ERC to which contract size adjustment should be applied. The appropriate % adjustment should be made in accordance with the scale for contract size adjustment specified under section 6 of the RCG 2023 Guidance notes. The currency ERC rates are set at £4m (Four Million Pounds) @ 1st April 2021 (AVD) for the RCG 2023 Publication. | Costs exclude external works. | - | - | - | - | The plant and machinery listed in the description has been included in this costing. | - | Factory Buildings - Process Heavy, Insulated | - | 10093 |  | M2 | - | NA | NA | NA | 431.3126 | Option 1 | 534.7431 | 23.98% | 0 | 0 | -100% | -100% | 0 | -100% | Redirected | NA | VOA_GPN_GOV_UK\7246041 | 2019-08-30 | Low | - | - | Redirected, low risk | NA | - | NA | SPONS A&B | NA | (BEAMS Note 2) The ERC for this item should be added to all other rateable items on the hereditament (except land). Therefore the total of the ERC of the other Building Items and the P&M ERC (where applicable) to enable the correct contract size adjustment to be made. ERC of Building Component + ERC of P&M = Total ERC to which contract size adjustment should be applied. The appropriate % adjustment should be made in accordance with the scale for contract size adjustment specified under section 6 of the RCG 2021 Guidance notes. The currency ERC rates are set at £4m (Four Million Pounds) @ 1st April 2019 (AVD) for the RCG 2021 Publication. | Factory Buildings - Process Heavy, Insulated | - | 2 | TRUE
1547 | 41P82P | 5388 | 41P82P | Factory buildings process | Heavy - brick wall | Insulated | 501m² - 1000m² | Eaves ht - 8.0m | Foundations : Concrete pad and strip foundations. Floor : 250mm mesh reinforced concrete floor. Frame : Heavy steel frame. Walls : Reinforced cavity brickwork to eaves; metal windows; access doors goods/personnel. Roof : Double skin (insulated) profiled asbestos sheet fixed to steel purlins with plastic headed screws, translucent sheet glazing; rainwater gutters, down pipes and drainage. Services : Electric light and power, water laid on, toilets, unheated. | Location Adjustment Applicable (See Guidance Notes) - ERC = UK mean of 1.00 | (BEAMS Note 2) The ERC for this item should be added to all other rateable items on the hereditament (except land). Therefore the total of the ERC of the other Building Items and the P&M ERC (where applicable) to enable the correct contract size adjustment to be made. ERC of Building Component + ERC of P&M = Total ERC to which contract size adjustment should be applied. The appropriate % adjustment should be made in accordance with the scale for contract size adjustment specified under section 6 of the RCG 2023 Guidance notes. The currency ERC rates are set at £4m (Four Million Pounds) @ 1st April 2021 (AVD) for the RCG 2023 Publication. | Costs exclude external works. | - | - | - | - | The plant and machinery listed in the description has been included in this costing. | - | Factory Buildings - Process Heavy, Insulated | - | 10093 |  | M2 | - | NA | NA | NA | 442.0762 | Option 1 | 548.0879 | 23.98% | 0 | 0 | -100% | -100% | 0 | -100% | Redirected | NA | VOA_GPN_GOV_UK\7246041 | 2019-08-30 | Low | - | - | Redirected, low risk | NA | - | NA | SPONS A&B | NA | (BEAMS Note 2) The ERC for this item should be added to all other rateable items on the hereditament (except land). Therefore the total of the ERC of the other Building Items and the P&M ERC (where applicable) to enable the correct contract size adjustment to be made. ERC of Building Component + ERC of P&M = Total ERC to which contract size adjustment should be applied. The appropriate % adjustment should be made in accordance with the scale for contract size adjustment specified under section 6 of the RCG 2021 Guidance notes. The currency ERC rates are set at £4m (Four Million Pounds) @ 1st April 2019 (AVD) for the RCG 2021 Publication. | Factory Buildings - Process Heavy, Insulated | - | 2 | TRUE
1548 | 41P82T | 5389 | 41P82T | Factory buildings process | Heavy - brick wall | Insulated | 501m² - 1000m² | Eaves ht - 8.5m | Foundations : Concrete pad and strip foundations. Floor : 250mm mesh reinforced concrete floor. Frame : Heavy steel frame. Walls : Reinforced cavity brickwork to eaves; metal windows; access doors goods/personnel. Roof : Double skin (insulated) profiled asbestos sheet fixed to steel purlins with plastic headed screws, translucent sheet glazing; rainwater gutters, down pipes and drainage. Services : Electric light and power, water laid on, toilets, unheated. | Location Adjustment Applicable (See Guidance Notes) - ERC = UK mean of 1.00 | (BEAMS Note 2) The ERC for this item should be added to all other rateable items on the hereditament (except land). Therefore the total of the ERC of the other Building Items and the P&M ERC (where applicable) to enable the correct contract size adjustment to be made. ERC of Building Component + ERC of P&M = Total ERC to which contract size adjustment should be applied. The appropriate % adjustment should be made in accordance with the scale for contract size adjustment specified under section 6 of the RCG 2023 Guidance notes. The currency ERC rates are set at £4m (Four Million Pounds) @ 1st April 2021 (AVD) for the RCG 2023 Publication. | Costs exclude external works. | - | - | - | - | The plant and machinery listed in the description has been included in this costing. | - | Factory Buildings - Process Heavy, Insulated | - | 10093 |  | M2 | - | NA | NA | NA | 453.6086 | Option 1 | 562.3858 | 23.98% | 0 | 0 | -100% | -100% | 0 | -100% | Redirected | NA | VOA_GPN_GOV_UK\7246041 | 2019-08-30 | Low | - | - | Redirected, low risk | NA | - | NA | SPONS A&B | NA | (BEAMS Note 2) The ERC for this item should be added to all other rateable items on the hereditament (except land). Therefore the total of the ERC of the other Building Items and the P&M ERC (where applicable) to enable the correct contract size adjustment to be made. ERC of Building Component + ERC of P&M = Total ERC to which contract size adjustment should be applied. The appropriate % adjustment should be made in accordance with the scale for contract size adjustment specified under section 6 of the RCG 2021 Guidance notes. The currency ERC rates are set at £4m (Four Million Pounds) @ 1st April 2019 (AVD) for the RCG 2021 Publication. | Factory Buildings - Process Heavy, Insulated | - | 2 | TRUE
1549 | 41P82V | 5390 | 41P82V | Factory buildings process | Heavy - brick wall | Insulated | 501m² - 1000m² | Eaves ht - 9.0m | Foundations : Concrete pad and strip foundations. Floor : 250mm mesh reinforced concrete floor. Frame : Heavy steel frame. Walls : Reinforced cavity brickwork to eaves; metal windows; access doors goods/personnel. Roof : Double skin (insulated) profiled asbestos sheet fixed to steel purlins with plastic headed screws, translucent sheet glazing; rainwater gutters, down pipes and drainage. Services : Electric light and power, water laid on, toilets, unheated. | Location Adjustment Applicable (See Guidance Notes) - ERC = UK mean of 1.00 | (BEAMS Note 2) The ERC for this item should be added to all other rateable items on the hereditament (except land). Therefore the total of the ERC of the other Building Items and the P&M ERC (where applicable) to enable the correct contract size adjustment to be made. ERC of Building Component + ERC of P&M = Total ERC to which contract size adjustment should be applied. The appropriate % adjustment should be made in accordance with the scale for contract size adjustment specified under section 6 of the RCG 2023 Guidance notes. The currency ERC rates are set at £4m (Four Million Pounds) @ 1st April 2021 (AVD) for the RCG 2023 Publication. | Costs exclude external works. | - | - | - | - | The plant and machinery listed in the description has been included in this costing. | - | Factory Buildings - Process Heavy, Insulated | - | 10093 |  | M2 | - | NA | NA | NA | 457.4527 | Option 1 | 567.1518 | 23.98% | 0 | 0 | -100% | -100% | 0 | -100% | Redirected | NA | VOA_GPN_GOV_UK\7246041 | 2019-08-30 | Low | - | - | Redirected, low risk | NA | - | NA | SPONS A&B | NA | (BEAMS Note 2) The ERC for this item should be added to all other rateable items on the hereditament (except land). Therefore the total of the ERC of the other Building Items and the P&M ERC (where applicable) to enable the correct contract size adjustment to be made. ERC of Building Component + ERC of P&M = Total ERC to which contract size adjustment should be applied. The appropriate % adjustment should be made in accordance with the scale for contract size adjustment specified under section 6 of the RCG 2021 Guidance notes. The currency ERC rates are set at £4m (Four Million Pounds) @ 1st April 2019 (AVD) for the RCG 2021 Publication. | Factory Buildings - Process Heavy, Insulated | - | 2 | TRUE
1550 | 41P82X | 5391 | 41P82X | Factory buildings process | Heavy - brick wall | Insulated | 501m² - 1000m² | Eaves ht - 9.5m | Foundations : Concrete pad and strip foundations. Floor : 250mm mesh reinforced concrete floor. Frame : Heavy steel frame. Walls : Reinforced cavity brickwork to eaves; metal windows; access doors goods/personnel. Roof : Double skin (insulated) profiled asbestos sheet fixed to steel purlins with plastic headed screws, translucent sheet glazing; rainwater gutters, down pipes and drainage. Services : Electric light and power, water laid on, toilets, unheated. | Location Adjustment Applicable (See Guidance Notes) - ERC = UK mean of 1.00 | (BEAMS Note 2) The ERC for this item should be added to all other rateable items on the hereditament (except land). Therefore the total of the ERC of the other Building Items and the P&M ERC (where applicable) to enable the correct contract size adjustment to be made. ERC of Building Component + ERC of P&M = Total ERC to which contract size adjustment should be applied. The appropriate % adjustment should be made in accordance with the scale for contract size adjustment specified under section 6 of the RCG 2023 Guidance notes. The currency ERC rates are set at £4m (Four Million Pounds) @ 1st April 2021 (AVD) for the RCG 2023 Publication. | Costs exclude external works. | - | - | - | - | The plant and machinery listed in the description has been included in this costing. | - | Factory Buildings - Process Heavy, Insulated | - | 10093 |  | M2 | - | NA | NA | NA | 465.141 | Option 1 | 576.6837 | 23.98% | 0 | 0 | -100% | -100% | 0 | -100% | Redirected | NA | VOA_GPN_GOV_UK\7246041 | 2019-08-30 | Low | - | - | Redirected, low risk | NA | - | NA | SPONS A&B | NA | (BEAMS Note 2) The ERC for this item should be added to all other rateable items on the hereditament (except land). Therefore the total of the ERC of the other Building Items and the P&M ERC (where applicable) to enable the correct contract size adjustment to be made. ERC of Building Component + ERC of P&M = Total ERC to which contract size adjustment should be applied. The appropriate % adjustment should be made in accordance with the scale for contract size adjustment specified under section 6 of the RCG 2021 Guidance notes. The currency ERC rates are set at £4m (Four Million Pounds) @ 1st April 2019 (AVD) for the RCG 2021 Publication. | Factory Buildings - Process Heavy, Insulated | - | 2 | TRUE
1551 | 41P82Y | 5392 | 41P82Y | Factory buildings process | Heavy - brick wall | Insulated | 501m² - 1000m² | Eaves ht - 10.0m | Foundations : Concrete pad and strip foundations. Floor : 250mm mesh reinforced concrete floor. Frame : Heavy steel frame. Walls : Reinforced cavity brickwork to eaves; metal windows; access doors goods/personnel. Roof : Double skin (insulated) profiled asbestos sheet fixed to steel purlins with plastic headed screws, translucent sheet glazing; rainwater gutters, down pipes and drainage. Services : Electric light and power, water laid on, toilets, unheated. | Location Adjustment Applicable (See Guidance Notes) - ERC = UK mean of 1.00 | (BEAMS Note 2) The ERC for this item should be added to all other rateable items on the hereditament (except land). Therefore the total of the ERC of the other Building Items and the P&M ERC (where applicable) to enable the correct contract size adjustment to be made. ERC of Building Component + ERC of P&M = Total ERC to which contract size adjustment should be applied. The appropriate % adjustment should be made in accordance with the scale for contract size adjustment specified under section 6 of the RCG 2023 Guidance notes. The currency ERC rates are set at £4m (Four Million Pounds) @ 1st April 2021 (AVD) for the RCG 2023 Publication. | Costs exclude external works. | - | - | - | - | The plant and machinery listed in the description has been included in this costing. | - | Factory Buildings - Process Heavy, Insulated | - | 10093 |  | M2 | - | NA | NA | NA | 472.8293 | Option 1 | 586.2157 | 23.98% | 0 | 0 | -100% | -100% | 0 | -100% | Redirected | NA | VOA_GPN_GOV_UK\7246041 | 2019-08-30 | Low | - | - | Redirected, low risk | NA | - | NA | SPONS A&B | NA | (BEAMS Note 2) The ERC for this item should be added to all other rateable items on the hereditament (except land). Therefore the total of the ERC of the other Building Items and the P&M ERC (where applicable) to enable the correct contract size adjustment to be made. ERC of Building Component + ERC of P&M = Total ERC to which contract size adjustment should be applied. The appropriate % adjustment should be made in accordance with the scale for contract size adjustment specified under section 6 of the RCG 2021 Guidance notes. The currency ERC rates are set at £4m (Four Million Pounds) @ 1st April 2019 (AVD) for the RCG 2021 Publication. | Factory Buildings - Process Heavy, Insulated | - | 2 | TRUE
1552 | 41P83A | 5393 | 41P83A | Factory buildings process | Heavy - brick wall | Insulated | 501m² - 1000m² | Eaves ht - 11.0m | Foundations : Concrete pad and strip foundations. Floor : 250mm mesh reinforced concrete floor. Frame : Heavy steel frame. Walls : Reinforced cavity brickwork to eaves; metal windows; access doors goods/personnel. Roof : Double skin (insulated) profiled asbestos sheet fixed to steel purlins with plastic headed screws, translucent sheet glazing; rainwater gutters, down pipes and drainage. Services : Electric light and power, water laid on, toilets, unheated. | Location Adjustment Applicable (See Guidance Notes) - ERC = UK mean of 1.00 | (BEAMS Note 2) The ERC for this item should be added to all other rateable items on the hereditament (except land). Therefore the total of the ERC of the other Building Items and the P&M ERC (where applicable) to enable the correct contract size adjustment to be made. ERC of Building Component + ERC of P&M = Total ERC to which contract size adjustment should be applied. The appropriate % adjustment should be made in accordance with the scale for contract size adjustment specified under section 6 of the RCG 2023 Guidance notes. The currency ERC rates are set at £4m (Four Million Pounds) @ 1st April 2021 (AVD) for the RCG 2023 Publication. | Costs exclude external works. | - | - | - | - | The plant and machinery listed in the description has been included in this costing. | - | Factory Buildings - Process Heavy, Insulated | - | 10093 |  | M2 | - | NA | NA | NA | 488.2059 | Option 1 | 605.2796 | 23.98% | 0 | 0 | -100% | -100% | 0 | -100% | Redirected | NA | VOA_GPN_GOV_UK\7246041 | 2019-08-30 | Low | - | - | Redirected, low risk | NA | - | NA | SPONS A&B | NA | (BEAMS Note 2) The ERC for this item should be added to all other rateable items on the hereditament (except land). Therefore the total of the ERC of the other Building Items and the P&M ERC (where applicable) to enable the correct contract size adjustment to be made. ERC of Building Component + ERC of P&M = Total ERC to which contract size adjustment should be applied. The appropriate % adjustment should be made in accordance with the scale for contract size adjustment specified under section 6 of the RCG 2021 Guidance notes. The currency ERC rates are set at £4m (Four Million Pounds) @ 1st April 2019 (AVD) for the RCG 2021 Publication. | Factory Buildings - Process Heavy, Insulated | - | 2 | TRUE
1553 | 41P83F | 5397 | 41P83F | Factory buildings process | Heavy - brick wall | Insulated | 501m² - 1000m² | Eaves ht - 12.0m | Foundations : Concrete pad and strip foundations. Floor : 250mm mesh reinforced concrete floor. Frame : Heavy steel frame. Walls : Reinforced cavity brickwork to eaves; metal windows; access doors goods/personnel. Roof : Double skin (insulated) profiled asbestos sheet fixed to steel purlins with plastic headed screws, translucent sheet glazing; rainwater gutters, down pipes and drainage. Services : Electric light and power, water laid on, toilets, unheated. | Location Adjustment Applicable (See Guidance Notes) - ERC = UK mean of 1.00 | (BEAMS Note 2) The ERC for this item should be added to all other rateable items on the hereditament (except land). Therefore the total of the ERC of the other Building Items and the P&M ERC (where applicable) to enable the correct contract size adjustment to be made. ERC of Building Component + ERC of P&M = Total ERC to which contract size adjustment should be applied. The appropriate % adjustment should be made in accordance with the scale for contract size adjustment specified under section 6 of the RCG 2023 Guidance notes. The currency ERC rates are set at £4m (Four Million Pounds) @ 1st April 2021 (AVD) for the RCG 2023 Publication. | Costs exclude external works. | - | - | - | - | The plant and machinery listed in the description has been included in this costing. | - | Factory Buildings - Process Heavy, Insulated | - | 10093 |  | M2 | - | NA | NA | NA | 503.5824 | Option 1 | 624.3436 | 23.98% | 0 | 0 | -100% | -100% | 0 | -100% | Redirected | NA | VOA_GPN_GOV_UK\7246041 | 2019-08-30 | Low | - | - | Redirected, low risk | NA | - | NA | SPONS A&B | NA | (BEAMS Note 2) The ERC for this item should be added to all other rateable items on the hereditament (except land). Therefore the total of the ERC of the other Building Items and the P&M ERC (where applicable) to enable the correct contract size adjustment to be made. ERC of Building Component + ERC of P&M = Total ERC to which contract size adjustment should be applied. The appropriate % adjustment should be made in accordance with the scale for contract size adjustment specified under section 6 of the RCG 2021 Guidance notes. The currency ERC rates are set at £4m (Four Million Pounds) @ 1st April 2019 (AVD) for the RCG 2021 Publication. | Factory Buildings - Process Heavy, Insulated | - | 2 | TRUE
1554 | 41P83H | 5398 | 41P83H | Factory buildings process | Heavy - brick wall | Insulated | 501m² - 1000m² | Eaves ht - 13.0m | Foundations : Concrete pad and strip foundations. Floor : 250mm mesh reinforced concrete floor. Frame : Heavy steel frame. Walls : Reinforced cavity brickwork to eaves; metal windows; access doors goods/personnel. Roof : Double skin (insulated) profiled asbestos sheet fixed to steel purlins with plastic headed screws, translucent sheet glazing; rainwater gutters, down pipes and drainage. Services : Electric light and power, water laid on, toilets, unheated. | Location Adjustment Applicable (See Guidance Notes) - ERC = UK mean of 1.00 | (BEAMS Note 2) The ERC for this item should be added to all other rateable items on the hereditament (except land). Therefore the total of the ERC of the other Building Items and the P&M ERC (where applicable) to enable the correct contract size adjustment to be made. ERC of Building Component + ERC of P&M = Total ERC to which contract size adjustment should be applied. The appropriate % adjustment should be made in accordance with the scale for contract size adjustment specified under section 6 of the RCG 2023 Guidance notes. The currency ERC rates are set at £4m (Four Million Pounds) @ 1st April 2021 (AVD) for the RCG 2023 Publication. | Costs exclude external works. | - | - | - | - | The plant and machinery listed in the description has been included in this costing. | - | Factory Buildings - Process Heavy, Insulated | - | 10093 |  | M2 | - | NA | NA | NA | 518.959 | Option 1 | 643.4075 | 23.98% | 0 | 0 | -100% | -100% | 0 | -100% | Redirected | NA | VOA_GPN_GOV_UK\7246041 | 2019-08-30 | Low | - | - | Redirected, low risk | NA | - | NA | SPONS A&B | NA | (BEAMS Note 2) The ERC for this item should be added to all other rateable items on the hereditament (except land). Therefore the total of the ERC of the other Building Items and the P&M ERC (where applicable) to enable the correct contract size adjustment to be made. ERC of Building Component + ERC of P&M = Total ERC to which contract size adjustment should be applied. The appropriate % adjustment should be made in accordance with the scale for contract size adjustment specified under section 6 of the RCG 2021 Guidance notes. The currency ERC rates are set at £4m (Four Million Pounds) @ 1st April 2019 (AVD) for the RCG 2021 Publication. | Factory Buildings - Process Heavy, Insulated | - | 2 | TRUE
1555 | 41P83L | 5399 | 41P83L | Factory buildings process | Heavy - brick wall | Insulated | 501m² - 1000m² | Eaves ht - 14.0m | Foundations : Concrete pad and strip foundations. Floor : 250mm mesh reinforced concrete floor. Frame : Heavy steel frame. Walls : Reinforced cavity brickwork to eaves; metal windows; access doors goods/personnel. Roof : Double skin (insulated) profiled asbestos sheet fixed to steel purlins with plastic headed screws, translucent sheet glazing; rainwater gutters, down pipes and drainage. Services : Electric light and power, water laid on, toilets, unheated. | Location Adjustment Applicable (See Guidance Notes) - ERC = UK mean of 1.00 | (BEAMS Note 2) The ERC for this item should be added to all other rateable items on the hereditament (except land). Therefore the total of the ERC of the other Building Items and the P&M ERC (where applicable) to enable the correct contract size adjustment to be made. ERC of Building Component + ERC of P&M = Total ERC to which contract size adjustment should be applied. The appropriate % adjustment should be made in accordance with the scale for contract size adjustment specified under section 6 of the RCG 2023 Guidance notes. The currency ERC rates are set at £4m (Four Million Pounds) @ 1st April 2021 (AVD) for the RCG 2023 Publication. | Costs exclude external works. | - | - | - | - | The plant and machinery listed in the description has been included in this costing. | - | Factory Buildings - Process Heavy, Insulated | - | 10093 |  | M2 | - | NA | NA | NA | 534.3356 | Option 1 | 662.4714 | 23.98% | 0 | 0 | -100% | -100% | 0 | -100% | Redirected | NA | VOA_GPN_GOV_UK\7246041 | 2019-08-30 | Low | - | - | Redirected, low risk | NA | - | NA | SPONS A&B | NA | (BEAMS Note 2) The ERC for this item should be added to all other rateable items on the hereditament (except land). Therefore the total of the ERC of the other Building Items and the P&M ERC (where applicable) to enable the correct contract size adjustment to be made. ERC of Building Component + ERC of P&M = Total ERC to which contract size adjustment should be applied. The appropriate % adjustment should be made in accordance with the scale for contract size adjustment specified under section 6 of the RCG 2021 Guidance notes. The currency ERC rates are set at £4m (Four Million Pounds) @ 1st April 2019 (AVD) for the RCG 2021 Publication. | Factory Buildings - Process Heavy, Insulated | - | 2 | TRUE
1556 | 41P83P | 5400 | 41P83P | Factory buildings process | Heavy - brick wall | Insulated | 501m² - 1000m² | Eaves ht - 15.0m | Foundations : Concrete pad and strip foundations. Floor : 250mm mesh reinforced concrete floor. Frame : Heavy steel frame. Walls : Reinforced cavity brickwork to eaves; metal windows; access doors goods/personnel. Roof : Double skin (insulated) profiled asbestos sheet fixed to steel purlins with plastic headed screws, translucent sheet glazing; rainwater gutters, down pipes and drainage. Services : Electric light and power, water laid on, toilets, unheated. | Location Adjustment Applicable (See Guidance Notes) - ERC = UK mean of 1.00 | (BEAMS Note 2) The ERC for this item should be added to all other rateable items on the hereditament (except land). Therefore the total of the ERC of the other Building Items and the P&M ERC (where applicable) to enable the correct contract size adjustment to be made. ERC of Building Component + ERC of P&M = Total ERC to which contract size adjustment should be applied. The appropriate % adjustment should be made in accordance with the scale for contract size adjustment specified under section 6 of the RCG 2023 Guidance notes. The currency ERC rates are set at £4m (Four Million Pounds) @ 1st April 2021 (AVD) for the RCG 2023 Publication. | Costs exclude external works. | - | - | - | - | The plant and machinery listed in the description has been included in this costing. | - | Factory Buildings - Process Heavy, Insulated | - | 10093 |  | M2 | - | NA | NA | NA | 549.7121 | Option 1 | 681.5353 | 23.98% | 0 | 0 | -100% | -100% | 0 | -100% | Redirected | NA | VOA_GPN_GOV_UK\7246041 | 2019-08-30 | Low | - | - | Redirected, low risk | NA | - | NA | SPONS A&B | NA | (BEAMS Note 2) The ERC for this item should be added to all other rateable items on the hereditament (except land). Therefore the total of the ERC of the other Building Items and the P&M ERC (where applicable) to enable the correct contract size adjustment to be made. ERC of Building Component + ERC of P&M = Total ERC to which contract size adjustment should be applied. The appropriate % adjustment should be made in accordance with the scale for contract size adjustment specified under section 6 of the RCG 2021 Guidance notes. The currency ERC rates are set at £4m (Four Million Pounds) @ 1st April 2019 (AVD) for the RCG 2021 Publication. | Factory Buildings - Process Heavy, Insulated | - | 2 | TRUE
1557 | 41P83Q | 5401 | 41P83Q | Factory buildings process | Heavy - brick wall | Insulated | 501m² - 1000m² | Eaves ht - 16.0m | Foundations : Concrete pad and strip foundations. Floor : 250mm thick mesh reinforced concrete floor. Frame: Heavy steel frame. Walls : Reinforced cavity brickwork to eaves; metal windows; access doors goods/personnel. Roof : Double skin (insulated) profiled asbestos sheet fixed to steel purlins with plastic headed screws, translucent sheet glazing; rainwater gutters, down pipes and drainage. Services : Electric light and power, water laid on, toilets, unheated. | Location Adjustment Applicable (See Guidance Notes) - ERC = UK mean of 1.00 | (BEAMS Note 2) The ERC for this item should be added to all other rateable items on the hereditament (except land). Therefore the total of the ERC of the other Building Items and the P&M ERC (where applicable) to enable the correct contract size adjustment to be made. ERC of Building Component + ERC of P&M = Total ERC to which contract size adjustment should be applied. The appropriate % adjustment should be made in accordance with the scale for contract size adjustment specified under section 6 of the RCG 2023 Guidance notes. The currency ERC rates are set at £4m (Four Million Pounds) @ 1st April 2021 (AVD) for the RCG 2023 Publication. | Excludes external works. Excludes piling costs. | Measure to GIA | - | - | - | - | - | - | - | 10093 |  | M2 | - | NA | NA | NA | 673.4934 | Option 1 | 834.9999 | 23.98% | 0 | 0 | -100% | -100% | 0 | -100% | Redirected | NA | VOA_GPN_GOV_UK\7246041 | 2019-08-30 | Low | - | - | Redirected, low risk | NA | - | NA | SPONS A&B | NA | (BEAMS Note 2) The ERC for this item should be added to all other rateable items on the hereditament (except land). Therefore the total of the ERC of the other Building Items and the P&M ERC (where applicable) to enable the correct contract size adjustment to be made. ERC of Building Component + ERC of P&M = Total ERC to which contract size adjustment should be applied. The appropriate % adjustment should be made in accordance with the scale for contract size adjustment specified under section 6 of the RCG 2021 Guidance notes. The currency ERC rates are set at £4m (Four Million Pounds) @ 1st April 2019 (AVD) for the RCG 2021 Publication. | - | - | 2 | TRUE
1558 | 41P83R | 5402 | 41P83R | Factory buildings process | Heavy - brick wall | Insulated | 501m² - 1000m² | Eaves ht - 17.0m | Foundations : Concrete pad and strip foundations. Floor : 250mm thick mesh reinforced concrete floor. Frame: Heavy steel frame. Walls : Reinforced cavity brickwork to eaves; metal windows; access doors goods/personnel. Roof : Double skin (insulated) profiled asbestos sheet fixed to steel purlins with plastic headed screws, translucent sheet glazing; rainwater gutters, down pipes and drainage. Services : Electric light and power, water laid on, toilets, unheated. | Location Adjustment Applicable (See Guidance Notes) - ERC = UK mean of 1.00 | (BEAMS Note 2) The ERC for this item should be added to all other rateable items on the hereditament (except land). Therefore the total of the ERC of the other Building Items and the P&M ERC (where applicable) to enable the correct contract size adjustment to be made. ERC of Building Component + ERC of P&M = Total ERC to which contract size adjustment should be applied. The appropriate % adjustment should be made in accordance with the scale for contract size adjustment specified under section 6 of the RCG 2023 Guidance notes. The currency ERC rates are set at £4m (Four Million Pounds) @ 1st April 2021 (AVD) for the RCG 2023 Publication. | Excludes external works. Excludes piling costs. | Measure to GIA | - | - | - | - | - | - | - | 10093 |  | M2 | - | NA | NA | NA | 701.9401 | Option 1 | 870.2682 | 23.98% | 0 | 0 | -100% | -100% | 0 | -100% | Redirected | NA | VOA_GPN_GOV_UK\7246041 | 2019-08-30 | Low | - | - | Redirected, low risk | NA | - | NA | SPONS A&B | NA | (BEAMS Note 2) The ERC for this item should be added to all other rateable items on the hereditament (except land). Therefore the total of the ERC of the other Building Items and the P&M ERC (where applicable) to enable the correct contract size adjustment to be made. ERC of Building Component + ERC of P&M = Total ERC to which contract size adjustment should be applied. The appropriate % adjustment should be made in accordance with the scale for contract size adjustment specified under section 6 of the RCG 2021 Guidance notes. The currency ERC rates are set at £4m (Four Million Pounds) @ 1st April 2019 (AVD) for the RCG 2021 Publication. | - | - | 2 | TRUE
1559 | 41P83S | 5403 | 41P83S | Factory buildings process | Heavy - brick wall | Insulated | 501m² - 1000m² | Eaves ht - 18.0m | Foundations : Concrete pad and strip foundations. Floor : 250mm thick mesh reinforced concrete floor. Frame: Heavy steel frame. Walls : Reinforced cavity brickwork to eaves; metal windows; access doors goods/personnel. Roof : Double skin (insulated) profiled asbestos sheet fixed to steel purlins with plastic headed screws, translucent sheet glazing; rainwater gutters, down pipes and drainage. Services : Electric light and power, water laid on, toilets, unheated. | Location Adjustment Applicable (See Guidance Notes) - ERC = UK mean of 1.00 | (BEAMS Note 2) The ERC for this item should be added to all other rateable items on the hereditament (except land). Therefore the total of the ERC of the other Building Items and the P&M ERC (where applicable) to enable the correct contract size adjustment to be made. ERC of Building Component + ERC of P&M = Total ERC to which contract size adjustment should be applied. The appropriate % adjustment should be made in accordance with the scale for contract size adjustment specified under section 6 of the RCG 2023 Guidance notes. The currency ERC rates are set at £4m (Four Million Pounds) @ 1st April 2021 (AVD) for the RCG 2023 Publication. | Excludes external works. Excludes piling costs. | Measure to GIA | - | - | - | - | - | - | - | 10093 |  | M2 | - | NA | NA | NA | 730.3867 | Option 1 | 905.5365 | 23.98% | 0 | 0 | -100% | -100% | 0 | -100% | Redirected | NA | VOA_GPN_GOV_UK\7246041 | 2019-08-30 | Low | - | - | Redirected, low risk | NA | - | NA | SPONS A&B | NA | (BEAMS Note 2) The ERC for this item should be added to all other rateable items on the hereditament (except land). Therefore the total of the ERC of the other Building Items and the P&M ERC (where applicable) to enable the correct contract size adjustment to be made. ERC of Building Component + ERC of P&M = Total ERC to which contract size adjustment should be applied. The appropriate % adjustment should be made in accordance with the scale for contract size adjustment specified under section 6 of the RCG 2021 Guidance notes. The currency ERC rates are set at £4m (Four Million Pounds) @ 1st April 2019 (AVD) for the RCG 2021 Publication. | - | - | 2 | TRUE
1560 | 41P83T | 5404 | 41P83T | Factory buildings process | Heavy - brick wall | Insulated | 501m² - 1000m² | Eaves ht - 19.0m | Foundations : Concrete pad and strip foundations. Floor : 250mm thick mesh reinforced concrete floor. Frame: Heavy steel frame. Walls : Reinforced cavity brickwork to eaves; metal windows; access doors goods/personnel. Roof : Double skin (insulated) profiled asbestos sheet fixed to steel purlins with plastic headed screws, translucent sheet glazing; rainwater gutters, down pipes and drainage. Services : Electric light and power, water laid on, toilets, unheated. | Location Adjustment Applicable (See Guidance Notes) - ERC = UK mean of 1.00 | (BEAMS Note 2) The ERC for this item should be added to all other rateable items on the hereditament (except land). Therefore the total of the ERC of the other Building Items and the P&M ERC (where applicable) to enable the correct contract size adjustment to be made. ERC of Building Component + ERC of P&M = Total ERC to which contract size adjustment should be applied. The appropriate % adjustment should be made in accordance with the scale for contract size adjustment specified under section 6 of the RCG 2023 Guidance notes. The currency ERC rates are set at £4m (Four Million Pounds) @ 1st April 2021 (AVD) for the RCG 2023 Publication. | Excludes external works. Excludes piling costs. | Measure to GIA | - | - | - | - | - | - | - | 10093 |  | M2 | - | NA | NA | NA | 759.6022 | Option 1 | 941.7579 | 23.98% | 0 | 0 | -100% | -100% | 0 | -100% | Redirected | NA | VOA_GPN_GOV_UK\7246041 | 2019-08-30 | Low | - | - | Redirected, low risk | NA | - | NA | SPONS A&B | NA | (BEAMS Note 2) The ERC for this item should be added to all other rateable items on the hereditament (except land). Therefore the total of the ERC of the other Building Items and the P&M ERC (where applicable) to enable the correct contract size adjustment to be made. ERC of Building Component + ERC of P&M = Total ERC to which contract size adjustment should be applied. The appropriate % adjustment should be made in accordance with the scale for contract size adjustment specified under section 6 of the RCG 2021 Guidance notes. The currency ERC rates are set at £4m (Four Million Pounds) @ 1st April 2019 (AVD) for the RCG 2021 Publication. | - | - | 2 | TRUE
1561 | 41P83U | 5405 | 41P83U | Factory buildings process | Heavy - brick wall | Insulated | 501m² - 1000m² | Eaves ht - 20.0m | Foundations : Concrete pad and strip foundations. Floor : 250mm thick mesh reinforced concrete floor. Frame: Heavy steel frame. Walls : Reinforced cavity brickwork to eaves; metal windows; access doors goods/personnel. Roof : Double skin (insulated) profiled asbestos sheet fixed to steel purlins with plastic headed screws, translucent sheet glazing; rainwater gutters, down pipes and drainage. Services : Electric light and power, water laid on, toilets, unheated. | Location Adjustment Applicable (See Guidance Notes) - ERC = UK mean of 1.00 | (BEAMS Note 2) The ERC for this item should be added to all other rateable items on the hereditament (except land). Therefore the total of the ERC of the other Building Items and the P&M ERC (where applicable) to enable the correct contract size adjustment to be made. ERC of Building Component + ERC of P&M = Total ERC to which contract size adjustment should be applied. The appropriate % adjustment should be made in accordance with the scale for contract size adjustment specified under section 6 of the RCG 2023 Guidance notes. The currency ERC rates are set at £4m (Four Million Pounds) @ 1st April 2021 (AVD) for the RCG 2023 Publication. | Excludes external works. Excludes piling costs. | Measure to GIA | - | - | - | - | - | - | - | 10093 |  | M2 | - | NA | NA | NA | 789.5865 | Option 1 | 978.9326 | 23.98% | 0 | 0 | -100% | -100% | 0 | -100% | Redirected | NA | VOA_GPN_GOV_UK\7246041 | 2019-08-30 | Low | - | - | Redirected, low risk | NA | - | NA | SPONS A&B | NA | (BEAMS Note 2) The ERC for this item should be added to all other rateable items on the hereditament (except land). Therefore the total of the ERC of the other Building Items and the P&M ERC (where applicable) to enable the correct contract size adjustment to be made. ERC of Building Component + ERC of P&M = Total ERC to which contract size adjustment should be applied. The appropriate % adjustment should be made in accordance with the scale for contract size adjustment specified under section 6 of the RCG 2021 Guidance notes. The currency ERC rates are set at £4m (Four Million Pounds) @ 1st April 2019 (AVD) for the RCG 2021 Publication. | - | - | 2 | TRUE
1562 | 41P83V | 6168 | 41P83V | Factory buildings process | Heavy - brick wall | Insulated | 501m² - 1000m² | Eaves ht - 21.0m | Foundations : Concrete pad and strip foundations. Floor : 250mm thick mesh reinforced concrete floor. Frame: Heavy steel frame. Walls : Reinforced cavity brickwork to eaves; metal windows; access doors goods/personnel. Roof : Double skin (insulated) profiled asbestos sheet fixed to steel purlins with plastic headed screws, translucent sheet glazing; rainwater gutters, down pipes and drainage. Services : Electric light and power, water laid on, toilets, unheated. | Location Adjustment Applicable (See Guidance Notes) - ERC = UK mean of 1.00 | (BEAMS Note 2) The ERC for this item should be added to all other rateable items on the hereditament (except land). Therefore the total of the ERC of the other Building Items and the P&M ERC (where applicable) to enable the correct contract size adjustment to be made. ERC of Building Component + ERC of P&M = Total ERC to which contract size adjustment should be applied. The appropriate % adjustment should be made in accordance with the scale for contract size adjustment specified under section 6 of the RCG 2023 Guidance notes. The currency ERC rates are set at £4m (Four Million Pounds) @ 1st April 2021 (AVD) for the RCG 2023 Publication. | Excludes external works. Excludes piling costs. | Measure to GIA | - | - | - | - | - | - | - | 10093 |  | M2 | - | NA | NA | NA | 819.5708 | Option 1 | 1016.1072 | 23.98% | 0 | 0 | -100% | -100% | 0 | -100% | Redirected | NA | VOA_GPN_GOV_UK\7246041 | 2019-08-30 | Low | - | - | Redirected, low risk | NA | - | NA | SPONS A&B | NA | (BEAMS Note 2) The ERC for this item should be added to all other rateable items on the hereditament (except land). Therefore the total of the ERC of the other Building Items and the P&M ERC (where applicable) to enable the correct contract size adjustment to be made. ERC of Building Component + ERC of P&M = Total ERC to which contract size adjustment should be applied. The appropriate % adjustment should be made in accordance with the scale for contract size adjustment specified under section 6 of the RCG 2021 Guidance notes. The currency ERC rates are set at £4m (Four Million Pounds) @ 1st April 2019 (AVD) for the RCG 2021 Publication. | - | - | 2 | TRUE
1563 | 41P83W | 6169 | 41P83W | Factory buildings process | Heavy - brick wall | Insulated | 501m² - 1000m² | Eaves ht - 22.0m | Foundations : Concrete pad and strip foundations. Floor : 250mm thick mesh reinforced concrete floor. Frame: Heavy steel frame. Walls : Reinforced cavity brickwork to eaves; metal windows; access doors goods/personnel. Roof : Double skin (insulated) profiled asbestos sheet fixed to steel purlins with plastic headed screws, translucent sheet glazing; rainwater gutters, down pipes and drainage. Services : Electric light and power, water laid on, toilets, unheated. | Location Adjustment Applicable (See Guidance Notes) - ERC = UK mean of 1.00 | (BEAMS Note 2) The ERC for this item should be added to all other rateable items on the hereditament (except land). Therefore the total of the ERC of the other Building Items and the P&M ERC (where applicable) to enable the correct contract size adjustment to be made. ERC of Building Component + ERC of P&M = Total ERC to which contract size adjustment should be applied. The appropriate % adjustment should be made in accordance with the scale for contract size adjustment specified under section 6 of the RCG 2023 Guidance notes. The currency ERC rates are set at £4m (Four Million Pounds) @ 1st April 2021 (AVD) for the RCG 2023 Publication. | Excludes external works. Excludes piling costs. | Measure to GIA | - | - | - | - | - | - | - | 10093 |  | M2 | - | NA | NA | NA | 849.5551 | Option 1 | 1053.2819 | 23.98% | 0 | 0 | -100% | -100% | 0 | -100% | Redirected | NA | VOA_GPN_GOV_UK\7246041 | 2019-08-30 | Low | - | - | Redirected, low risk | NA | - | NA | SPONS A&B | NA | (BEAMS Note 2) The ERC for this item should be added to all other rateable items on the hereditament (except land). Therefore the total of the ERC of the other Building Items and the P&M ERC (where applicable) to enable the correct contract size adjustment to be made. ERC of Building Component + ERC of P&M = Total ERC to which contract size adjustment should be applied. The appropriate % adjustment should be made in accordance with the scale for contract size adjustment specified under section 6 of the RCG 2021 Guidance notes. The currency ERC rates are set at £4m (Four Million Pounds) @ 1st April 2019 (AVD) for the RCG 2021 Publication. | - | - | 2 | TRUE
1564 | 41P83X | 6170 | 41P83X | Factory buildings process | Heavy - brick wall | Insulated | 501m² - 1000m² | Eaves ht - 23.0m | Foundations : Concrete pad and strip foundations. Floor : 250mm thick mesh reinforced concrete floor. Frame: Heavy steel frame. Walls : Reinforced cavity brickwork to eaves; metal windows; access doors goods/personnel. Roof : Double skin (insulated) profiled asbestos sheet fixed to steel purlins with plastic headed screws, translucent sheet glazing; rainwater gutters, down pipes and drainage. Services : Electric light and power, water laid on, toilets, unheated. | Location Adjustment Applicable (See Guidance Notes) - ERC = UK mean of 1.00 | (BEAMS Note 2) The ERC for this item should be added to all other rateable items on the hereditament (except land). Therefore the total of the ERC of the other Building Items and the P&M ERC (where applicable) to enable the correct contract size adjustment to be made. ERC of Building Component + ERC of P&M = Total ERC to which contract size adjustment should be applied. The appropriate % adjustment should be made in accordance with the scale for contract size adjustment specified under section 6 of the RCG 2023 Guidance notes. The currency ERC rates are set at £4m (Four Million Pounds) @ 1st April 2021 (AVD) for the RCG 2023 Publication. | Excludes external works. Excludes piling costs. | Measure to GIA | - | - | - | - | - | - | - | 10093 |  | M2 | - | NA | NA | NA | 872.6199 | Option 1 | 1081.8778 | 23.98% | 0 | 0 | -100% | -100% | 0 | -100% | Redirected | NA | VOA_GPN_GOV_UK\7246041 | 2019-08-30 | Low | - | - | Redirected, low risk | NA | - | NA | SPONS A&B | NA | (BEAMS Note 2) The ERC for this item should be added to all other rateable items on the hereditament (except land). Therefore the total of the ERC of the other Building Items and the P&M ERC (where applicable) to enable the correct contract size adjustment to be made. ERC of Building Component + ERC of P&M = Total ERC to which contract size adjustment should be applied. The appropriate % adjustment should be made in accordance with the scale for contract size adjustment specified under section 6 of the RCG 2021 Guidance notes. The currency ERC rates are set at £4m (Four Million Pounds) @ 1st April 2019 (AVD) for the RCG 2021 Publication. | - | - | 2 | TRUE
1565 | 41P83Y | 6174 | 41P83Y | Factory buildings process | Heavy - brick wall | Insulated | 501m² - 1000m² | Eaves ht - 24.0m | Foundations : Concrete pad and strip foundations. Floor : 250mm thick mesh reinforced concrete floor. Frame: Heavy steel frame. Walls : Reinforced cavity brickwork to eaves; metal windows; access doors goods/personnel. Roof : Double skin (insulated) profiled asbestos sheet fixed to steel purlins with plastic headed screws, translucent sheet glazing; rainwater gutters, down pipes and drainage. Services : Electric light and power, water laid on, toilets, unheated. | Location Adjustment Applicable (See Guidance Notes) - ERC = UK mean of 1.00 | (BEAMS Note 2) The ERC for this item should be added to all other rateable items on the hereditament (except land). Therefore the total of the ERC of the other Building Items and the P&M ERC (where applicable) to enable the correct contract size adjustment to be made. ERC of Building Component + ERC of P&M = Total ERC to which contract size adjustment should be applied. The appropriate % adjustment should be made in accordance with the scale for contract size adjustment specified under section 6 of the RCG 2023 Guidance notes. The currency ERC rates are set at £4m (Four Million Pounds) @ 1st April 2021 (AVD) for the RCG 2023 Publication. | Excludes external works. Excludes piling costs. | Measure to GIA | - | - | - | - | - | - | - | 10093 |  | M2 | - | NA | NA | NA | 911.8302 | Option 1 | 1130.4908 | 23.98% | 0 | 0 | -100% | -100% | 0 | -100% | Redirected | NA | VOA_GPN_GOV_UK\7246041 | 2019-08-30 | Low | - | - | Redirected, low risk | NA | - | NA | SPONS A&B | NA | (BEAMS Note 2) The ERC for this item should be added to all other rateable items on the hereditament (except land). Therefore the total of the ERC of the other Building Items and the P&M ERC (where applicable) to enable the correct contract size adjustment to be made. ERC of Building Component + ERC of P&M = Total ERC to which contract size adjustment should be applied. The appropriate % adjustment should be made in accordance with the scale for contract size adjustment specified under section 6 of the RCG 2021 Guidance notes. The currency ERC rates are set at £4m (Four Million Pounds) @ 1st April 2019 (AVD) for the RCG 2021 Publication. | - | - | 2 | TRUE
1566 | 41P83Z | 6175 | 41P83Z | Factory buildings process | Heavy - brick wall | Insulated | 501m² - 1000m² | Eaves ht - 25.0m | Foundations : Concrete pad and strip foundations. Floor : 250mm thick mesh reinforced concrete floor. Frame: Heavy steel frame. Walls : Reinforced cavity brickwork to eaves; metal windows; access doors goods/personnel. Roof : Double skin (insulated) profiled asbestos sheet fixed to steel purlins with plastic headed screws, translucent sheet glazing; rainwater gutters, down pipes and drainage. Services : Electric light and power, water laid on, toilets, unheated. | Location Adjustment Applicable (See Guidance Notes) - ERC = UK mean of 1.00 | (BEAMS Note 2) The ERC for this item should be added to all other rateable items on the hereditament (except land). Therefore the total of the ERC of the other Building Items and the P&M ERC (where applicable) to enable the correct contract size adjustment to be made. ERC of Building Component + ERC of P&M = Total ERC to which contract size adjustment should be applied. The appropriate % adjustment should be made in accordance with the scale for contract size adjustment specified under section 6 of the RCG 2023 Guidance notes. The currency ERC rates are set at £4m (Four Million Pounds) @ 1st April 2021 (AVD) for the RCG 2023 Publication. | Excludes external works. Excludes piling costs. | Measure to GIA | - | - | - | - | - | - | - | 10093 |  | M2 | - | NA | NA | NA | 943.3521 | Option 1 | 1169.5718 | 23.98% | 0 | 0 | -100% | -100% | 0 | -100% | Redirected | NA | VOA_GPN_GOV_UK\7246041 | 2019-08-30 | Low | - | - | Redirected, low risk | NA | - | NA | SPONS A&B | NA | (BEAMS Note 2) The ERC for this item should be added to all other rateable items on the hereditament (except land). Therefore the total of the ERC of the other Building Items and the P&M ERC (where applicable) to enable the correct contract size adjustment to be made. ERC of Building Component + ERC of P&M = Total ERC to which contract size adjustment should be applied. The appropriate % adjustment should be made in accordance with the scale for contract size adjustment specified under section 6 of the RCG 2021 Guidance notes. The currency ERC rates are set at £4m (Four Million Pounds) @ 1st April 2019 (AVD) for the RCG 2021 Publication. | - | - | 2 | TRUE
1567 | 41P84A | 6176 | 41P84A | Factory buildings process | Heavy - brick wall | Insulated | 1001m² - 5000m² | Eaves ht - 3.0m | Foundations : Concrete pad and strip foundations. Floor : 250mm mesh reinforced concrete floor. Frame : Heavy steel frame. Walls : Brick cavity wall infill to 2.0m; double skin (insulated) profiled protected metal cladding, fixed to horizontal steel rails with plastic headed screws, translucent sheet glazing; access doors goods/personnel. Roof : Double skin (insulated) profiled protected metal fixed to steel purlins with plastic headed screws, translucent sheet glazing; rainwater gutters, down pipes and drainage. Services : Electric light and power, water laid on, toilet. | Location Adjustment Applicable (See Guidance Notes) - ERC = UK mean of 1.00 | (BEAMS Note 2) The ERC for this item should be added to all other rateable items on the hereditament (except land). Therefore the total of the ERC of the other Building Items and the P&M ERC (where applicable) to enable the correct contract size adjustment to be made. ERC of Building Component + ERC of P&M = Total ERC to which contract size adjustment should be applied. The appropriate % adjustment should be made in accordance with the scale for contract size adjustment specified under section 6 of the RCG 2023 Guidance notes. The currency ERC rates are set at £4m (Four Million Pounds) @ 1st April 2021 (AVD) for the RCG 2023 Publication. | Costs exclude external works. | Measure to GIA | - | - | The plant and machinery listed in the description has been included in this costing. | - | - | Factory Buildings - Process Heavy, Insulated | - | 10094 |  | M2 | - | NA | NA | NA | 318.2948 | Option 1 | 394.6233 | 23.98% | 0 | 0 | -100% | -100% | 0 | -100% | Redirected | NA | VOA_GPN_GOV_UK\7246041 | 2019-08-30 | Low | - | - | Redirected, low risk | NA | - | NA | SPONS A&B | NA | (BEAMS Note 2) The ERC for this item should be added to all other rateable items on the hereditament (except land). Therefore the total of the ERC of the other Building Items and the P&M ERC (where applicable) to enable the correct contract size adjustment to be made. ERC of Building Component + ERC of P&M = Total ERC to which contract size adjustment should be applied. The appropriate % adjustment should be made in accordance with the scale for contract size adjustment specified under section 6 of the RCG 2021 Guidance notes. The currency ERC rates are set at £4m (Four Million Pounds) @ 1st April 2019 (AVD) for the RCG 2021 Publication. | Factory Buildings - Process Heavy, Insulated | - | 2 | TRUE
1568 | 41P84B | 6177 | 41P84B | Factory buildings process | Heavy - brick wall | Insulated | 1001m² - 5000m² | Eaves ht - 3.5m | Foundations : Concrete pad and strip foundations. Floor : 250mm mesh reinforced concrete floor. Frame : Heavy steel frame. Walls : Brick cavity wall infill to 2.0m; double skin (insulated) profiled protected metal cladding, fixed to horizontal steel rails with plastic headed screws, translucent sheet glazing; access doors goods/personnel. Roof : Double skin (insulated) profiled protected metal fixed to steel purlins with plastic headed screws, translucent sheet glazing; rainwater gutters, down pipes and drainage. Services : Electric light and power, water laid on, toilet. | Location Adjustment Applicable (See Guidance Notes) - ERC = UK mean of 1.00 | (BEAMS Note 2) The ERC for this item should be added to all other rateable items on the hereditament (except land). Therefore the total of the ERC of the other Building Items and the P&M ERC (where applicable) to enable the correct contract size adjustment to be made. ERC of Building Component + ERC of P&M = Total ERC to which contract size adjustment should be applied. The appropriate % adjustment should be made in accordance with the scale for contract size adjustment specified under section 6 of the RCG 2023 Guidance notes. The currency ERC rates are set at £4m (Four Million Pounds) @ 1st April 2021 (AVD) for the RCG 2023 Publication. | Costs exclude external works. | Measure to GIA | - | - | The plant and machinery listed in the description has been included in this costing. | - | - | Factory Buildings - Process Heavy, Insulated | - | 10094 |  | M2 | - | NA | NA | NA | 322.139 | Option 1 | 399.3892 | 23.98% | 0 | 0 | -100% | -100% | 0 | -100% | Redirected | NA | VOA_GPN_GOV_UK\7246041 | 2019-08-30 | Low | - | - | Redirected, low risk | NA | - | NA | SPONS A&B | NA | (BEAMS Note 2) The ERC for this item should be added to all other rateable items on the hereditament (except land). Therefore the total of the ERC of the other Building Items and the P&M ERC (where applicable) to enable the correct contract size adjustment to be made. ERC of Building Component + ERC of P&M = Total ERC to which contract size adjustment should be applied. The appropriate % adjustment should be made in accordance with the scale for contract size adjustment specified under section 6 of the RCG 2021 Guidance notes. The currency ERC rates are set at £4m (Four Million Pounds) @ 1st April 2019 (AVD) for the RCG 2021 Publication. | Factory Buildings - Process Heavy, Insulated | - | 2 | TRUE
1569 | 41P84C | 6178 | 41P84C | Factory buildings process | Heavy - brick wall | Insulated | 1001m² - 5000m² | Eaves ht - 4.0m | Foundations : Concrete pad and strip foundations. Floor : 250mm mesh reinforced concrete floor. Frame : Heavy steel frame. Walls : Brick cavity wall infill to 2.0m; double skin (insulated) profiled protected metal cladding, fixed to horizontal steel rails with plastic headed screws, translucent sheet glazing; access doors goods/personnel. Roof : Double skin (insulated) profiled protected metal fixed to steel purlins with plastic headed screws, translucent sheet glazing; rainwater gutters, down pipes and drainage. Services : Electric light and power, water laid on, toilet. | Location Adjustment Applicable (See Guidance Notes) - ERC = UK mean of 1.00 | (BEAMS Note 2) The ERC for this item should be added to all other rateable items on the hereditament (except land). Therefore the total of the ERC of the other Building Items and the P&M ERC (where applicable) to enable the correct contract size adjustment to be made. ERC of Building Component + ERC of P&M = Total ERC to which contract size adjustment should be applied. The appropriate % adjustment should be made in accordance with the scale for contract size adjustment specified under section 6 of the RCG 2023 Guidance notes. The currency ERC rates are set at £4m (Four Million Pounds) @ 1st April 2021 (AVD) for the RCG 2023 Publication. | Costs exclude external works. | Measure to GIA | - | - | The plant and machinery listed in the description has been included in this costing. | - | - | Factory Buildings - Process Heavy, Insulated | - | 10094 |  | M2 | - | NA | NA | NA | 326.752 | Option 1 | 405.1084 | 23.98% | 0 | 0 | -100% | -100% | 0 | -100% | Redirected | NA | VOA_GPN_GOV_UK\7246041 | 2019-08-30 | Low | - | - | Redirected, low risk | NA | - | NA | SPONS A&B | NA | (BEAMS Note 2) The ERC for this item should be added to all other rateable items on the hereditament (except land). Therefore the total of the ERC of the other Building Items and the P&M ERC (where applicable) to enable the correct contract size adjustment to be made. ERC of Building Component + ERC of P&M = Total ERC to which contract size adjustment should be applied. The appropriate % adjustment should be made in accordance with the scale for contract size adjustment specified under section 6 of the RCG 2021 Guidance notes. The currency ERC rates are set at £4m (Four Million Pounds) @ 1st April 2019 (AVD) for the RCG 2021 Publication. | Factory Buildings - Process Heavy, Insulated | - | 2 | TRUE
1570 | 41P84E | 6179 | 41P84E | Factory buildings process | Heavy - brick wall | Insulated | 1001m² - 5000m² | Eaves ht - 4.5m | Foundations : Concrete pad and strip foundations. Floor : 250mm mesh reinforced concrete floor. Frame : Heavy steel frame. Walls : Brick cavity wall infill to 2.0m; double skin (insulated) profiled protected metal cladding, fixed to horizontal steel rails with plastic headed screws, translucent sheet glazing; access doors goods/personnel. Roof : Double skin (insulated) profiled protected metal fixed to steel purlins with plastic headed screws, translucent sheet glazing; rainwater gutters, down pipes and drainage. Services : Electric light and power, water laid on, toilet. | Location Adjustment Applicable (See Guidance Notes) - ERC = UK mean of 1.00 | (BEAMS Note 2) The ERC for this item should be added to all other rateable items on the hereditament (except land). Therefore the total of the ERC of the other Building Items and the P&M ERC (where applicable) to enable the correct contract size adjustment to be made. ERC of Building Component + ERC of P&M = Total ERC to which contract size adjustment should be applied. The appropriate % adjustment should be made in accordance with the scale for contract size adjustment specified under section 6 of the RCG 2023 Guidance notes. The currency ERC rates are set at £4m (Four Million Pounds) @ 1st April 2021 (AVD) for the RCG 2023 Publication. | Costs exclude external works. | Measure to GIA | - | - | The plant and machinery listed in the description has been included in this costing. | - | - | Factory Buildings - Process Heavy, Insulated | - | 10094 |  | M2 | - | NA | NA | NA | 330.5961 | Option 1 | 409.8744 | 23.98% | 0 | 0 | -100% | -100% | 0 | -100% | Redirected | NA | VOA_GPN_GOV_UK\7246041 | 2019-08-30 | Low | - | - | Redirected, low risk | NA | - | NA | SPONS A&B | NA | (BEAMS Note 2) The ERC for this item should be added to all other rateable items on the hereditament (except land). Therefore the total of the ERC of the other Building Items and the P&M ERC (where applicable) to enable the correct contract size adjustment to be made. ERC of Building Component + ERC of P&M = Total ERC to which contract size adjustment should be applied. The appropriate % adjustment should be made in accordance with the scale for contract size adjustment specified under section 6 of the RCG 2021 Guidance notes. The currency ERC rates are set at £4m (Four Million Pounds) @ 1st April 2019 (AVD) for the RCG 2021 Publication. | Factory Buildings - Process Heavy, Insulated | - | 2 | TRUE
1571 | 41P84F | 5406 | 41P84F | Factory buildings process | Heavy - brick wall | Insulated | 1001m² - 5000m² | Eaves ht - 5.0m | Foundations : Concrete pad and strip foundations. Floor : 250mm mesh reinforced concrete floor. Frame : Heavy steel frame. Walls : Brick cavity wall infill to 2.0m; double skin (insulated) profiled protected metal cladding, fixed to horizontal steel rails with plastic headed screws, translucent sheet glazing; access doors goods/personnel. Roof : Double skin (insulated) profiled protected metal fixed to steel purlins with plastic headed screws, translucent sheet glazing; rainwater gutters, down pipes and drainage. Services : Electric light and power, water laid on, toilet. | Location Adjustment Applicable (See Guidance Notes) - ERC = UK mean of 1.00 | (BEAMS Note 2) The ERC for this item should be added to all other rateable items on the hereditament (except land). Therefore the total of the ERC of the other Building Items and the P&M ERC (where applicable) to enable the correct contract size adjustment to be made. ERC of Building Component + ERC of P&M = Total ERC to which contract size adjustment should be applied. The appropriate % adjustment should be made in accordance with the scale for contract size adjustment specified under section 6 of the RCG 2023 Guidance notes. The currency ERC rates are set at £4m (Four Million Pounds) @ 1st April 2021 (AVD) for the RCG 2023 Publication. | Costs exclude external works. | Measure to GIA | - | - | The plant and machinery listed in the description has been included in this costing. | - | - | Factory Buildings - Process Heavy, Insulated | - | 10094 |  | M2 | - | NA | NA | NA | 335.2091 | Option 1 | 415.5936 | 23.98% | 0 | 0 | -100% | -100% | 0 | -100% | Redirected | NA | VOA_GPN_GOV_UK\7246041 | 2019-08-30 | Low | - | - | Redirected, low risk | NA | - | NA | SPONS A&B | NA | (BEAMS Note 2) The ERC for this item should be added to all other rateable items on the hereditament (except land). Therefore the total of the ERC of the other Building Items and the P&M ERC (where applicable) to enable the correct contract size adjustment to be made. ERC of Building Component + ERC of P&M = Total ERC to which contract size adjustment should be applied. The appropriate % adjustment should be made in accordance with the scale for contract size adjustment specified under section 6 of the RCG 2021 Guidance notes. The currency ERC rates are set at £4m (Four Million Pounds) @ 1st April 2019 (AVD) for the RCG 2021 Publication. | Factory Buildings - Process Heavy, Insulated | - | 2 | TRUE
1572 | 41P84G | 5407 | 41P84G | Factory buildings process | Heavy - brick wall | Insulated | 1001m² - 5000m² | Eaves ht - 5.5m | Foundations : Concrete pad and strip foundations. Floor : 250mm mesh reinforced concrete floor. Frame : Heavy steel frame. Walls : Brick cavity wall infill to 2.0m; double skin (insulated) profiled protected metal cladding, fixed to horizontal steel rails with plastic headed screws, translucent sheet glazing; access doors goods/personnel. Roof : Double skin (insulated) profiled protected metal fixed to steel purlins with plastic headed screws, translucent sheet glazing; rainwater gutters, down pipes and drainage. Services : Electric light and power, water laid on, toilet. | Location Adjustment Applicable (See Guidance Notes) - ERC = UK mean of 1.00 | (BEAMS Note 2) The ERC for this item should be added to all other rateable items on the hereditament (except land). Therefore the total of the ERC of the other Building Items and the P&M ERC (where applicable) to enable the correct contract size adjustment to be made. ERC of Building Component + ERC of P&M = Total ERC to which contract size adjustment should be applied. The appropriate % adjustment should be made in accordance with the scale for contract size adjustment specified under section 6 of the RCG 2023 Guidance notes. The currency ERC rates are set at £4m (Four Million Pounds) @ 1st April 2021 (AVD) for the RCG 2023 Publication. | Costs exclude external works. | Measure to GIA | - | - | The plant and machinery listed in the description has been included in this costing. | - | - | Factory Buildings - Process Heavy, Insulated | - | 10094 |  | M2 | - | NA | NA | NA | 350.5856 | Option 1 | 434.6575 | 23.98% | 0 | 0 | -100% | -100% | 0 | -100% | Redirected | NA | VOA_GPN_GOV_UK\7246041 | 2019-08-30 | Low | - | - | Redirected, low risk | NA | - | NA | SPONS A&B | NA | (BEAMS Note 2) The ERC for this item should be added to all other rateable items on the hereditament (except land). Therefore the total of the ERC of the other Building Items and the P&M ERC (where applicable) to enable the correct contract size adjustment to be made. ERC of Building Component + ERC of P&M = Total ERC to which contract size adjustment should be applied. The appropriate % adjustment should be made in accordance with the scale for contract size adjustment specified under section 6 of the RCG 2021 Guidance notes. The currency ERC rates are set at £4m (Four Million Pounds) @ 1st April 2019 (AVD) for the RCG 2021 Publication. | Factory Buildings - Process Heavy, Insulated | - | 2 | TRUE
1573 | 41P84H | 5408 | 41P84H | Factory buildings process | Heavy - brick wall | Insulated | 1001m² - 5000m² | Eaves ht - 6.0m | Foundations : Concrete pad and strip foundations. Floor : 250mm mesh reinforced concrete floor. Frame : Heavy steel frame. Walls : Brick cavity wall infill to 2.0m; double skin (insulated) profiled protected metal cladding, fixed to horizontal steel rails with plastic headed screws, translucent sheet glazing; access doors goods/personnel. Roof : Double skin (insulated) profiled protected metal fixed to steel purlins with plastic headed screws, translucent sheet glazing; rainwater gutters, down pipes and drainage. Services : Electric light and power, water laid on, toilet. | Location Adjustment Applicable (See Guidance Notes) - ERC = UK mean of 1.00 | (BEAMS Note 2) The ERC for this item should be added to all other rateable items on the hereditament (except land). Therefore the total of the ERC of the other Building Items and the P&M ERC (where applicable) to enable the correct contract size adjustment to be made. ERC of Building Component + ERC of P&M = Total ERC to which contract size adjustment should be applied. The appropriate % adjustment should be made in accordance with the scale for contract size adjustment specified under section 6 of the RCG 2023 Guidance notes. The currency ERC rates are set at £4m (Four Million Pounds) @ 1st April 2021 (AVD) for the RCG 2023 Publication. | Costs exclude external works. | Measure to GIA | - | - | The plant and machinery listed in the description has been included in this costing. | - | - | Factory Buildings - Process Heavy, Insulated | - | 10094 |  | M2 | - | NA | NA | NA | 355.9674 | Option 1 | 441.3299 | 23.98% | 0 | 0 | -100% | -100% | 0 | -100% | Redirected | NA | VOA_GPN_GOV_UK\7246041 | 2019-08-30 | Low | - | - | Redirected, low risk | NA | - | NA | SPONS A&B | NA | (BEAMS Note 2) The ERC for this item should be added to all other rateable items on the hereditament (except land). Therefore the total of the ERC of the other Building Items and the P&M ERC (where applicable) to enable the correct contract size adjustment to be made. ERC of Building Component + ERC of P&M = Total ERC to which contract size adjustment should be applied. The appropriate % adjustment should be made in accordance with the scale for contract size adjustment specified under section 6 of the RCG 2021 Guidance notes. The currency ERC rates are set at £4m (Four Million Pounds) @ 1st April 2019 (AVD) for the RCG 2021 Publication. | Factory Buildings - Process Heavy, Insulated | - | 2 | TRUE
1574 | 41P84J | 5409 | 41P84J | Factory buildings process | Heavy - brick wall | Insulated | 1001m² - 5000m² | Eaves ht - 6.5m | Foundations : Concrete pad and strip foundations. Floor : 250mm mesh reinforced concrete floor. Frame : Heavy steel frame. Walls : Brick cavity wall infill to 2.0m; double skin (insulated) profiled protected metal cladding, fixed to horizontal steel rails with plastic headed screws, translucent sheet glazing; access doors goods/personnel. Roof : Double skin (insulated) profiled protected metal fixed to steel purlins with plastic headed screws, translucent sheet glazing; rainwater gutters, down pipes and drainage. Services : Electric light and power, water laid on, toilet. | Location Adjustment Applicable (See Guidance Notes) - ERC = UK mean of 1.00 | (BEAMS Note 2) The ERC for this item should be added to all other rateable items on the hereditament (except land). Therefore the total of the ERC of the other Building Items and the P&M ERC (where applicable) to enable the correct contract size adjustment to be made. ERC of Building Component + ERC of P&M = Total ERC to which contract size adjustment should be applied. The appropriate % adjustment should be made in accordance with the scale for contract size adjustment specified under section 6 of the RCG 2023 Guidance notes. The currency ERC rates are set at £4m (Four Million Pounds) @ 1st April 2021 (AVD) for the RCG 2023 Publication. | Costs exclude external works. | Measure to GIA | - | - | The plant and machinery listed in the description has been included in this costing. | - | - | Factory Buildings - Process Heavy, Insulated | - | 10094 |  | M2 | - | NA | NA | NA | 360.5804 | Option 1 | 447.0491 | 23.98% | 0 | 0 | -100% | -100% | 0 | -100% | Redirected | NA | VOA_GPN_GOV_UK\7246041 | 2019-08-30 | Low | - | - | Redirected, low risk | NA | - | NA | SPONS A&B | NA | (BEAMS Note 2) The ERC for this item should be added to all other rateable items on the hereditament (except land). Therefore the total of the ERC of the other Building Items and the P&M ERC (where applicable) to enable the correct contract size adjustment to be made. ERC of Building Component + ERC of P&M = Total ERC to which contract size adjustment should be applied. The appropriate % adjustment should be made in accordance with the scale for contract size adjustment specified under section 6 of the RCG 2021 Guidance notes. The currency ERC rates are set at £4m (Four Million Pounds) @ 1st April 2019 (AVD) for the RCG 2021 Publication. | Factory Buildings - Process Heavy, Insulated | - | 2 | TRUE
1575 | 41P84L | 5410 | 41P84L | Factory buildings process | Heavy - brick wall | Insulated | 1001m² - 5000m² | Eaves ht - 7.0m | Foundations : Concrete pad and strip foundations. Floor : 250mm mesh reinforced concrete floor. Frame : Heavy steel frame. Walls : Brick cavity wall infill to 2.0m; double skin (insulated) profiled protected metal cladding, fixed to horizontal steel rails with plastic headed screws, translucent sheet glazing; access doors goods/personnel. Roof : Double skin (insulated) profiled protected metal fixed to steel purlins with plastic headed screws, translucent sheet glazing; rainwater gutters, down pipes and drainage. Services : Electric light and power, water laid on, toilet. | Location Adjustment Applicable (See Guidance Notes) - ERC = UK mean of 1.00 | (BEAMS Note 2) The ERC for this item should be added to all other rateable items on the hereditament (except land). Therefore the total of the ERC of the other Building Items and the P&M ERC (where applicable) to enable the correct contract size adjustment to be made. ERC of Building Component + ERC of P&M = Total ERC to which contract size adjustment should be applied. The appropriate % adjustment should be made in accordance with the scale for contract size adjustment specified under section 6 of the RCG 2023 Guidance notes. The currency ERC rates are set at £4m (Four Million Pounds) @ 1st April 2021 (AVD) for the RCG 2023 Publication. | Costs exclude external works. | Measure to GIA | - | - | The plant and machinery listed in the description has been included in this costing. | - | - | Factory Buildings - Process Heavy, Insulated | - | 10094 |  | M2 | - | NA | NA | NA | 365.9622 | Option 1 | 453.7214 | 23.98% | 0 | 0 | -100% | -100% | 0 | -100% | Redirected | NA | VOA_GPN_GOV_UK\7246041 | 2019-08-30 | Low | - | - | Redirected, low risk | NA | - | NA | SPONS A&B | NA | (BEAMS Note 2) The ERC for this item should be added to all other rateable items on the hereditament (except land). Therefore the total of the ERC of the other Building Items and the P&M ERC (where applicable) to enable the correct contract size adjustment to be made. ERC of Building Component + ERC of P&M = Total ERC to which contract size adjustment should be applied. The appropriate % adjustment should be made in accordance with the scale for contract size adjustment specified under section 6 of the RCG 2021 Guidance notes. The currency ERC rates are set at £4m (Four Million Pounds) @ 1st April 2019 (AVD) for the RCG 2021 Publication. | Factory Buildings - Process Heavy, Insulated | - | 2 | TRUE
1576 | 41P84M | 5411 | 41P84M | Factory buildings process | Heavy - brick wall | Insulated | 1001m² - 5000m² | Eaves ht - 7.5m | Foundations : Concrete pad and strip foundations. Floor : 250mm mesh reinforced concrete floor. Frame : Heavy steel frame. Walls : Brick cavity wall infill to 2.0m; double skin (insulated) profiled protected metal cladding, fixed to horizontal steel rails with plastic headed screws, translucent sheet glazing; access doors goods/personnel. Roof : Double skin (insulated) profiled protected metal fixed to steel purlins with plastic headed screws, translucent sheet glazing; rainwater gutters, down pipes and drainage. Services : Electric light and power, water laid on, toilet. | Location Adjustment Applicable (See Guidance Notes) - ERC = UK mean of 1.00 | (BEAMS Note 2) The ERC for this item should be added to all other rateable items on the hereditament (except land). Therefore the total of the ERC of the other Building Items and the P&M ERC (where applicable) to enable the correct contract size adjustment to be made. ERC of Building Component + ERC of P&M = Total ERC to which contract size adjustment should be applied. The appropriate % adjustment should be made in accordance with the scale for contract size adjustment specified under section 6 of the RCG 2023 Guidance notes. The currency ERC rates are set at £4m (Four Million Pounds) @ 1st April 2021 (AVD) for the RCG 2023 Publication. | Costs exclude external works. | Measure to GIA | - | - | The plant and machinery listed in the description has been included in this costing. | - | - | Factory Buildings - Process Heavy, Insulated | - | 10094 |  | M2 | - | NA | NA | NA | 371.344 | Option 1 | 460.3938 | 23.98% | 0 | 0 | -100% | -100% | 0 | -100% | Redirected | NA | VOA_GPN_GOV_UK\7246041 | 2019-08-30 | Low | - | - | Redirected, low risk | NA | - | NA | SPONS A&B | NA | (BEAMS Note 2) The ERC for this item should be added to all other rateable items on the hereditament (except land). Therefore the total of the ERC of the other Building Items and the P&M ERC (where applicable) to enable the correct contract size adjustment to be made. ERC of Building Component + ERC of P&M = Total ERC to which contract size adjustment should be applied. The appropriate % adjustment should be made in accordance with the scale for contract size adjustment specified under section 6 of the RCG 2021 Guidance notes. The currency ERC rates are set at £4m (Four Million Pounds) @ 1st April 2019 (AVD) for the RCG 2021 Publication. | Factory Buildings - Process Heavy, Insulated | - | 2 | TRUE
1577 | 41P84P | 5412 | 41P84P | Factory buildings process | Heavy - brick wall | Insulated | 1001m² - 5000m² | Eaves ht - 8.0m | Foundations : Concrete pad and strip foundations. Floor : 250mm mesh reinforced concrete floor. Frame : Heavy steel frame. Walls : Brick cavity wall infill to 2.0m; double skin (insulated) profiled protected metal cladding, fixed to horizontal steel rails with plastic headed screws, translucent sheet glazing; access doors goods/personnel. Roof : Double skin (insulated) profiled protected metal fixed to steel purlins with plastic headed screws, translucent sheet glazing; rainwater gutters, down pipes and drainage. Services : Electric light and power, water laid on, toilet. | Location Adjustment Applicable (See Guidance Notes) - ERC = UK mean of 1.00 | (BEAMS Note 2) The ERC for this item should be added to all other rateable items on the hereditament (except land). Therefore the total of the ERC of the other Building Items and the P&M ERC (where applicable) to enable the correct contract size adjustment to be made. ERC of Building Component + ERC of P&M = Total ERC to which contract size adjustment should be applied. The appropriate % adjustment should be made in accordance with the scale for contract size adjustment specified under section 6 of the RCG 2023 Guidance notes. The currency ERC rates are set at £4m (Four Million Pounds) @ 1st April 2021 (AVD) for the RCG 2023 Publication. | Costs exclude external works. | Measure to GIA | - | - | The plant and machinery listed in the description has been included in this costing. | - | - | Factory Buildings - Process Heavy, Insulated | - | 10094 |  | M2 | - | NA | NA | NA | 379.8011 | Option 1 | 470.879 | 23.98% | 0 | 0 | -100% | -100% | 0 | -100% | Redirected | NA | VOA_GPN_GOV_UK\7246041 | 2019-08-30 | Low | - | - | Redirected, low risk | NA | - | NA | SPONS A&B | NA | (BEAMS Note 2) The ERC for this item should be added to all other rateable items on the hereditament (except land). Therefore the total of the ERC of the other Building Items and the P&M ERC (where applicable) to enable the correct contract size adjustment to be made. ERC of Building Component + ERC of P&M = Total ERC to which contract size adjustment should be applied. The appropriate % adjustment should be made in accordance with the scale for contract size adjustment specified under section 6 of the RCG 2021 Guidance notes. The currency ERC rates are set at £4m (Four Million Pounds) @ 1st April 2019 (AVD) for the RCG 2021 Publication. | Factory Buildings - Process Heavy, Insulated | - | 2 | TRUE
1578 | 41P84T | 5416 | 41P84T | Factory buildings process | Heavy - brick wall | Insulated | 1001m² - 5000m² | Eaves ht - 8.5m | Foundations : Concrete pad and strip foundations. Floor : 250mm mesh reinforced concrete floor. Frame : Heavy steel frame. Walls : Brick cavity wall infill to 2.0m; double skin (insulated) profiled protected metal cladding, fixed to horizontal steel rails with plastic headed screws, translucent sheet glazing; access doors goods/personnel. Roof : Double skin (insulated) profiled protected metal fixed to steel purlins with plastic headed screws, translucent sheet glazing; rainwater gutters, down pipes and drainage. Services : Electric light and power, water laid on, toilet. | Location Adjustment Applicable (See Guidance Notes) - ERC = UK mean of 1.00 | (BEAMS Note 2) The ERC for this item should be added to all other rateable items on the hereditament (except land). Therefore the total of the ERC of the other Building Items and the P&M ERC (where applicable) to enable the correct contract size adjustment to be made. ERC of Building Component + ERC of P&M = Total ERC to which contract size adjustment should be applied. The appropriate % adjustment should be made in accordance with the scale for contract size adjustment specified under section 6 of the RCG 2023 Guidance notes. The currency ERC rates are set at £4m (Four Million Pounds) @ 1st April 2021 (AVD) for the RCG 2023 Publication. | Costs exclude external works. | Measure to GIA | - | - | The plant and machinery listed in the description has been included in this costing. | - | - | Factory Buildings - Process Heavy, Insulated | - | 10094 |  | M2 | - | NA | NA | NA | 385.1829 | Option 1 | 477.5513 | 23.98% | 0 | 0 | -100% | -100% | 0 | -100% | Redirected | NA | VOA_GPN_GOV_UK\7246041 | 2019-08-30 | Low | - | - | Redirected, low risk | NA | - | NA | SPONS A&B | NA | (BEAMS Note 2) The ERC for this item should be added to all other rateable items on the hereditament (except land). Therefore the total of the ERC of the other Building Items and the P&M ERC (where applicable) to enable the correct contract size adjustment to be made. ERC of Building Component + ERC of P&M = Total ERC to which contract size adjustment should be applied. The appropriate % adjustment should be made in accordance with the scale for contract size adjustment specified under section 6 of the RCG 2021 Guidance notes. The currency ERC rates are set at £4m (Four Million Pounds) @ 1st April 2019 (AVD) for the RCG 2021 Publication. | Factory Buildings - Process Heavy, Insulated | - | 2 | TRUE
1579 | 41P84V | 5417 | 41P84V | Factory buildings process | Heavy - brick wall | Insulated | 1001m² - 5000m² | Eaves ht - 9.0m | Foundations : Concrete pad and strip foundations. Floor : 250mm mesh reinforced concrete floor. Frame : Heavy steel frame. Walls : Brick cavity wall infill to 2.0m; double skin (insulated) profiled protected metal cladding, fixed to horizontal steel rails with plastic headed screws, translucent sheet glazing; access doors goods/personnel. Roof : Double skin (insulated) profiled protected metal fixed to steel purlins with plastic headed screws, translucent sheet glazing; rainwater gutters, down pipes and drainage. Services : Electric light and power, water laid on, toilet. | Location Adjustment Applicable (See Guidance Notes) - ERC = UK mean of 1.00 | (BEAMS Note 2) The ERC for this item should be added to all other rateable items on the hereditament (except land). Therefore the total of the ERC of the other Building Items and the P&M ERC (where applicable) to enable the correct contract size adjustment to be made. ERC of Building Component + ERC of P&M = Total ERC to which contract size adjustment should be applied. The appropriate % adjustment should be made in accordance with the scale for contract size adjustment specified under section 6 of the RCG 2023 Guidance notes. The currency ERC rates are set at £4m (Four Million Pounds) @ 1st April 2021 (AVD) for the RCG 2023 Publication. | Costs exclude external works. | Measure to GIA | - | - | The plant and machinery listed in the description has been included in this costing. | - | - | Factory Buildings - Process Heavy, Insulated | - | 10094 |  | M2 | - | NA | NA | NA | 391.3335 | Option 1 | 485.1769 | 23.98% | 0 | 0 | -100% | -100% | 0 | -100% | Redirected | NA | VOA_GPN_GOV_UK\7246041 | 2019-08-30 | Low | - | - | Redirected, low risk | NA | - | NA | SPONS A&B | NA | (BEAMS Note 2) The ERC for this item should be added to all other rateable items on the hereditament (except land). Therefore the total of the ERC of the other Building Items and the P&M ERC (where applicable) to enable the correct contract size adjustment to be made. ERC of Building Component + ERC of P&M = Total ERC to which contract size adjustment should be applied. The appropriate % adjustment should be made in accordance with the scale for contract size adjustment specified under section 6 of the RCG 2021 Guidance notes. The currency ERC rates are set at £4m (Four Million Pounds) @ 1st April 2019 (AVD) for the RCG 2021 Publication. | Factory Buildings - Process Heavy, Insulated | - | 2 | TRUE
1580 | 41P84X | 5418 | 41P84X | Factory buildings process | Heavy - brick wall | Insulated | 1001m² - 5000m² | Eaves ht - 9.5m | Foundations : Concrete pad and strip foundations. Floor : 250mm mesh reinforced concrete floor. Frame : Heavy steel frame. Walls : Brick cavity wall infill to 2.0m; double skin (insulated) profiled protected metal cladding, fixed to horizontal steel rails with plastic headed screws, translucent sheet glazing; access doors goods/personnel. Roof : Double skin (insulated) profiled protected metal fixed to steel purlins with plastic headed screws, translucent sheet glazing; rainwater gutters, down pipes and drainage. Services : Electric light and power, water laid on, toilet. | Location Adjustment Applicable (See Guidance Notes) - ERC = UK mean of 1.00 | (BEAMS Note 2) The ERC for this item should be added to all other rateable items on the hereditament (except land). Therefore the total of the ERC of the other Building Items and the P&M ERC (where applicable) to enable the correct contract size adjustment to be made. ERC of Building Component + ERC of P&M = Total ERC to which contract size adjustment should be applied. The appropriate % adjustment should be made in accordance with the scale for contract size adjustment specified under section 6 of the RCG 2023 Guidance notes. The currency ERC rates are set at £4m (Four Million Pounds) @ 1st April 2021 (AVD) for the RCG 2023 Publication. | Costs exclude external works. | Measure to GIA | - | - | The plant and machinery listed in the description has been included in this costing. | - | - | Factory Buildings - Process Heavy, Insulated | - | 10094 |  | M2 | - | NA | NA | NA | 396.7153 | Option 1 | 491.8493 | 23.98% | 0 | 0 | -100% | -100% | 0 | -100% | Redirected | NA | VOA_GPN_GOV_UK\7246041 | 2019-08-30 | Low | - | - | Redirected, low risk | NA | - | NA | SPONS A&B | NA | (BEAMS Note 2) The ERC for this item should be added to all other rateable items on the hereditament (except land). Therefore the total of the ERC of the other Building Items and the P&M ERC (where applicable) to enable the correct contract size adjustment to be made. ERC of Building Component + ERC of P&M = Total ERC to which contract size adjustment should be applied. The appropriate % adjustment should be made in accordance with the scale for contract size adjustment specified under section 6 of the RCG 2021 Guidance notes. The currency ERC rates are set at £4m (Four Million Pounds) @ 1st April 2019 (AVD) for the RCG 2021 Publication. | Factory Buildings - Process Heavy, Insulated | - | 2 | TRUE
1581 | 41P84Y | 5419 | 41P84Y | Factory buildings process | Heavy - brick wall | Insulated | 1001m² - 5000m² | Eaves ht - 10.0m | Foundations : Concrete pad and strip foundations. Floor : 250mm mesh reinforced concrete floor. Frame : Heavy steel frame. Walls : Brick cavity wall infill to 2.0m; double skin (insulated) profiled protected metal cladding, fixed to horizontal steel rails with plastic headed screws, translucent sheet glazing; access doors goods/personnel. Roof : Double skin (insulated) profiled protected metal fixed to steel purlins with plastic headed screws, translucent sheet glazing; rainwater gutters, down pipes and drainage. Services : Electric light and power, water laid on, toilet. | Location Adjustment Applicable (See Guidance Notes) - ERC = UK mean of 1.00 | (BEAMS Note 2) The ERC for this item should be added to all other rateable items on the hereditament (except land). Therefore the total of the ERC of the other Building Items and the P&M ERC (where applicable) to enable the correct contract size adjustment to be made. ERC of Building Component + ERC of P&M = Total ERC to which contract size adjustment should be applied. The appropriate % adjustment should be made in accordance with the scale for contract size adjustment specified under section 6 of the RCG 2023 Guidance notes. The currency ERC rates are set at £4m (Four Million Pounds) @ 1st April 2021 (AVD) for the RCG 2023 Publication. | Costs exclude external works. | Measure to GIA | - | - | The plant and machinery listed in the description has been included in this costing. | - | - | Factory Buildings - Process Heavy, Insulated | - | 10094 |  | M2 | - | NA | NA | NA | 402.0971 | Option 1 | 498.5217 | 23.98% | 0 | 0 | -100% | -100% | 0 | -100% | Redirected | NA | VOA_GPN_GOV_UK\7246041 | 2019-08-30 | Low | - | - | Redirected, low risk | NA | - | NA | SPONS A&B | NA | (BEAMS Note 2) The ERC for this item should be added to all other rateable items on the hereditament (except land). Therefore the total of the ERC of the other Building Items and the P&M ERC (where applicable) to enable the correct contract size adjustment to be made. ERC of Building Component + ERC of P&M = Total ERC to which contract size adjustment should be applied. The appropriate % adjustment should be made in accordance with the scale for contract size adjustment specified under section 6 of the RCG 2021 Guidance notes. The currency ERC rates are set at £4m (Four Million Pounds) @ 1st April 2019 (AVD) for the RCG 2021 Publication. | Factory Buildings - Process Heavy, Insulated | - | 2 | TRUE
1582 | 41P85A | 5420 | 41P85A | Factory buildings process | Heavy - brick wall | Insulated | 1001m² - 5000m² | Eaves ht - 11.0m | Foundations : Concrete pad and strip foundations. Floor : 250mm mesh reinforced concrete floor. Frame : Heavy steel frame. Walls : Brick cavity wall infill to 2.0m; double skin (insulated) profiled protected metal cladding, fixed to horizontal steel rails with plastic headed screws, translucent sheet glazing; access doors goods/personnel. Roof : Double skin (insulated) profiled protected metal fixed to steel purlins with plastic headed screws, translucent sheet glazing; rainwater gutters, down pipes and drainage. Services : Electric light and power, water laid on, toilet. | Location Adjustment Applicable (See Guidance Notes) - ERC = UK mean of 1.00 | (BEAMS Note 2) The ERC for this item should be added to all other rateable items on the hereditament (except land). Therefore the total of the ERC of the other Building Items and the P&M ERC (where applicable) to enable the correct contract size adjustment to be made. ERC of Building Component + ERC of P&M = Total ERC to which contract size adjustment should be applied. The appropriate % adjustment should be made in accordance with the scale for contract size adjustment specified under section 6 of the RCG 2023 Guidance notes. The currency ERC rates are set at £4m (Four Million Pounds) @ 1st April 2021 (AVD) for the RCG 2023 Publication. | Costs exclude external works. | Measure to GIA | - | - | The plant and machinery listed in the description has been included in this costing. | - | - | Factory Buildings - Process Heavy, Insulated | - | 10094 |  | M2 | - | NA | NA | NA | 413.6295 | Option 1 | 512.8196 | 23.98% | 0 | 0 | -100% | -100% | 0 | -100% | Redirected | NA | VOA_GPN_GOV_UK\7246041 | 2019-08-30 | Low | - | - | Redirected, low risk | NA | - | NA | SPONS A&B | NA | (BEAMS Note 2) The ERC for this item should be added to all other rateable items on the hereditament (except land). Therefore the total of the ERC of the other Building Items and the P&M ERC (where applicable) to enable the correct contract size adjustment to be made. ERC of Building Component + ERC of P&M = Total ERC to which contract size adjustment should be applied. The appropriate % adjustment should be made in accordance with the scale for contract size adjustment specified under section 6 of the RCG 2021 Guidance notes. The currency ERC rates are set at £4m (Four Million Pounds) @ 1st April 2019 (AVD) for the RCG 2021 Publication. | Factory Buildings - Process Heavy, Insulated | - | 2 | TRUE
1583 | 41P85F | 5421 | 41P85F | Factory buildings process | Heavy - brick wall | Insulated | 1001m² - 5000m² | Eaves ht - 12.0m | Foundations : Concrete pad and strip foundations. Floor : 250mm mesh reinforced concrete floor. Frame : Heavy steel frame. Walls : Brick cavity wall infill to 2.0m; double skin (insulated) profiled protected metal cladding, fixed to horizontal steel rails with plastic headed screws, translucent sheet glazing; access doors goods/personnel. Roof : Double skin (insulated) profiled protected metal fixed to steel purlins with plastic headed screws, translucent sheet glazing; rainwater gutters, down pipes and drainage. Services : Electric light and power, water laid on, toilet. | Location Adjustment Applicable (See Guidance Notes) - ERC = UK mean of 1.00 | (BEAMS Note 2) The ERC for this item should be added to all other rateable items on the hereditament (except land). Therefore the total of the ERC of the other Building Items and the P&M ERC (where applicable) to enable the correct contract size adjustment to be made. ERC of Building Component + ERC of P&M = Total ERC to which contract size adjustment should be applied. The appropriate % adjustment should be made in accordance with the scale for contract size adjustment specified under section 6 of the RCG 2023 Guidance notes. The currency ERC rates are set at £4m (Four Million Pounds) @ 1st April 2021 (AVD) for the RCG 2023 Publication. | Costs exclude external works. | Measure to GIA | - | - | The plant and machinery listed in the description has been included in this costing. | - | - | Factory Buildings - Process Heavy, Insulated | - | 10094 |  | M2 | - | NA | NA | NA | 425.162 | Option 1 | 527.1175 | 23.98% | 0 | 0 | -100% | -100% | 0 | -100% | Redirected | NA | VOA_GPN_GOV_UK\7246041 | 2019-08-30 | Low | - | - | Redirected, low risk | NA | - | NA | SPONS A&B | NA | (BEAMS Note 2) The ERC for this item should be added to all other rateable items on the hereditament (except land). Therefore the total of the ERC of the other Building Items and the P&M ERC (where applicable) to enable the correct contract size adjustment to be made. ERC of Building Component + ERC of P&M = Total ERC to which contract size adjustment should be applied. The appropriate % adjustment should be made in accordance with the scale for contract size adjustment specified under section 6 of the RCG 2021 Guidance notes. The currency ERC rates are set at £4m (Four Million Pounds) @ 1st April 2019 (AVD) for the RCG 2021 Publication. | Factory Buildings - Process Heavy, Insulated | - | 2 | TRUE
1584 | 41P85H | 5685 | 41P85H | Factory buildings process | Heavy - brick wall | Insulated | 1001m² - 5000m² | Eaves ht - 13.0m | Foundations : Concrete pad and strip foundations. Floor : 250mm mesh reinforced concrete floor. Frame : Heavy steel frame. Walls : Brick cavity wall infill to 2.0m; double skin (insulated) profiled protected metal cladding, fixed to horizontal steel rails with plastic headed screws, translucent sheet glazing; access doors goods/personnel. Roof : Double skin (insulated) profiled protected metal fixed to steel purlins with plastic headed screws, translucent sheet glazing; rainwater gutters, down pipes and drainage. Services : Electric light and power, water laid on, toilet. | Location Adjustment Applicable (See Guidance Notes) - ERC = UK mean of 1.00 | (BEAMS Note 2) The ERC for this item should be added to all other rateable items on the hereditament (except land). Therefore the total of the ERC of the other Building Items and the P&M ERC (where applicable) to enable the correct contract size adjustment to be made. ERC of Building Component + ERC of P&M = Total ERC to which contract size adjustment should be applied. The appropriate % adjustment should be made in accordance with the scale for contract size adjustment specified under section 6 of the RCG 2023 Guidance notes. The currency ERC rates are set at £4m (Four Million Pounds) @ 1st April 2021 (AVD) for the RCG 2023 Publication. | Costs exclude external works. | Measure to GIA | - | - | The plant and machinery listed in the description has been included in this costing. | - | - | Factory Buildings - Process Heavy, Insulated | - | 10094 |  | M2 | - | NA | NA | NA | 436.6944 | Option 1 | 541.4155 | 23.98% | 0 | 0 | -100% | -100% | 0 | -100% | Redirected | NA | VOA_GPN_GOV_UK\7246041 | 2019-08-30 | Low | - | - | Redirected, low risk | NA | - | NA | SPONS A&B | NA | (BEAMS Note 2) The ERC for this item should be added to all other rateable items on the hereditament (except land). Therefore the total of the ERC of the other Building Items and the P&M ERC (where applicable) to enable the correct contract size adjustment to be made. ERC of Building Component + ERC of P&M = Total ERC to which contract size adjustment should be applied. The appropriate % adjustment should be made in accordance with the scale for contract size adjustment specified under section 6 of the RCG 2021 Guidance notes. The currency ERC rates are set at £4m (Four Million Pounds) @ 1st April 2019 (AVD) for the RCG 2021 Publication. | Factory Buildings - Process Heavy, Insulated | - | 2 | TRUE
1585 | 41P85L | 5422 | 41P85L | Factory buildings process | Heavy - brick wall | Insulated | 1001m² - 5000m² | Eaves ht - 14.0m | Foundations : Concrete pad and strip foundations. Floor : 250mm mesh reinforced concrete floor. Frame : Heavy steel frame. Walls : Brick cavity wall infill to 2.0m; double skin (insulated) profiled protected metal cladding, fixed to horizontal steel rails with plastic headed screws, translucent sheet glazing; access doors goods/personnel. Roof : Double skin (insulated) profiled protected metal fixed to steel purlins with plastic headed screws, translucent sheet glazing; rainwater gutters, down pipes and drainage. Services : Electric light and power, water laid on, toilet. | Location Adjustment Applicable (See Guidance Notes) - ERC = UK mean of 1.00 | (BEAMS Note 2) The ERC for this item should be added to all other rateable items on the hereditament (except land). Therefore the total of the ERC of the other Building Items and the P&M ERC (where applicable) to enable the correct contract size adjustment to be made. ERC of Building Component + ERC of P&M = Total ERC to which contract size adjustment should be applied. The appropriate % adjustment should be made in accordance with the scale for contract size adjustment specified under section 6 of the RCG 2023 Guidance notes. The currency ERC rates are set at £4m (Four Million Pounds) @ 1st April 2021 (AVD) for the RCG 2023 Publication. | Costs exclude external works. | Measure to GIA | - | - | The plant and machinery listed in the description has been included in this costing. | - | - | Factory Buildings - Process Heavy, Insulated | - | 10094 |  | M2 | - | NA | NA | NA | 448.9956 | Option 1 | 556.6666 | 23.98% | 0 | 0 | -100% | -100% | 0 | -100% | Redirected | NA | VOA_GPN_GOV_UK\7246041 | 2019-08-30 | Low | - | - | Redirected, low risk | NA | - | NA | SPONS A&B | NA | (BEAMS Note 2) The ERC for this item should be added to all other rateable items on the hereditament (except land). Therefore the total of the ERC of the other Building Items and the P&M ERC (where applicable) to enable the correct contract size adjustment to be made. ERC of Building Component + ERC of P&M = Total ERC to which contract size adjustment should be applied. The appropriate % adjustment should be made in accordance with the scale for contract size adjustment specified under section 6 of the RCG 2021 Guidance notes. The currency ERC rates are set at £4m (Four Million Pounds) @ 1st April 2019 (AVD) for the RCG 2021 Publication. | Factory Buildings - Process Heavy, Insulated | - | 2 | TRUE
1586 | 41P85P | 5423 | 41P85P | Factory buildings process | Heavy - brick wall | Insulated | 1001m² - 5000m² | Eaves ht - 15.0m | Foundations : Concrete pad and strip foundations. Floor : 250mm mesh reinforced concrete floor Frame : Heavy steel frame Walls : Brick cavity wall infill to 2.0m; double skin (insulated) profiled protected metal cladding, fixed to horizontal steel rails with plastic headed screws, translucent sheet glazing; access doors goods/personnel. Roof : Double skin (insulated) profiled protected metal fixed to steel purlins with plastic headed screws, translucent sheet glazing; rainwater gutters, down pipes and drainage Services : Electric light and power, water laid on, toilet | Location Adjustment Applicable (See Guidance Notes) - ERC = UK mean of 1.00 | (BEAMS Note 2) The ERC for this item should be added to all other rateable items on the hereditament (except land). Therefore the total of the ERC of the other Building Items and the P&M ERC (where applicable) to enable the correct contract size adjustment to be made. ERC of Building Component + ERC of P&M = Total ERC to which contract size adjustment should be applied. The appropriate % adjustment should be made in accordance with the scale for contract size adjustment specified under section 6 of the RCG 2023 Guidance notes. The currency ERC rates are set at £4m (Four Million Pounds) @ 1st April 2021 (AVD) for the RCG 2023 Publication. | Costs exclude external works. | Measure to GIA = m2 | - | - | The plant and machinery listed in the description has been included in this costing. | - | - | Factory Buildings - Process Heavy, Insulated | - | 10094 |  | - | - | NA | NA | NA | 460.5281 | Option 1 | 570.9646 | 23.98% | 0 | 0 | -100% | -100% | 0 | -100% | Redirected | NA | VOA_GPN_GOV_UK\7246041 | 2019-08-30 | Low | - | - | Redirected, low risk | NA | - | NA | SPONS A&B | NA | (BEAMS Note 2) The ERC for this item should be added to all other rateable items on the hereditament (except land). Therefore the total of the ERC of the other Building Items and the P&M ERC (where applicable) to enable the correct contract size adjustment to be made. ERC of Building Component + ERC of P&M = Total ERC to which contract size adjustment should be applied. The appropriate % adjustment should be made in accordance with the scale for contract size adjustment specified under section 6 of the RCG 2021 Guidance notes. The currency ERC rates are set at £4m (Four Million Pounds) @ 1st April 2019 (AVD) for the RCG 2021 Publication. | Factory Buildings - Process Heavy, Insulated | - | 2 | TRUE
1587 | 41P86B | 5438 | 41P86B | Factory buildings process | Heavy - brick wall | Insulated | 5000m² - 10000m² | Eaves ht - 3.5m | Foundations : Concrete pad and strip foundations. Floor : 250mm mesh reinforced concrete floor Frame : Heavy steel frame Walls : Reinforced cavity brickwork to eaves; metal windows; access doors goods/personnel . Roof : Double skin (insulated) profiled asbestos sheet fixed to steel purlins with plastic headed screws, translucent sheet glazing; rainwater gutters, down pipes and drainage Services : Electric light and power, water laid on, toilets, unheated | Location Adjustment Applicable (See Guidance Notes) - ERC = UK mean of 1.00 | (BEAMS Note 2) The ERC for this item should be added to all other rateable items on the hereditament (except land). Therefore the total of the ERC of the other Building Items and the P&M ERC (where applicable) to enable the correct contract size adjustment to be made. ERC of Building Component + ERC of P&M = Total ERC to which contract size adjustment should be applied. The appropriate % adjustment should be made in accordance with the scale for contract size adjustment specified under section 6 of the RCG 2023 Guidance notes. The currency ERC rates are set at £4m (Four Million Pounds) @ 1st April 2021 (AVD) for the RCG 2023 Publication. | Costs exclude external works. | Measure to GIA = m2 | - | - | The plant and machinery listed in the description has been included in this costing. | - | - | Factory Buildings - Process Heavy, Insulated Brick Walls | - | 10095 |  | - | - | NA | NA | NA | 318.2948 | Option 1 | 394.6233 | 23.98% | 0 | 0 | -100% | -100% | 0 | -100% | Redirected | NA | VOA_GPN_GOV_UK\7246041 | 2019-08-30 | Low | - | - | Redirected, low risk | NA | - | NA | SPONS A&B | NA | (BEAMS Note 2) The ERC for this item should be added to all other rateable items on the hereditament (except land). Therefore the total of the ERC of the other Building Items and the P&M ERC (where applicable) to enable the correct contract size adjustment to be made. ERC of Building Component + ERC of P&M = Total ERC to which contract size adjustment should be applied. The appropriate % adjustment should be made in accordance with the scale for contract size adjustment specified under section 6 of the RCG 2021 Guidance notes. The currency ERC rates are set at £4m (Four Million Pounds) @ 1st April 2019 (AVD) for the RCG 2021 Publication. | Factory Buildings - Process Heavy, Insulated Brick Walls | - | 2 | TRUE
1588 | 41P86C | 5439 | 41P86C | Factory buildings process | Heavy - brick wall | Insulated | 5000m² - 10000m² | Eaves ht - 4.0m | Foundations : Concrete pad and strip foundations. Floor : 250mm mesh reinforced concrete floor Frame : Heavy steel frame Walls : Reinforced cavity brickwork to eaves; metal windows; access doors goods/personnel . Roof : Double skin (insulated) profiled asbestos sheet fixed to steel purlins with plastic headed screws, translucent sheet glazing; rainwater gutters, down pipes and drainage Services : Electric light and power, water laid on, toilets, unheated | Location Adjustment Applicable (See Guidance Notes) - ERC = UK mean of 1.00 | (BEAMS Note 2) The ERC for this item should be added to all other rateable items on the hereditament (except land). Therefore the total of the ERC of the other Building Items and the P&M ERC (where applicable) to enable the correct contract size adjustment to be made. ERC of Building Component + ERC of P&M = Total ERC to which contract size adjustment should be applied. The appropriate % adjustment should be made in accordance with the scale for contract size adjustment specified under section 6 of the RCG 2023 Guidance notes. The currency ERC rates are set at £4m (Four Million Pounds) @ 1st April 2021 (AVD) for the RCG 2023 Publication. | Costs exclude external works. | Measure to GIA = m2 | - | - | The plant and machinery listed in the description has been included in this costing. | - | - | Factory Buildings - Process Heavy, Insulated Brick Walls | - | 10095 |  | - | - | NA | NA | NA | 321.3702 | Option 1 | 398.436 | 23.98% | 0 | 0 | -100% | -100% | 0 | -100% | Redirected | NA | VOA_GPN_GOV_UK\7246041 | 2019-08-30 | Low | - | - | Redirected, low risk | NA | - | NA | SPONS A&B | NA | (BEAMS Note 2) The ERC for this item should be added to all other rateable items on the hereditament (except land). Therefore the total of the ERC of the other Building Items and the P&M ERC (where applicable) to enable the correct contract size adjustment to be made. ERC of Building Component + ERC of P&M = Total ERC to which contract size adjustment should be applied. The appropriate % adjustment should be made in accordance with the scale for contract size adjustment specified under section 6 of the RCG 2021 Guidance notes. The currency ERC rates are set at £4m (Four Million Pounds) @ 1st April 2019 (AVD) for the RCG 2021 Publication. | Factory Buildings - Process Heavy, Insulated Brick Walls | - | 2 | TRUE
1589 | 41P86E | 5440 | 41P86E | Factory buildings process | Heavy - brick wall | Insulated | 5000m² - 10000m² | Eaves ht - 4.5m | Foundations : Concrete pad and strip foundations. Floor : 250mm mesh reinforced concrete floor Frame : Heavy steel frame Walls : Reinforced cavity brickwork to eaves; metal windows; access doors goods/personnel . Roof : Double skin (insulated) profiled asbestos sheet fixed to steel purlins with plastic headed screws, translucent sheet glazing; rainwater gutters, down pipes and drainage Services : Electric light and power, water laid on, toilets, unheated | Location Adjustment Applicable (See Guidance Notes) - ERC = UK mean of 1.00 | (BEAMS Note 2) The ERC for this item should be added to all other rateable items on the hereditament (except land). Therefore the total of the ERC of the other Building Items and the P&M ERC (where applicable) to enable the correct contract size adjustment to be made. ERC of Building Component + ERC of P&M = Total ERC to which contract size adjustment should be applied. The appropriate % adjustment should be made in accordance with the scale for contract size adjustment specified under section 6 of the RCG 2023 Guidance notes. The currency ERC rates are set at £4m (Four Million Pounds) @ 1st April 2021 (AVD) for the RCG 2023 Publication. | Costs exclude external works. | Measure to GIA = m2 | - | - | The plant and machinery listed in the description has been included in this costing. | - | - | Factory Buildings - Process Heavy, Insulated Brick Walls | - | 10095 |  | - | - | NA | NA | NA | 325.9831 | Option 1 | 404.1552 | 23.98% | 0 | 0 | -100% | -100% | 0 | -100% | Redirected | NA | VOA_GPN_GOV_UK\7246041 | 2019-08-30 | Low | - | - | Redirected, low risk | NA | - | NA | SPONS A&B | NA | (BEAMS Note 2) The ERC for this item should be added to all other rateable items on the hereditament (except land). Therefore the total of the ERC of the other Building Items and the P&M ERC (where applicable) to enable the correct contract size adjustment to be made. ERC of Building Component + ERC of P&M = Total ERC to which contract size adjustment should be applied. The appropriate % adjustment should be made in accordance with the scale for contract size adjustment specified under section 6 of the RCG 2021 Guidance notes. The currency ERC rates are set at £4m (Four Million Pounds) @ 1st April 2019 (AVD) for the RCG 2021 Publication. | Factory Buildings - Process Heavy, Insulated Brick Walls | - | 2 | TRUE
1590 | 41P86F | 5441 | 41P86F | Factory buildings process | Heavy - brick wall | Insulated | 5000m² - 10000m² | Eaves ht - 5.0m | Foundations : Concrete pad and strip foundations. Floor : 250mm mesh reinforced concrete floor Frame : Heavy steel frame Walls : Reinforced cavity brickwork to eaves; metal windows; access doors goods/personnel . Roof : Double skin (insulated) profiled asbestos sheet fixed to steel purlins with plastic headed screws, translucent sheet glazing; rainwater gutters, down pipes and drainage Services : Electric light and power, water laid on, toilets, unheated | Location Adjustment Applicable (See Guidance Notes) - ERC = UK mean of 1.00 | (BEAMS Note 2) The ERC for this item should be added to all other rateable items on the hereditament (except land). Therefore the total of the ERC of the other Building Items and the P&M ERC (where applicable) to enable the correct contract size adjustment to be made. ERC of Building Component + ERC of P&M = Total ERC to which contract size adjustment should be applied. The appropriate % adjustment should be made in accordance with the scale for contract size adjustment specified under section 6 of the RCG 2023 Guidance notes. The currency ERC rates are set at £4m (Four Million Pounds) @ 1st April 2021 (AVD) for the RCG 2023 Publication. | Costs exclude external works. | Measure to GIA = m2 | - | - | The plant and machinery listed in the description has been included in this costing. | - | - | Factory Buildings - Process Heavy, Insulated Brick Walls | - | 10095 |  | - | - | NA | NA | NA | 329.8273 | Option 1 | 408.9212 | 23.98% | 0 | 0 | -100% | -100% | 0 | -100% | Redirected | NA | VOA_GPN_GOV_UK\7246041 | 2019-08-30 | Low | - | - | Redirected, low risk | NA | - | NA | SPONS A&B | NA | (BEAMS Note 2) The ERC for this item should be added to all other rateable items on the hereditament (except land). Therefore the total of the ERC of the other Building Items and the P&M ERC (where applicable) to enable the correct contract size adjustment to be made. ERC of Building Component + ERC of P&M = Total ERC to which contract size adjustment should be applied. The appropriate % adjustment should be made in accordance with the scale for contract size adjustment specified under section 6 of the RCG 2021 Guidance notes. The currency ERC rates are set at £4m (Four Million Pounds) @ 1st April 2019 (AVD) for the RCG 2021 Publication. | Factory Buildings - Process Heavy, Insulated Brick Walls | - | 2 | TRUE
1591 | 41P86G | 5442 | 41P86G | Factory buildings process | Heavy - brick wall | Insulated | 5000m² - 10000m² | Eaves ht - 5.5m | Foundations : Concrete pad and strip foundations. Floor : 250mm mesh reinforced concrete floor Frame : Heavy steel frame Walls : Reinforced cavity brickwork to eaves; metal windows; access doors goods/personnel . Roof : Double skin (insulated) profiled asbestos sheet fixed to steel purlins with plastic headed screws, translucent sheet glazing; rainwater gutters, down pipes and drainage Services : Electric light and power, water laid on, toilets, unheated | Location Adjustment Applicable (See Guidance Notes) - ERC = UK mean of 1.00 | (BEAMS Note 2) The ERC for this item should be added to all other rateable items on the hereditament (except land). Therefore the total of the ERC of the other Building Items and the P&M ERC (where applicable) to enable the correct contract size adjustment to be made. ERC of Building Component + ERC of P&M = Total ERC to which contract size adjustment should be applied. The appropriate % adjustment should be made in accordance with the scale for contract size adjustment specified under section 6 of the RCG 2023 Guidance notes. The currency ERC rates are set at £4m (Four Million Pounds) @ 1st April 2021 (AVD) for the RCG 2023 Publication. | Costs exclude external works. | Measure to GIA = m2 | - | - | The plant and machinery listed in the description has been included in this costing. | - | - | Factory Buildings - Process Heavy, Insulated Brick Walls | - | 10095 |  | - | - | NA | NA | NA | 344.435 | Option 1 | 427.0319 | 23.98% | 0 | 0 | -100% | -100% | 0 | -100% | Redirected | NA | VOA_GPN_GOV_UK\7246041 | 2019-08-30 | Low | - | - | Redirected, low risk | NA | - | NA | SPONS A&B | NA | (BEAMS Note 2) The ERC for this item should be added to all other rateable items on the hereditament (except land). Therefore the total of the ERC of the other Building Items and the P&M ERC (where applicable) to enable the correct contract size adjustment to be made. ERC of Building Component + ERC of P&M = Total ERC to which contract size adjustment should be applied. The appropriate % adjustment should be made in accordance with the scale for contract size adjustment specified under section 6 of the RCG 2021 Guidance notes. The currency ERC rates are set at £4m (Four Million Pounds) @ 1st April 2019 (AVD) for the RCG 2021 Publication. | Factory Buildings - Process Heavy, Insulated Brick Walls | - | 2 | TRUE
1592 | 41P86H | 5443 | 41P86H | Factory buildings process | Heavy - brick wall | Insulated | 5000m² - 10000m² | Eaves ht - 6.0m | Foundations : Concrete pad and strip foundations. Floor : 250mm mesh reinforced concrete floor Frame : Heavy steel frame Walls : Reinforced cavity brickwork to eaves; metal windows; access doors goods/personnel . Roof : Double skin (insulated) profiled asbestos sheet fixed to steel purlins with plastic headed screws, translucent sheet glazing; rainwater gutters, down pipes and drainage Services : Electric light and power, water laid on, toilets, unheated | Location Adjustment Applicable (See Guidance Notes) - ERC = UK mean of 1.00 | (BEAMS Note 2) The ERC for this item should be added to all other rateable items on the hereditament (except land). Therefore the total of the ERC of the other Building Items and the P&M ERC (where applicable) to enable the correct contract size adjustment to be made. ERC of Building Component + ERC of P&M = Total ERC to which contract size adjustment should be applied. The appropriate % adjustment should be made in accordance with the scale for contract size adjustment specified under section 6 of the RCG 2023 Guidance notes. The currency ERC rates are set at £4m (Four Million Pounds) @ 1st April 2021 (AVD) for the RCG 2023 Publication. | Costs exclude external works. | Measure to GIA = m2 | - | - | The plant and machinery listed in the description has been included in this costing. | - | - | Factory Buildings - Process Heavy, Insulated Brick Walls | - | 10095 |  | - | - | NA | NA | NA | 349.048 | Option 1 | 432.7511 | 23.98% | 0 | 0 | -100% | -100% | 0 | -100% | Redirected | NA | VOA_GPN_GOV_UK\7246041 | 2019-08-30 | Low | - | - | Redirected, low risk | NA | - | NA | SPONS A&B | NA | (BEAMS Note 2) The ERC for this item should be added to all other rateable items on the hereditament (except land). Therefore the total of the ERC of the other Building Items and the P&M ERC (where applicable) to enable the correct contract size adjustment to be made. ERC of Building Component + ERC of P&M = Total ERC to which contract size adjustment should be applied. The appropriate % adjustment should be made in accordance with the scale for contract size adjustment specified under section 6 of the RCG 2021 Guidance notes. The currency ERC rates are set at £4m (Four Million Pounds) @ 1st April 2019 (AVD) for the RCG 2021 Publication. | Factory Buildings - Process Heavy, Insulated Brick Walls | - | 2 | TRUE
1593 | 41P86J | 5444 | 41P86J | Factory buildings process | Heavy - brick wall | Insulated | 5000m² - 10000m² | Eaves ht - 6.5m | Foundations : Concrete pad and strip foundations. Floor : 250mm mesh reinforced concrete floor Frame : Heavy steel frame Walls : Reinforced cavity brickwork to eaves; metal windows; access doors goods/personnel . Roof : Double skin (insulated) profiled asbestos sheet fixed to steel purlins with plastic headed screws, translucent sheet glazing; rainwater gutters, down pipes and drainage Services : Electric light and power, water laid on, toilets, unheated | Location Adjustment Applicable (See Guidance Notes) - ERC = UK mean of 1.00 | (BEAMS Note 2) The ERC for this item should be added to all other rateable items on the hereditament (except land). Therefore the total of the ERC of the other Building Items and the P&M ERC (where applicable) to enable the correct contract size adjustment to be made. ERC of Building Component + ERC of P&M = Total ERC to which contract size adjustment should be applied. The appropriate % adjustment should be made in accordance with the scale for contract size adjustment specified under section 6 of the RCG 2023 Guidance notes. The currency ERC rates are set at £4m (Four Million Pounds) @ 1st April 2021 (AVD) for the RCG 2023 Publication. | Costs exclude external works. | Measure to GIA = m2 | - | - | The plant and machinery listed in the description has been included in this costing. | - | - | Factory Buildings - Process Heavy, Insulated Brick Walls | - | 10095 |  | - | - | NA | NA | NA | 353.6609 | Option 1 | 438.4703 | 23.98% | 0 | 0 | -100% | -100% | 0 | -100% | Redirected | NA | VOA_GPN_GOV_UK\7246041 | 2019-08-30 | Low | - | - | Redirected, low risk | NA | - | NA | SPONS A&B | NA | (BEAMS Note 2) The ERC for this item should be added to all other rateable items on the hereditament (except land). Therefore the total of the ERC of the other Building Items and the P&M ERC (where applicable) to enable the correct contract size adjustment to be made. ERC of Building Component + ERC of P&M = Total ERC to which contract size adjustment should be applied. The appropriate % adjustment should be made in accordance with the scale for contract size adjustment specified under section 6 of the RCG 2021 Guidance notes. The currency ERC rates are set at £4m (Four Million Pounds) @ 1st April 2019 (AVD) for the RCG 2021 Publication. | Factory Buildings - Process Heavy, Insulated Brick Walls | - | 2 | TRUE
1594 | 41P86L | 5445 | 41P86L | Factory buildings process | Heavy - brick wall | Insulated | 5000m² - 10000m² | Eaves ht - 7.0m | Foundations : Concrete pad and strip foundations. Floor : 250mm mesh reinforced concrete floor Frame : Heavy steel frame Walls : Reinforced cavity brickwork to eaves; metal windows; access doors goods/personnel . Roof : Double skin (insulated) profiled asbestos sheet fixed to steel purlins with plastic headed screws, translucent sheet glazing; rainwater gutters, down pipes and drainage Services : Electric light and power, water laid on, toilets, unheated | Location Adjustment Applicable (See Guidance Notes) - ERC = UK mean of 1.00 | (BEAMS Note 2) The ERC for this item should be added to all other rateable items on the hereditament (except land). Therefore the total of the ERC of the other Building Items and the P&M ERC (where applicable) to enable the correct contract size adjustment to be made. ERC of Building Component + ERC of P&M = Total ERC to which contract size adjustment should be applied. The appropriate % adjustment should be made in accordance with the scale for contract size adjustment specified under section 6 of the RCG 2023 Guidance notes. The currency ERC rates are set at £4m (Four Million Pounds) @ 1st April 2021 (AVD) for the RCG 2023 Publication. | Costs exclude external works. | Measure to GIA = m2 | - | - | The plant and machinery listed in the description has been included in this costing. | - | - | Factory Buildings - Process Heavy, Insulated Brick Walls | - | 10095 |  | - | - | NA | NA | NA | 358.2739 | Option 1 | 444.1895 | 23.98% | 0 | 0 | -100% | -100% | 0 | -100% | Redirected | NA | VOA_GPN_GOV_UK\7246041 | 2019-08-30 | Low | - | - | Redirected, low risk | NA | - | NA | SPONS A&B | NA | (BEAMS Note 2) The ERC for this item should be added to all other rateable items on the hereditament (except land). Therefore the total of the ERC of the other Building Items and the P&M ERC (where applicable) to enable the correct contract size adjustment to be made. ERC of Building Component + ERC of P&M = Total ERC to which contract size adjustment should be applied. The appropriate % adjustment should be made in accordance with the scale for contract size adjustment specified under section 6 of the RCG 2021 Guidance notes. The currency ERC rates are set at £4m (Four Million Pounds) @ 1st April 2019 (AVD) for the RCG 2021 Publication. | Factory Buildings - Process Heavy, Insulated Brick Walls | - | 2 | TRUE
1595 | 41P86M | 5686 | 41P86M | Factory buildings process | Heavy - brick wall | Insulated | 5000m² - 10000m² | Eaves ht - 7.5m | Foundations : Concrete pad and strip foundations. Floor : 250mm mesh reinforced concrete floor Frame : Heavy steel frame Walls : Reinforced cavity brickwork to eaves; metal windows; access doors goods/personnel . Roof : Double skin (insulated) profiled asbestos sheet fixed to steel purlins with plastic headed screws, translucent sheet glazing; rainwater gutters, down pipes and drainage Services : Electric light and power, water laid on, toilets, unheated | Location Adjustment Applicable (See Guidance Notes) - ERC = UK mean of 1.00 | (BEAMS Note 2) The ERC for this item should be added to all other rateable items on the hereditament (except land). Therefore the total of the ERC of the other Building Items and the P&M ERC (where applicable) to enable the correct contract size adjustment to be made. ERC of Building Component + ERC of P&M = Total ERC to which contract size adjustment should be applied. The appropriate % adjustment should be made in accordance with the scale for contract size adjustment specified under section 6 of the RCG 2023 Guidance notes. The currency ERC rates are set at £4m (Four Million Pounds) @ 1st April 2021 (AVD) for the RCG 2023 Publication. | Costs exclude external works. | Measure to GIA = m2 | - | - | The plant and machinery listed in the description has been included in this costing. | - | - | Factory Buildings - Process Heavy, Insulated Brick Walls | - | 10095 |  | - | - | NA | NA | NA | 363.6557 | Option 1 | 450.8618 | 23.98% | 0 | 0 | -100% | -100% | 0 | -100% | Redirected | NA | VOA_GPN_GOV_UK\7246041 | 2019-08-30 | Low | - | - | Redirected, low risk | NA | - | NA | SPONS A&B | NA | (BEAMS Note 2) The ERC for this item should be added to all other rateable items on the hereditament (except land). Therefore the total of the ERC of the other Building Items and the P&M ERC (where applicable) to enable the correct contract size adjustment to be made. ERC of Building Component + ERC of P&M = Total ERC to which contract size adjustment should be applied. The appropriate % adjustment should be made in accordance with the scale for contract size adjustment specified under section 6 of the RCG 2021 Guidance notes. The currency ERC rates are set at £4m (Four Million Pounds) @ 1st April 2019 (AVD) for the RCG 2021 Publication. | Factory Buildings - Process Heavy, Insulated Brick Walls | - | 2 | TRUE
1596 | 41P86P | 5446 | 41P86P | Factory buildings process | Heavy - brick wall | Insulated | 5000m² - 10000m² | Eaves ht - 8.0m | Foundations : Concrete pad and strip foundations. Floor : 250mm mesh reinforced concrete floor Frame : Heavy steel frame Walls : Reinforced cavity brickwork to eaves; metal windows; access doors goods/personnel . Roof : Double skin (insulated) profiled asbestos sheet fixed to steel purlins with plastic headed screws, translucent sheet glazing; rainwater gutters, down pipes and drainage Services : Electric light and power, water laid on, toilets, unheated | Location Adjustment Applicable (See Guidance Notes) - ERC = UK mean of 1.00 | (BEAMS Note 2) The ERC for this item should be added to all other rateable items on the hereditament (except land). Therefore the total of the ERC of the other Building Items and the P&M ERC (where applicable) to enable the correct contract size adjustment to be made. ERC of Building Component + ERC of P&M = Total ERC to which contract size adjustment should be applied. The appropriate % adjustment should be made in accordance with the scale for contract size adjustment specified under section 6 of the RCG 2023 Guidance notes. The currency ERC rates are set at £4m (Four Million Pounds) @ 1st April 2021 (AVD) for the RCG 2023 Publication. | Costs exclude external works. | Measure to GIA = m2 | - | - | The plant and machinery listed in the description has been included in this costing. | - | - | Factory Buildings - Process Heavy, Insulated Brick Walls | - | 10095 |  | - | - | NA | NA | NA | 371.344 | Option 1 | 460.3938 | 23.98% | 0 | 0 | -100% | -100% | 0 | -100% | Redirected | NA | VOA_GPN_GOV_UK\7246041 | 2019-08-30 | Low | - | - | Redirected, low risk | NA | - | NA | SPONS A&B | NA | (BEAMS Note 2) The ERC for this item should be added to all other rateable items on the hereditament (except land). Therefore the total of the ERC of the other Building Items and the P&M ERC (where applicable) to enable the correct contract size adjustment to be made. ERC of Building Component + ERC of P&M = Total ERC to which contract size adjustment should be applied. The appropriate % adjustment should be made in accordance with the scale for contract size adjustment specified under section 6 of the RCG 2021 Guidance notes. The currency ERC rates are set at £4m (Four Million Pounds) @ 1st April 2019 (AVD) for the RCG 2021 Publication. | Factory Buildings - Process Heavy, Insulated Brick Walls | - | 2 | TRUE
1597 | 41P86T | 5447 | 41P86T | Factory buildings process | Heavy - brick wall | Insulated | 5000m² - 10000m² | Eaves ht - 8.5m | Foundations : Concrete pad and strip foundations. Floor : 250mm mesh reinforced concrete floor Frame : Heavy steel frame Walls : Reinforced cavity brickwork to eaves; metal windows; access doors goods/personnel . Roof : Double skin (insulated) profiled asbestos sheet fixed to steel purlins with plastic headed screws, translucent sheet glazing; rainwater gutters, down pipes and drainage Services : Electric light and power, water laid on, toilets, unheated | Location Adjustment Applicable (See Guidance Notes) - ERC = UK mean of 1.00 | (BEAMS Note 2) The ERC for this item should be added to all other rateable items on the hereditament (except land). Therefore the total of the ERC of the other Building Items and the P&M ERC (where applicable) to enable the correct contract size adjustment to be made. ERC of Building Component + ERC of P&M = Total ERC to which contract size adjustment should be applied. The appropriate % adjustment should be made in accordance with the scale for contract size adjustment specified under section 6 of the RCG 2023 Guidance notes. The currency ERC rates are set at £4m (Four Million Pounds) @ 1st April 2021 (AVD) for the RCG 2023 Publication. | Costs exclude external works. | Measure to GIA = m2 | - | - | The plant and machinery listed in the description has been included in this costing. | - | - | Factory Buildings - Process Heavy, Insulated Brick Walls | - | 10095 |  | - | - | NA | NA | NA | 375.957 | Option 1 | 466.113 | 23.98% | 0 | 0 | -100% | -100% | 0 | -100% | Redirected | NA | VOA_GPN_GOV_UK\7246041 | 2019-08-30 | Low | - | - | Redirected, low risk | NA | - | NA | SPONS A&B | NA | (BEAMS Note 2) The ERC for this item should be added to all other rateable items on the hereditament (except land). Therefore the total of the ERC of the other Building Items and the P&M ERC (where applicable) to enable the correct contract size adjustment to be made. ERC of Building Component + ERC of P&M = Total ERC to which contract size adjustment should be applied. The appropriate % adjustment should be made in accordance with the scale for contract size adjustment specified under section 6 of the RCG 2021 Guidance notes. The currency ERC rates are set at £4m (Four Million Pounds) @ 1st April 2019 (AVD) for the RCG 2021 Publication. | Factory Buildings - Process Heavy, Insulated Brick Walls | - | 2 | TRUE
1598 | 41P86V | 5458 | 41P86V | Factory buildings process | Heavy - brick wall | Insulated | 5000m² - 10000m² | Eaves ht - 9.0m | Foundations : Concrete pad and strip foundations. Floor : 250mm mesh reinforced concrete floor Frame : Heavy steel frame Walls : Reinforced cavity brickwork to eaves; metal windows; access doors goods/personnel . Roof : Double skin (insulated) profiled asbestos sheet fixed to steel purlins with plastic headed screws, translucent sheet glazing; rainwater gutters, down pipes and drainage Services : Electric light and power, water laid on, toilets, unheated | Location Adjustment Applicable (See Guidance Notes) - ERC = UK mean of 1.00 | (BEAMS Note 2) The ERC for this item should be added to all other rateable items on the hereditament (except land). Therefore the total of the ERC of the other Building Items and the P&M ERC (where applicable) to enable the correct contract size adjustment to be made. ERC of Building Component + ERC of P&M = Total ERC to which contract size adjustment should be applied. The appropriate % adjustment should be made in accordance with the scale for contract size adjustment specified under section 6 of the RCG 2023 Guidance notes. The currency ERC rates are set at £4m (Four Million Pounds) @ 1st April 2021 (AVD) for the RCG 2023 Publication. | Costs exclude external works. | Measure to GIA = m2 | - | - | The plant and machinery listed in the description has been included in this costing. | - | - | Factory Buildings - Process Heavy, Insulated Brick Walls | - | 10095 |  | - | - | NA | NA | NA | 381.3388 | Option 1 | 472.7854 | 23.98% | 0 | 0 | -100% | -100% | 0 | -100% | Redirected | NA | VOA_GPN_GOV_UK\7246041 | 2019-08-30 | Low | - | - | Redirected, low risk | NA | - | NA | SPONS A&B | NA | (BEAMS Note 2) The ERC for this item should be added to all other rateable items on the hereditament (except land). Therefore the total of the ERC of the other Building Items and the P&M ERC (where applicable) to enable the correct contract size adjustment to be made. ERC of Building Component + ERC of P&M = Total ERC to which contract size adjustment should be applied. The appropriate % adjustment should be made in accordance with the scale for contract size adjustment specified under section 6 of the RCG 2021 Guidance notes. The currency ERC rates are set at £4m (Four Million Pounds) @ 1st April 2019 (AVD) for the RCG 2021 Publication. | Factory Buildings - Process Heavy, Insulated Brick Walls | - | 2 | TRUE
1599 | 41P86X | 5459 | 41P86X | Factory buildings process | Heavy - brick wall | Insulated | 5000m² - 10000m² | Eaves ht - 9.5m | Foundations : Concrete pad and strip foundations. Floor : 250mm mesh reinforced concrete floor Frame : Heavy steel frame Walls : Reinforced cavity brickwork to eaves; metal windows; access doors goods/personnel . Roof : Double skin (insulated) profiled asbestos sheet fixed to steel purlins with plastic headed screws, translucent sheet glazing; rainwater gutters, down pipes and drainage Services : Electric light and power, water laid on, toilets, unheated | Location Adjustment Applicable (See Guidance Notes) - ERC = UK mean of 1.00 | (BEAMS Note 2) The ERC for this item should be added to all other rateable items on the hereditament (except land). Therefore the total of the ERC of the other Building Items and the P&M ERC (where applicable) to enable the correct contract size adjustment to be made. ERC of Building Component + ERC of P&M = Total ERC to which contract size adjustment should be applied. The appropriate % adjustment should be made in accordance with the scale for contract size adjustment specified under section 6 of the RCG 2023 Guidance notes. The currency ERC rates are set at £4m (Four Million Pounds) @ 1st April 2021 (AVD) for the RCG 2023 Publication. | Costs exclude external works. | Measure to GIA = m2 | - | - | The plant and machinery listed in the description has been included in this costing. | - | - | Factory Buildings - Process Heavy, Insulated Brick Walls | - | 10095 |  | - | - | NA | NA | NA | 385.9517 | Option 1 | 478.5045 | 23.98% | 0 | 0 | -100% | -100% | 0 | -100% | Redirected | NA | VOA_GPN_GOV_UK\7246041 | 2019-08-30 | Low | - | - | Redirected, low risk | NA | - | NA | SPONS A&B | NA | (BEAMS Note 2) The ERC for this item should be added to all other rateable items on the hereditament (except land). Therefore the total of the ERC of the other Building Items and the P&M ERC (where applicable) to enable the correct contract size adjustment to be made. ERC of Building Component + ERC of P&M = Total ERC to which contract size adjustment should be applied. The appropriate % adjustment should be made in accordance with the scale for contract size adjustment specified under section 6 of the RCG 2021 Guidance notes. The currency ERC rates are set at £4m (Four Million Pounds) @ 1st April 2019 (AVD) for the RCG 2021 Publication. | Factory Buildings - Process Heavy, Insulated Brick Walls | - | 2 | TRUE
1600 | 41P86Y | 5460 | 41P86Y | Factory buildings process | Heavy - brick wall | Insulated | 5000m² - 10000m² | Eaves ht - 10.0m | Foundations : Concrete pad and strip foundations. Floor : 250mm mesh reinforced concrete floor Frame : Heavy steel frame Walls : Reinforced cavity brickwork to eaves; metal windows; access doors goods/personnel . Roof : Double skin (insulated) profiled asbestos sheet fixed to steel purlins with plastic headed screws, translucent sheet glazing; rainwater gutters, down pipes and drainage Services : Electric light and power, water laid on, toilets, unheated | Location Adjustment Applicable (See Guidance Notes) - ERC = UK mean of 1.00 | (BEAMS Note 2) The ERC for this item should be added to all other rateable items on the hereditament (except land). Therefore the total of the ERC of the other Building Items and the P&M ERC (where applicable) to enable the correct contract size adjustment to be made. ERC of Building Component + ERC of P&M = Total ERC to which contract size adjustment should be applied. The appropriate % adjustment should be made in accordance with the scale for contract size adjustment specified under section 6 of the RCG 2023 Guidance notes. The currency ERC rates are set at £4m (Four Million Pounds) @ 1st April 2021 (AVD) for the RCG 2023 Publication. | Costs exclude external works. | Measure to GIA = m2 | - | - | The plant and machinery listed in the description has been included in this costing. | - | - | Factory Buildings - Process Heavy, Insulated Brick Walls | - | 10095 |  | - | - | NA | NA | NA | 391.3335 | Option 1 | 485.1769 | 23.98% | 0 | 0 | -100% | -100% | 0 | -100% | Redirected | NA | VOA_GPN_GOV_UK\7246041 | 2019-08-30 | Low | - | - | Redirected, low risk | NA | - | NA | SPONS A&B | NA | (BEAMS Note 2) The ERC for this item should be added to all other rateable items on the hereditament (except land). Therefore the total of the ERC of the other Building Items and the P&M ERC (where applicable) to enable the correct contract size adjustment to be made. ERC of Building Component + ERC of P&M = Total ERC to which contract size adjustment should be applied. The appropriate % adjustment should be made in accordance with the scale for contract size adjustment specified under section 6 of the RCG 2021 Guidance notes. The currency ERC rates are set at £4m (Four Million Pounds) @ 1st April 2019 (AVD) for the RCG 2021 Publication. | Factory Buildings - Process Heavy, Insulated Brick Walls | - | 2 | TRUE
1601 | 41P87A | 5461 | 41P87A | Factory buildings process | Heavy - brick wall | Insulated | 5000m² - 10000m² | Eaves ht - 11.0m | Foundations : Concrete pad and strip foundations. Floor : 250mm mesh reinforced concrete floor Frame : Heavy steel frame Walls : Reinforced cavity brickwork to eaves; metal windows; access doors goods/personnel . Roof : Double skin (insulated) profiled asbestos sheet fixed to steel purlins with plastic headed screws, translucent sheet glazing; rainwater gutters, down pipes and drainage Services : Electric light and power, water laid on, toilets, unheated | Location Adjustment Applicable (See Guidance Notes) - ERC = UK mean of 1.00 | (BEAMS Note 2) The ERC for this item should be added to all other rateable items on the hereditament (except land). Therefore the total of the ERC of the other Building Items and the P&M ERC (where applicable) to enable the correct contract size adjustment to be made. ERC of Building Component + ERC of P&M = Total ERC to which contract size adjustment should be applied. The appropriate % adjustment should be made in accordance with the scale for contract size adjustment specified under section 6 of the RCG 2023 Guidance notes. The currency ERC rates are set at £4m (Four Million Pounds) @ 1st April 2021 (AVD) for the RCG 2023 Publication. | Costs exclude external works. | Measure to GIA = m2 | - | - | The plant and machinery listed in the description has been included in this costing. | - | - | Factory Buildings - Process Heavy, Insulated Brick Walls | - | 10095 |  | - | - | NA | NA | NA | 401.3283 | Option 1 | 497.5685 | 23.98% | 0 | 0 | -100% | -100% | 0 | -100% | Redirected | NA | VOA_GPN_GOV_UK\7246041 | 2019-08-30 | Low | - | - | Redirected, low risk | NA | - | NA | SPONS A&B | NA | (BEAMS Note 2) The ERC for this item should be added to all other rateable items on the hereditament (except land). Therefore the total of the ERC of the other Building Items and the P&M ERC (where applicable) to enable the correct contract size adjustment to be made. ERC of Building Component + ERC of P&M = Total ERC to which contract size adjustment should be applied. The appropriate % adjustment should be made in accordance with the scale for contract size adjustment specified under section 6 of the RCG 2021 Guidance notes. The currency ERC rates are set at £4m (Four Million Pounds) @ 1st April 2019 (AVD) for the RCG 2021 Publication. | Factory Buildings - Process Heavy, Insulated Brick Walls | - | 2 | TRUE
1602 | 41P87F | 5462 | 41P87F | Factory buildings process | Heavy - brick wall | Insulated | 5000m² - 10000m² | Eaves ht - 12.0m | Foundations : Concrete pad and strip foundations. Floor : 250mm mesh reinforced concrete floor Frame : Heavy steel frame Walls : Reinforced cavity brickwork to eaves; metal windows; access doors goods/personnel . Roof : Double skin (insulated) profiled asbestos sheet fixed to steel purlins with plastic headed screws, translucent sheet glazing; rainwater gutters, down pipes and drainage Services : Electric light and power, water laid on, toilets, unheated | Location Adjustment Applicable (See Guidance Notes) - ERC = UK mean of 1.00 | (BEAMS Note 2) The ERC for this item should be added to all other rateable items on the hereditament (except land). Therefore the total of the ERC of the other Building Items and the P&M ERC (where applicable) to enable the correct contract size adjustment to be made. ERC of Building Component + ERC of P&M = Total ERC to which contract size adjustment should be applied. The appropriate % adjustment should be made in accordance with the scale for contract size adjustment specified under section 6 of the RCG 2023 Guidance notes. The currency ERC rates are set at £4m (Four Million Pounds) @ 1st April 2021 (AVD) for the RCG 2023 Publication. | Costs exclude external works. | Measure to GIA = m2 | - | - | The plant and machinery listed in the description has been included in this costing. | - | - | Factory Buildings - Process Heavy, Insulated Brick Walls | - | 10095 |  | - | - | NA | NA | NA | 412.0919 | Option 1 | 510.9132 | 23.98% | 0 | 0 | -100% | -100% | 0 | -100% | Redirected | NA | VOA_GPN_GOV_UK\7246041 | 2019-08-30 | Low | - | - | Redirected, low risk | NA | - | NA | SPONS A&B | NA | (BEAMS Note 2) The ERC for this item should be added to all other rateable items on the hereditament (except land). Therefore the total of the ERC of the other Building Items and the P&M ERC (where applicable) to enable the correct contract size adjustment to be made. ERC of Building Component + ERC of P&M = Total ERC to which contract size adjustment should be applied. The appropriate % adjustment should be made in accordance with the scale for contract size adjustment specified under section 6 of the RCG 2021 Guidance notes. The currency ERC rates are set at £4m (Four Million Pounds) @ 1st April 2019 (AVD) for the RCG 2021 Publication. | Factory Buildings - Process Heavy, Insulated Brick Walls | - | 2 | TRUE
1603 | 41P87H | 5463 | 41P87H | Factory buildings process | Heavy - brick wall | Insulated | 5000m² - 10000m² | Eaves ht - 13.0m | Foundations : Concrete pad and strip foundations. Floor : 250mm mesh reinforced concrete floor Frame : Heavy steel frame Walls : Reinforced cavity brickwork to eaves; metal windows; access doors goods/personnel . Roof : Double skin (insulated) profiled asbestos sheet fixed to steel purlins with plastic headed screws, translucent sheet glazing; rainwater gutters, down pipes and drainage Services : Electric light and power, water laid on, toilets, unheated | Location Adjustment Applicable (See Guidance Notes) - ERC = UK mean of 1.00 | (BEAMS Note 2) The ERC for this item should be added to all other rateable items on the hereditament (except land). Therefore the total of the ERC of the other Building Items and the P&M ERC (where applicable) to enable the correct contract size adjustment to be made. ERC of Building Component + ERC of P&M = Total ERC to which contract size adjustment should be applied. The appropriate % adjustment should be made in accordance with the scale for contract size adjustment specified under section 6 of the RCG 2023 Guidance notes. The currency ERC rates are set at £4m (Four Million Pounds) @ 1st April 2021 (AVD) for the RCG 2023 Publication. | Costs exclude external works. | Measure to GIA = m2 | - | - | The plant and machinery listed in the description has been included in this costing. | - | - | Factory Buildings - Process Heavy, Insulated Brick Walls | - | 10095 |  | - | - | NA | NA | NA | 422.0866 | Option 1 | 523.3048 | 23.98% | 0 | 0 | -100% | -100% | 0 | -100% | Redirected | NA | VOA_GPN_GOV_UK\7246041 | 2019-08-30 | Low | - | - | Redirected, low risk | NA | - | NA | SPONS A&B | NA | (BEAMS Note 2) The ERC for this item should be added to all other rateable items on the hereditament (except land). Therefore the total of the ERC of the other Building Items and the P&M ERC (where applicable) to enable the correct contract size adjustment to be made. ERC of Building Component + ERC of P&M = Total ERC to which contract size adjustment should be applied. The appropriate % adjustment should be made in accordance with the scale for contract size adjustment specified under section 6 of the RCG 2021 Guidance notes. The currency ERC rates are set at £4m (Four Million Pounds) @ 1st April 2019 (AVD) for the RCG 2021 Publication. | Factory Buildings - Process Heavy, Insulated Brick Walls | - | 2 | TRUE
1604 | 41P87L | 5464 | 41P87L | Factory buildings process | Heavy - brick wall | Insulated | 5000m² - 10000m² | Eaves ht - 14.0m | Foundations : Concrete pad and strip foundations. Floor : 250mm mesh reinforced concrete floor Frame : Heavy steel frame Walls : Reinforced cavity brickwork to eaves; metal windows; access doors goods/personnel . Roof : Double skin (insulated) profiled asbestos sheet fixed to steel purlins with plastic headed screws, translucent sheet glazing; rainwater gutters, down pipes and drainage Services : Electric light and power, water laid on, toilets, unheated | Location Adjustment Applicable (See Guidance Notes) - ERC = UK mean of 1.00 | (BEAMS Note 2) The ERC for this item should be added to all other rateable items on the hereditament (except land). Therefore the total of the ERC of the other Building Items and the P&M ERC (where applicable) to enable the correct contract size adjustment to be made. ERC of Building Component + ERC of P&M = Total ERC to which contract size adjustment should be applied. The appropriate % adjustment should be made in accordance with the scale for contract size adjustment specified under section 6 of the RCG 2023 Guidance notes. The currency ERC rates are set at £4m (Four Million Pounds) @ 1st April 2021 (AVD) for the RCG 2023 Publication. | Costs exclude external works. | Measure to GIA = m2 | - | - | The plant and machinery listed in the description has been included in this costing. | - | - | Factory Buildings - Process Heavy, Insulated Brick Walls | - | 10095 |  | - | - | NA | NA | NA | 432.8502 | Option 1 | 536.6495 | 23.98% | 0 | 0 | -100% | -100% | 0 | -100% | Redirected | NA | VOA_GPN_GOV_UK\7246041 | 2019-08-30 | Low | - | - | Redirected, low risk | NA | - | NA | SPONS A&B | NA | (BEAMS Note 2) The ERC for this item should be added to all other rateable items on the hereditament (except land). Therefore the total of the ERC of the other Building Items and the P&M ERC (where applicable) to enable the correct contract size adjustment to be made. ERC of Building Component + ERC of P&M = Total ERC to which contract size adjustment should be applied. The appropriate % adjustment should be made in accordance with the scale for contract size adjustment specified under section 6 of the RCG 2021 Guidance notes. The currency ERC rates are set at £4m (Four Million Pounds) @ 1st April 2019 (AVD) for the RCG 2021 Publication. | Factory Buildings - Process Heavy, Insulated Brick Walls | - | 2 | TRUE
1605 | 41P87P | 5465 | 41P87P | Factory buildings process | Heavy - brick wall | Insulated | 5000m² - 10000m² | Eaves ht - 15.0m | Foundations : Concrete pad and strip foundations. Floor : 250mm mesh reinforced concrete floor Frame : Heavy steel frame Walls : Reinforced cavity brickwork to eaves; metal windows; access doors goods/personnel . Roof : Double skin (insulated) profiled asbestos sheet fixed to steel purlins with plastic headed screws, translucent sheet glazing; rainwater gutters, down pipes and drainage Services : Electric light and power, water laid on, toilets, unheated | Location Adjustment Applicable (See Guidance Notes) - ERC = UK mean of 1.00 | (BEAMS Note 2) The ERC for this item should be added to all other rateable items on the hereditament (except land). Therefore the total of the ERC of the other Building Items and the P&M ERC (where applicable) to enable the correct contract size adjustment to be made. ERC of Building Component + ERC of P&M = Total ERC to which contract size adjustment should be applied. The appropriate % adjustment should be made in accordance with the scale for contract size adjustment specified under section 6 of the RCG 2023 Guidance notes. The currency ERC rates are set at £4m (Four Million Pounds) @ 1st April 2021 (AVD) for the RCG 2023 Publication. | Costs exclude external works. | Measure to GIA = m2 | - | - | The plant and machinery listed in the description has been included in this costing. | - | - | Factory Buildings - Process Heavy, Insulated Brick Walls | - | 10095 |  | - | - | NA | NA | NA | 443.6138 | Option 1 | 549.9943 | 23.98% | 0 | 0 | -100% | -100% | 0 | -100% | Redirected | NA | VOA_GPN_GOV_UK\7246041 | 2019-08-30 | Low | - | - | Redirected, low risk | NA | - | NA | SPONS A&B | NA | (BEAMS Note 2) The ERC for this item should be added to all other rateable items on the hereditament (except land). Therefore the total of the ERC of the other Building Items and the P&M ERC (where applicable) to enable the correct contract size adjustment to be made. ERC of Building Component + ERC of P&M = Total ERC to which contract size adjustment should be applied. The appropriate % adjustment should be made in accordance with the scale for contract size adjustment specified under section 6 of the RCG 2021 Guidance notes. The currency ERC rates are set at £4m (Four Million Pounds) @ 1st April 2019 (AVD) for the RCG 2021 Publication. | Factory Buildings - Process Heavy, Insulated Brick Walls | - | 2 | TRUE
1606 | 41P87Q | 5466 | 41P87Q | Factory buildings process | Heavy - brick wall | Insulated | 5000m² - 10000m² | Eaves ht - 16.0m | Foundations: Concrete pad and strip foundations. Floor: 250mm thick mesh reinforced concrete floor Frame: Heavy steel frame Walls: Reinforced cavity brickwork to eaves; metal windows; access doors goods/personnel . Roof: Double skin (insulated) profiled steel sheet fixed to steel purlins with plastic headed screws, translucent sheet glazing; rainwater gutters, down pipes and drainage Services: Electric light and power, water laid on, toilets, unheated. | Location Adjustment Applicable (See Guidance Notes) - ERC = UK mean of 1.00 | (BEAMS Note 2) The ERC for this item should be added to all other rateable items on the hereditament (except land). Therefore the total of the ERC of the other Building Items and the P&M ERC (where applicable) to enable the correct contract size adjustment to be made. ERC of Building Component + ERC of P&M = Total ERC to which contract size adjustment should be applied. The appropriate % adjustment should be made in accordance with the scale for contract size adjustment specified under section 6 of the RCG 2023 Guidance notes. The currency ERC rates are set at £4m (Four Million Pounds) @ 1st April 2021 (AVD) for the RCG 2023 Publication. | Excludes external works. Excludes piling costs. | Measure to GIA | - | - | The plant and machinery listed in the description has been included in this costing. | - | - | - | - | 10095 |  | - | - | NA | NA | NA | 457.4527 | Option 1 | 567.1518 | 23.98% | 0 | 0 | -100% | -100% | 0 | -100% | Redirected | NA | VOA_GPN_GOV_UK\7246041 | 2019-08-30 | Low | - | - | Redirected, low risk | NA | - | NA | SPONS A&B | NA | (BEAMS Note 2) The ERC for this item should be added to all other rateable items on the hereditament (except land). Therefore the total of the ERC of the other Building Items and the P&M ERC (where applicable) to enable the correct contract size adjustment to be made. ERC of Building Component + ERC of P&M = Total ERC to which contract size adjustment should be applied. The appropriate % adjustment should be made in accordance with the scale for contract size adjustment specified under section 6 of the RCG 2021 Guidance notes. The currency ERC rates are set at £4m (Four Million Pounds) @ 1st April 2019 (AVD) for the RCG 2021 Publication. | - | - | 2 | TRUE
1607 | 41P87R | 5467 | 41P87R | Factory buildings process | Heavy - brick wall | Insulated | 5000m² - 10000m² | Eaves ht - 17.0m | Foundations: Concrete pad and strip foundations. Floor: 250mm thick mesh reinforced concrete floor Frame: Heavy steel frame Walls: Reinforced cavity brickwork to eaves; metal windows; access doors goods/personnel . Roof: Double skin (insulated) profiled steel sheet fixed to steel purlins with plastic headed screws, translucent sheet glazing; rainwater gutters, down pipes and drainage Services: Electric light and power, water laid on, toilets, unheated. | Location Adjustment Applicable (See Guidance Notes) - ERC = UK mean of 1.00 | (BEAMS Note 2) The ERC for this item should be added to all other rateable items on the hereditament (except land). Therefore the total of the ERC of the other Building Items and the P&M ERC (where applicable) to enable the correct contract size adjustment to be made. ERC of Building Component + ERC of P&M = Total ERC to which contract size adjustment should be applied. The appropriate % adjustment should be made in accordance with the scale for contract size adjustment specified under section 6 of the RCG 2023 Guidance notes. The currency ERC rates are set at £4m (Four Million Pounds) @ 1st April 2021 (AVD) for the RCG 2023 Publication. | Excludes external works. Excludes piling costs. | Measure to GIA | - | - | The plant and machinery listed in the description has been included in this costing. | - | - | - | - | 10095 |  | - | - | NA | NA | NA | 469.754 | Option 1 | 582.4029 | 23.98% | 0 | 0 | -100% | -100% | 0 | -100% | Redirected | NA | VOA_GPN_GOV_UK\7246041 | 2019-08-30 | Low | - | - | Redirected, low risk | NA | - | NA | SPONS A&B | NA | (BEAMS Note 2) The ERC for this item should be added to all other rateable items on the hereditament (except land). Therefore the total of the ERC of the other Building Items and the P&M ERC (where applicable) to enable the correct contract size adjustment to be made. ERC of Building Component + ERC of P&M = Total ERC to which contract size adjustment should be applied. The appropriate % adjustment should be made in accordance with the scale for contract size adjustment specified under section 6 of the RCG 2021 Guidance notes. The currency ERC rates are set at £4m (Four Million Pounds) @ 1st April 2019 (AVD) for the RCG 2021 Publication. | - | - | 2 | TRUE
1608 | 41P87S | 5468 | 41P87S | Factory buildings process | Heavy - brick wall | Insulated | 5000m² - 10000m² | Eaves ht - 18.0m | Foundations: Concrete pad and strip foundations. Floor: 250mm thick mesh reinforced concrete floor Frame: Heavy steel frame Walls: Reinforced cavity brickwork to eaves; metal windows; access doors goods/personnel . Roof: Double skin (insulated) profiled steel sheet fixed to steel purlins with plastic headed screws, translucent sheet glazing; rainwater gutters, down pipes and drainage Services: Electric light and power, water laid on, toilets, unheated. | Location Adjustment Applicable (See Guidance Notes) - ERC = UK mean of 1.00 | (BEAMS Note 2) The ERC for this item should be added to all other rateable items on the hereditament (except land). Therefore the total of the ERC of the other Building Items and the P&M ERC (where applicable) to enable the correct contract size adjustment to be made. ERC of Building Component + ERC of P&M = Total ERC to which contract size adjustment should be applied. The appropriate % adjustment should be made in accordance with the scale for contract size adjustment specified under section 6 of the RCG 2023 Guidance notes. The currency ERC rates are set at £4m (Four Million Pounds) @ 1st April 2021 (AVD) for the RCG 2023 Publication. | Excludes external works. Excludes piling costs. | Measure to GIA | - | - | The plant and machinery listed in the description has been included in this costing. | - | - | - | - | 10095 |  | - | - | NA | NA | NA | 482.8241 | Option 1 | 598.6073 | 23.98% | 0 | 0 | -100% | -100% | 0 | -100% | Redirected | NA | VOA_GPN_GOV_UK\7246041 | 2019-08-30 | Low | - | - | Redirected, low risk | NA | - | NA | SPONS A&B | NA | (BEAMS Note 2) The ERC for this item should be added to all other rateable items on the hereditament (except land). Therefore the total of the ERC of the other Building Items and the P&M ERC (where applicable) to enable the correct contract size adjustment to be made. ERC of Building Component + ERC of P&M = Total ERC to which contract size adjustment should be applied. The appropriate % adjustment should be made in accordance with the scale for contract size adjustment specified under section 6 of the RCG 2021 Guidance notes. The currency ERC rates are set at £4m (Four Million Pounds) @ 1st April 2019 (AVD) for the RCG 2021 Publication. | - | - | 2 | TRUE
1609 | 41P87T | 5469 | 41P87T | Factory buildings process | Heavy - brick wall | Insulated | 5000m² - 10000m² | Eaves ht - 19.0m | Foundations: Concrete pad and strip foundations. Floor: 250mm thick mesh reinforced concrete floor Frame: Heavy steel frame Walls: Reinforced cavity brickwork to eaves; metal windows; access doors goods/personnel . Roof: Double skin (insulated) profiled steel sheet fixed to steel purlins with plastic headed screws, translucent sheet glazing; rainwater gutters, down pipes and drainage Services: Electric light and power, water laid on, toilets, unheated. | Location Adjustment Applicable (See Guidance Notes) - ERC = UK mean of 1.00 | (BEAMS Note 2) The ERC for this item should be added to all other rateable items on the hereditament (except land). Therefore the total of the ERC of the other Building Items and the P&M ERC (where applicable) to enable the correct contract size adjustment to be made. ERC of Building Component + ERC of P&M = Total ERC to which contract size adjustment should be applied. The appropriate % adjustment should be made in accordance with the scale for contract size adjustment specified under section 6 of the RCG 2023 Guidance notes. The currency ERC rates are set at £4m (Four Million Pounds) @ 1st April 2021 (AVD) for the RCG 2023 Publication. | Excludes external works. Excludes piling costs. | Measure to GIA | - | - | The plant and machinery listed in the description has been included in this costing. | - | - | - | - | 10095 |  | - | - | NA | NA | NA | 495.1253 | Option 1 | 613.8584 | 23.98% | 0 | 0 | -100% | -100% | 0 | -100% | Redirected | NA | VOA_GPN_GOV_UK\7246041 | 2019-08-30 | Low | - | - | Redirected, low risk | NA | - | NA | SPONS A&B | NA | (BEAMS Note 2) The ERC for this item should be added to all other rateable items on the hereditament (except land). Therefore the total of the ERC of the other Building Items and the P&M ERC (where applicable) to enable the correct contract size adjustment to be made. ERC of Building Component + ERC of P&M = Total ERC to which contract size adjustment should be applied. The appropriate % adjustment should be made in accordance with the scale for contract size adjustment specified under section 6 of the RCG 2021 Guidance notes. The currency ERC rates are set at £4m (Four Million Pounds) @ 1st April 2019 (AVD) for the RCG 2021 Publication. | - | - | 2 | TRUE
1610 | 41P87U | 5473 | 41P87U | Factory buildings process | Heavy - brick wall | Insulated | 5000m² - 10000m² | Eaves ht - 20.0m | Foundations: Concrete pad and strip foundations. Floor: 250mm thick mesh reinforced concrete floor Frame: Heavy steel frame Walls: Reinforced cavity brickwork to eaves; metal windows; access doors goods/personnel . Roof: Double skin (insulated) profiled steel sheet fixed to steel purlins with plastic headed screws, translucent sheet glazing; rainwater gutters, down pipes and drainage Services: Electric light and power, water laid on, toilets, unheated. | Location Adjustment Applicable (See Guidance Notes) - ERC = UK mean of 1.00 | (BEAMS Note 2) The ERC for this item should be added to all other rateable items on the hereditament (except land). Therefore the total of the ERC of the other Building Items and the P&M ERC (where applicable) to enable the correct contract size adjustment to be made. ERC of Building Component + ERC of P&M = Total ERC to which contract size adjustment should be applied. The appropriate % adjustment should be made in accordance with the scale for contract size adjustment specified under section 6 of the RCG 2023 Guidance notes. The currency ERC rates are set at £4m (Four Million Pounds) @ 1st April 2021 (AVD) for the RCG 2023 Publication. | Excludes external works. Excludes piling costs. | Measure to GIA | - | - | The plant and machinery listed in the description has been included in this costing. | - | - | - | - | 10095 |  | - | - | NA | NA | NA | 508.1954 | Option 1 | 630.0627 | 23.98% | 0 | 0 | -100% | -100% | 0 | -100% | Redirected | NA | VOA_GPN_GOV_UK\7246041 | 2019-08-30 | Low | - | - | Redirected, low risk | NA | - | NA | SPONS A&B | NA | (BEAMS Note 2) The ERC for this item should be added to all other rateable items on the hereditament (except land). Therefore the total of the ERC of the other Building Items and the P&M ERC (where applicable) to enable the correct contract size adjustment to be made. ERC of Building Component + ERC of P&M = Total ERC to which contract size adjustment should be applied. The appropriate % adjustment should be made in accordance with the scale for contract size adjustment specified under section 6 of the RCG 2021 Guidance notes. The currency ERC rates are set at £4m (Four Million Pounds) @ 1st April 2019 (AVD) for the RCG 2021 Publication. | - | - | 2 | TRUE
1611 | 41P87V | 5474 | 41P87V | Factory buildings process | Heavy - brick wall | Insulated | 5000m² - 10000m² | Eaves ht - 21.0m | Foundations: Concrete pad and strip foundations. Floor: 250mm thick mesh reinforced concrete floor Frame: Heavy steel frame Walls: Reinforced cavity brickwork to eaves; metal windows; access doors goods/personnel . Roof: Double skin (insulated) profiled steel sheet fixed to steel purlins with plastic headed screws, translucent sheet glazing; rainwater gutters, down pipes and drainage Services: Electric light and power, water laid on, toilets, unheated. | Location Adjustment Applicable (See Guidance Notes) - ERC = UK mean of 1.00 | (BEAMS Note 2) The ERC for this item should be added to all other rateable items on the hereditament (except land). Therefore the total of the ERC of the other Building Items and the P&M ERC (where applicable) to enable the correct contract size adjustment to be made. ERC of Building Component + ERC of P&M = Total ERC to which contract size adjustment should be applied. The appropriate % adjustment should be made in accordance with the scale for contract size adjustment specified under section 6 of the RCG 2023 Guidance notes. The currency ERC rates are set at £4m (Four Million Pounds) @ 1st April 2021 (AVD) for the RCG 2023 Publication. | Excludes external works. Excludes piling costs. | Measure to GIA | - | - | The plant and machinery listed in the description has been included in this costing. | - | - | - | - | 10095 |  | - | - | NA | NA | NA | 521.2655 | Option 1 | 646.2671 | 23.98% | 0 | 0 | -100% | -100% | 0 | -100% | Redirected | NA | VOA_GPN_GOV_UK\7246041 | 2019-08-30 | Low | - | - | Redirected, low risk | NA | - | NA | SPONS A&B | NA | (BEAMS Note 2) The ERC for this item should be added to all other rateable items on the hereditament (except land). Therefore the total of the ERC of the other Building Items and the P&M ERC (where applicable) to enable the correct contract size adjustment to be made. ERC of Building Component + ERC of P&M = Total ERC to which contract size adjustment should be applied. The appropriate % adjustment should be made in accordance with the scale for contract size adjustment specified under section 6 of the RCG 2021 Guidance notes. The currency ERC rates are set at £4m (Four Million Pounds) @ 1st April 2019 (AVD) for the RCG 2021 Publication. | - | - | 2 | TRUE
1612 | 41P87W | 5475 | 41P87W | Factory buildings process | Heavy - brick wall | Insulated | 5000m² - 10000m² | Eaves ht - 22.0m | Foundations: Concrete pad and strip foundations. Floor: 250mm thick mesh reinforced concrete floor Frame: Heavy steel frame Walls: Reinforced cavity brickwork to eaves; metal windows; access doors goods/personnel . Roof: Double skin (insulated) profiled steel sheet fixed to steel purlins with plastic headed screws, translucent sheet glazing; rainwater gutters, down pipes and drainage Services: Electric light and power, water laid on, toilets, unheated. | Location Adjustment Applicable (See Guidance Notes) - ERC = UK mean of 1.00 | (BEAMS Note 2) The ERC for this item should be added to all other rateable items on the hereditament (except land). Therefore the total of the ERC of the other Building Items and the P&M ERC (where applicable) to enable the correct contract size adjustment to be made. ERC of Building Component + ERC of P&M = Total ERC to which contract size adjustment should be applied. The appropriate % adjustment should be made in accordance with the scale for contract size adjustment specified under section 6 of the RCG 2023 Guidance notes. The currency ERC rates are set at £4m (Four Million Pounds) @ 1st April 2021 (AVD) for the RCG 2023 Publication. | Excludes external works. Excludes piling costs. | Measure to GIA | - | - | The plant and machinery listed in the description has been included in this costing. | - | - | - | - | 10095 |  | - | - | NA | NA | NA | 534.3356 | Option 1 | 662.4714 | 23.98% | 0 | 0 | -100% | -100% | 0 | -100% | Redirected | NA | VOA_GPN_GOV_UK\7246041 | 2019-08-30 | Low | - | - | Redirected, low risk | NA | - | NA | SPONS A&B | NA | (BEAMS Note 2) The ERC for this item should be added to all other rateable items on the hereditament (except land). Therefore the total of the ERC of the other Building Items and the P&M ERC (where applicable) to enable the correct contract size adjustment to be made. ERC of Building Component + ERC of P&M = Total ERC to which contract size adjustment should be applied. The appropriate % adjustment should be made in accordance with the scale for contract size adjustment specified under section 6 of the RCG 2021 Guidance notes. The currency ERC rates are set at £4m (Four Million Pounds) @ 1st April 2019 (AVD) for the RCG 2021 Publication. | - | - | 2 | TRUE
1613 | 41P87X | 5448 | 41P87X | Factory buildings process | Heavy - brick wall | Insulated | 5000m² - 10000m² | Eaves ht - 23.0m | Foundations: Concrete pad and strip foundations. Floor: 250mm thick mesh reinforced concrete floor Frame: Heavy steel frame Walls: Reinforced cavity brickwork to eaves; metal windows; access doors goods/personnel . Roof: Double skin (insulated) profiled steel sheet fixed to steel purlins with plastic headed screws, translucent sheet glazing; rainwater gutters, down pipes and drainage Services: Electric light and power, water laid on, toilets, unheated. | Location Adjustment Applicable (See Guidance Notes) - ERC = UK mean of 1.00 | (BEAMS Note 2) The ERC for this item should be added to all other rateable items on the hereditament (except land). Therefore the total of the ERC of the other Building Items and the P&M ERC (where applicable) to enable the correct contract size adjustment to be made. ERC of Building Component + ERC of P&M = Total ERC to which contract size adjustment should be applied. The appropriate % adjustment should be made in accordance with the scale for contract size adjustment specified under section 6 of the RCG 2023 Guidance notes. The currency ERC rates are set at £4m (Four Million Pounds) @ 1st April 2021 (AVD) for the RCG 2023 Publication. | Excludes external works. Excludes piling costs. | Measure to GIA | - | - | The plant and machinery listed in the description has been included in this costing. | - | - | - | - | 10095 |  | - | - | NA | NA | NA | 548.1745 | Option 1 | 679.6289 | 23.98% | 0 | 0 | -100% | -100% | 0 | -100% | Redirected | NA | VOA_GPN_GOV_UK\7246041 | 2019-08-30 | Low | - | - | Redirected, low risk | NA | - | NA | SPONS A&B | NA | (BEAMS Note 2) The ERC for this item should be added to all other rateable items on the hereditament (except land). Therefore the total of the ERC of the other Building Items and the P&M ERC (where applicable) to enable the correct contract size adjustment to be made. ERC of Building Component + ERC of P&M = Total ERC to which contract size adjustment should be applied. The appropriate % adjustment should be made in accordance with the scale for contract size adjustment specified under section 6 of the RCG 2021 Guidance notes. The currency ERC rates are set at £4m (Four Million Pounds) @ 1st April 2019 (AVD) for the RCG 2021 Publication. | - | - | 2 | TRUE
1614 | 41P87Y | 5449 | 41P87Y | Factory buildings process | Heavy - brick wall | Insulated | 5000m² - 10000m² | Eaves ht - 24.0m | Foundations: Concrete pad and strip foundations. Floor: 250mm thick mesh reinforced concrete floor Frame: Heavy steel frame Walls: Reinforced cavity brickwork to eaves; metal windows; access doors goods/personnel . Roof: Double skin (insulated) profiled steel sheet fixed to steel purlins with plastic headed screws, translucent sheet glazing; rainwater gutters, down pipes and drainage Services: Electric light and power, water laid on, toilets, unheated. | Location Adjustment Applicable (See Guidance Notes) - ERC = UK mean of 1.00 | (BEAMS Note 2) The ERC for this item should be added to all other rateable items on the hereditament (except land). Therefore the total of the ERC of the other Building Items and the P&M ERC (where applicable) to enable the correct contract size adjustment to be made. ERC of Building Component + ERC of P&M = Total ERC to which contract size adjustment should be applied. The appropriate % adjustment should be made in accordance with the scale for contract size adjustment specified under section 6 of the RCG 2023 Guidance notes. The currency ERC rates are set at £4m (Four Million Pounds) @ 1st April 2021 (AVD) for the RCG 2023 Publication. | Excludes external works. Excludes piling costs. | Measure to GIA | - | - | The plant and machinery listed in the description has been included in this costing. | - | - | - | - | 10095 |  | - | - | NA | NA | NA | 561.2445 | Option 1 | 695.8333 | 23.98% | 0 | 0 | -100% | -100% | 0 | -100% | Redirected | NA | VOA_GPN_GOV_UK\7246041 | 2019-08-30 | Low | - | - | Redirected, low risk | NA | - | NA | SPONS A&B | NA | (BEAMS Note 2) The ERC for this item should be added to all other rateable items on the hereditament (except land). Therefore the total of the ERC of the other Building Items and the P&M ERC (where applicable) to enable the correct contract size adjustment to be made. ERC of Building Component + ERC of P&M = Total ERC to which contract size adjustment should be applied. The appropriate % adjustment should be made in accordance with the scale for contract size adjustment specified under section 6 of the RCG 2021 Guidance notes. The currency ERC rates are set at £4m (Four Million Pounds) @ 1st April 2019 (AVD) for the RCG 2021 Publication. | - | - | 2 | TRUE
1615 | 41P87Z | 5450 | 41P87Z | Factory buildings process | Heavy - brick wall | Insulated | 5000m² - 10000m² | Eaves ht - 25.0m | Foundations: Concrete pad and strip foundations. Floor: 250mm thick mesh reinforced concrete floor Frame: Heavy steel frame Walls: Reinforced cavity brickwork to eaves; metal windows; access doors goods/personnel . Roof: Double skin (insulated) profiled steel sheet fixed to steel purlins with plastic headed screws, translucent sheet glazing; rainwater gutters, down pipes and drainage Services: Electric light and power, water laid on, toilets, unheated. | Location Adjustment Applicable (See Guidance Notes) - ERC = UK mean of 1.00 | (BEAMS Note 2) The ERC for this item should be added to all other rateable items on the hereditament (except land). Therefore the total of the ERC of the other Building Items and the P&M ERC (where applicable) to enable the correct contract size adjustment to be made. ERC of Building Component + ERC of P&M = Total ERC to which contract size adjustment should be applied. The appropriate % adjustment should be made in accordance with the scale for contract size adjustment specified under section 6 of the RCG 2023 Guidance notes. The currency ERC rates are set at £4m (Four Million Pounds) @ 1st April 2021 (AVD) for the RCG 2023 Publication. | Excludes external works. Excludes piling costs. | Measure to GIA | - | - | The plant and machinery listed in the description has been included in this costing. | - | - | - | - | 10095 |  | - | - | NA | NA | NA | 575.0834 | Option 1 | 712.9908 | 23.98% | 0 | 0 | -100% | -100% | 0 | -100% | Redirected | NA | VOA_GPN_GOV_UK\7246041 | 2019-08-30 | Low | - | - | Redirected, low risk | NA | - | NA | SPONS A&B | NA | (BEAMS Note 2) The ERC for this item should be added to all other rateable items on the hereditament (except land). Therefore the total of the ERC of the other Building Items and the P&M ERC (where applicable) to enable the correct contract size adjustment to be made. ERC of Building Component + ERC of P&M = Total ERC to which contract size adjustment should be applied. The appropriate % adjustment should be made in accordance with the scale for contract size adjustment specified under section 6 of the RCG 2021 Guidance notes. The currency ERC rates are set at £4m (Four Million Pounds) @ 1st April 2019 (AVD) for the RCG 2021 Publication. | - | - | 2 | TRUE
1616 | 41P88A | 5476 | 41P88A | Factory buildings process | Heavy - brick wall | Insulated | <= 500m² | Eaves ht - 26.0m | Foundations: Concrete pad and strip foundations. Floor: 250mm thick mesh reinforced concrete floor Frame: Heavy steel frame Walls: Reinforced cavity brickwork to eaves; metal windows; access doors goods/personnel. Roof: Double skin (insulated) profiled asbestos sheet fixed to steel purlins with plastic headed screws, translucent sheet glazing; rainwater gutters, down pipes and drainage Services: Electric light and power, water laid on, toilets, unheated | Location Adjustment Applicable (See Guidance Notes) - ERC = UK mean of 1.00 | (BEAMS Note 2) The ERC for this item should be added to all other rateable items on the hereditament (except land). Therefore the total of the ERC of the other Building Items and the P&M ERC (where applicable) to enable the correct contract size adjustment to be made. ERC of Building Component + ERC of P&M = Total ERC to which contract size adjustment should be applied. The appropriate % adjustment should be made in accordance with the scale for contract size adjustment specified under section 6 of the RCG 2023 Guidance notes. The currency ERC rates are set at £4m (Four Million Pounds) @ 1st April 2021 (AVD) for the RCG 2023 Publication. | Excludes external works. Excludes piling costs | Measure to GIA | - | - | - | The plant and machinery listed in the description has been included in this costing. | - | - | - | 10092 |  | - | - | NA | NA | NA | 1279.33 | Option 1 | 1586.1186 | 23.98% | 0 | 0 | -100% | -100% | 0 | -100% | Redirected | NA | VOA_GPN_GOV_UK\7246041 | 2019-08-30 | Low | - | - | Redirected, low risk | NA | - | NA | SPONS A&B | NA | (BEAMS Note 2) The ERC for this item should be added to all other rateable items on the hereditament (except land). Therefore the total of the ERC of the other Building Items and the P&M ERC (where applicable) to enable the correct contract size adjustment to be made. ERC of Building Component + ERC of P&M = Total ERC to which contract size adjustment should be applied. The appropriate % adjustment should be made in accordance with the scale for contract size adjustment specified under section 6 of the RCG 2021 Guidance notes. The currency ERC rates are set at £4m (Four Million Pounds) @ 1st April 2019 (AVD) for the RCG 2021 Publication. | - | - | 2 | TRUE
1617 | 41P88B | 5477 | 41P88B | Factory buildings process | Heavy - brick wall | Insulated | <= 500m² | Eaves ht - 27.0m | Foundations: Concrete pad and strip foundations. Floor: 250mm thick mesh reinforced concrete floor Frame: Heavy steel frame Walls: Reinforced cavity brickwork to eaves; metal windows; access doors goods/personnel. Roof: Double skin (insulated) profiled asbestos sheet fixed to steel purlins with plastic headed screws, translucent sheet glazing; rainwater gutters, down pipes and drainage Services: Electric light and power, water laid on, toilets, unheated | Location Adjustment Applicable (See Guidance Notes) - ERC = UK mean of 1.00 | (BEAMS Note 2) The ERC for this item should be added to all other rateable items on the hereditament (except land). Therefore the total of the ERC of the other Building Items and the P&M ERC (where applicable) to enable the correct contract size adjustment to be made. ERC of Building Component + ERC of P&M = Total ERC to which contract size adjustment should be applied. The appropriate % adjustment should be made in accordance with the scale for contract size adjustment specified under section 6 of the RCG 2023 Guidance notes. The currency ERC rates are set at £4m (Four Million Pounds) @ 1st April 2021 (AVD) for the RCG 2023 Publication. | Excludes external works. Excludes piling costs | Measure to GIA | - | - | - | The plant and machinery listed in the description has been included in this costing. | - | - | - | 10092 |  | - | - | NA | NA | NA | 1343.1428 | Option 1 | 1665.2339 | 23.98% | 0 | 0 | -100% | -100% | 0 | -100% | Redirected | NA | VOA_GPN_GOV_UK\7246041 | 2019-08-30 | Low | - | - | Redirected, low risk | NA | - | NA | SPONS A&B | NA | (BEAMS Note 2) The ERC for this item should be added to all other rateable items on the hereditament (except land). Therefore the total of the ERC of the other Building Items and the P&M ERC (where applicable) to enable the correct contract size adjustment to be made. ERC of Building Component + ERC of P&M = Total ERC to which contract size adjustment should be applied. The appropriate % adjustment should be made in accordance with the scale for contract size adjustment specified under section 6 of the RCG 2021 Guidance notes. The currency ERC rates are set at £4m (Four Million Pounds) @ 1st April 2019 (AVD) for the RCG 2021 Publication. | - | - | 2 | TRUE
1618 | 41P88C | 5478 | 41P88C | Factory buildings process | Heavy - brick wall | Insulated | <= 500m² | Eaves ht - 28.0m | Foundations: Concrete pad and strip foundations. Floor: 250mm thick mesh reinforced concrete floor Frame: Heavy steel frame Walls: Reinforced cavity brickwork to eaves; metal windows; access doors goods/personnel. Roof: Double skin (insulated) profiled asbestos sheet fixed to steel purlins with plastic headed screws, translucent sheet glazing; rainwater gutters, down pipes and drainage Services: Electric light and power, water laid on, toilets, unheated | Location Adjustment Applicable (See Guidance Notes) - ERC = UK mean of 1.00 | (BEAMS Note 2) The ERC for this item should be added to all other rateable items on the hereditament (except land). Therefore the total of the ERC of the other Building Items and the P&M ERC (where applicable) to enable the correct contract size adjustment to be made. ERC of Building Component + ERC of P&M = Total ERC to which contract size adjustment should be applied. The appropriate % adjustment should be made in accordance with the scale for contract size adjustment specified under section 6 of the RCG 2023 Guidance notes. The currency ERC rates are set at £4m (Four Million Pounds) @ 1st April 2021 (AVD) for the RCG 2023 Publication. | Excludes external works. Excludes piling costs | Measure to GIA | - | - | - | The plant and machinery listed in the description has been included in this costing. | - | - | - | 10092 |  | - | - | NA | NA | NA | 1380.8153 | Option 1 | 1711.9405 | 23.98% | 0 | 0 | -100% | -100% | 0 | -100% | Redirected | NA | VOA_GPN_GOV_UK\7246041 | 2019-08-30 | Low | - | - | Redirected, low risk | NA | - | NA | SPONS A&B | NA | (BEAMS Note 2) The ERC for this item should be added to all other rateable items on the hereditament (except land). Therefore the total of the ERC of the other Building Items and the P&M ERC (where applicable) to enable the correct contract size adjustment to be made. ERC of Building Component + ERC of P&M = Total ERC to which contract size adjustment should be applied. The appropriate % adjustment should be made in accordance with the scale for contract size adjustment specified under section 6 of the RCG 2021 Guidance notes. The currency ERC rates are set at £4m (Four Million Pounds) @ 1st April 2019 (AVD) for the RCG 2021 Publication. | - | - | 2 | TRUE
1619 | 41P88D | 5479 | 41P88D | Factory buildings process | Heavy - brick wall | Insulated | <= 500m² | Eaves ht - 29.0m | Foundations: Concrete pad and strip foundations. Floor: 250mm thick mesh reinforced concrete floor Frame: Heavy steel frame Walls: Reinforced cavity brickwork to eaves; metal windows; access doors goods/personnel. Roof: Double skin (insulated) profiled asbestos sheet fixed to steel purlins with plastic headed screws, translucent sheet glazing; rainwater gutters, down pipes and drainage Services: Electric light and power, water laid on, toilets, unheated | Location Adjustment Applicable (See Guidance Notes) - ERC = UK mean of 1.00 | (BEAMS Note 2) The ERC for this item should be added to all other rateable items on the hereditament (except land). Therefore the total of the ERC of the other Building Items and the P&M ERC (where applicable) to enable the correct contract size adjustment to be made. ERC of Building Component + ERC of P&M = Total ERC to which contract size adjustment should be applied. The appropriate % adjustment should be made in accordance with the scale for contract size adjustment specified under section 6 of the RCG 2023 Guidance notes. The currency ERC rates are set at £4m (Four Million Pounds) @ 1st April 2021 (AVD) for the RCG 2023 Publication. | Excludes external works. Excludes piling costs | Measure to GIA | - | - | - | The plant and machinery listed in the description has been included in this costing. | - | - | - | 10092 |  | - | - | NA | NA | NA | 1432.3268 | Option 1 | 1775.8047 | 23.98% | 0 | 0 | -100% | -100% | 0 | -100% | Redirected | NA | VOA_GPN_GOV_UK\7246041 | 2019-08-30 | Low | - | - | Redirected, low risk | NA | - | NA | SPONS A&B | NA | (BEAMS Note 2) The ERC for this item should be added to all other rateable items on the hereditament (except land). Therefore the total of the ERC of the other Building Items and the P&M ERC (where applicable) to enable the correct contract size adjustment to be made. ERC of Building Component + ERC of P&M = Total ERC to which contract size adjustment should be applied. The appropriate % adjustment should be made in accordance with the scale for contract size adjustment specified under section 6 of the RCG 2021 Guidance notes. The currency ERC rates are set at £4m (Four Million Pounds) @ 1st April 2019 (AVD) for the RCG 2021 Publication. | - | - | 2 | TRUE
1620 | 41P88E | 5480 | 41P88E | Factory buildings process | Heavy - brick wall | Insulated | <= 500m² | Eaves ht - 30.0m | Foundations: Concrete pad and strip foundations. Floor: 250mm thick mesh reinforced concrete floor Frame: Heavy steel frame Walls: Reinforced cavity brickwork to eaves; metal windows; access doors goods/personnel. Roof: Double skin (insulated) profiled asbestos sheet fixed to steel purlins with plastic headed screws, translucent sheet glazing; rainwater gutters, down pipes and drainage Services: Electric light and power, water laid on, toilets, unheated | Location Adjustment Applicable (See Guidance Notes) - ERC = UK mean of 1.00 | (BEAMS Note 2) The ERC for this item should be added to all other rateable items on the hereditament (except land). Therefore the total of the ERC of the other Building Items and the P&M ERC (where applicable) to enable the correct contract size adjustment to be made. ERC of Building Component + ERC of P&M = Total ERC to which contract size adjustment should be applied. The appropriate % adjustment should be made in accordance with the scale for contract size adjustment specified under section 6 of the RCG 2023 Guidance notes. The currency ERC rates are set at £4m (Four Million Pounds) @ 1st April 2021 (AVD) for the RCG 2023 Publication. | Excludes external works. Excludes piling costs | Measure to GIA | - | - | - | The plant and machinery listed in the description has been included in this costing. | - | - | - | 10092 |  | - | - | NA | NA | NA | 1484.6071 | Option 1 | 1840.622 | 23.98% | 0 | 0 | -100% | -100% | 0 | -100% | Redirected | NA | VOA_GPN_GOV_UK\7246041 | 2019-08-30 | Low | - | - | Redirected, low risk | NA | - | NA | SPONS A&B | NA | (BEAMS Note 2) The ERC for this item should be added to all other rateable items on the hereditament (except land). Therefore the total of the ERC of the other Building Items and the P&M ERC (where applicable) to enable the correct contract size adjustment to be made. ERC of Building Component + ERC of P&M = Total ERC to which contract size adjustment should be applied. The appropriate % adjustment should be made in accordance with the scale for contract size adjustment specified under section 6 of the RCG 2021 Guidance notes. The currency ERC rates are set at £4m (Four Million Pounds) @ 1st April 2019 (AVD) for the RCG 2021 Publication. | - | - | 2 | TRUE
1621 | 41P88F | 5481 | 41P88F | Factory buildings process | Heavy - brick wall | Insulated | <= 500m² | Eaves ht - 31.0m | Foundations: Concrete pad and strip foundations. Floor: 250mm thick mesh reinforced concrete floor Frame: Heavy steel frame Walls: Reinforced cavity brickwork to eaves; metal windows; access doors goods/personnel. Roof: Double skin (insulated) profiled asbestos sheet fixed to steel purlins with plastic headed screws, translucent sheet glazing; rainwater gutters, down pipes and drainage Services: Electric light and power, water laid on, toilets, unheated | Location Adjustment Applicable (See Guidance Notes) - ERC = UK mean of 1.00 | (BEAMS Note 2) The ERC for this item should be added to all other rateable items on the hereditament (except land). Therefore the total of the ERC of the other Building Items and the P&M ERC (where applicable) to enable the correct contract size adjustment to be made. ERC of Building Component + ERC of P&M = Total ERC to which contract size adjustment should be applied. The appropriate % adjustment should be made in accordance with the scale for contract size adjustment specified under section 6 of the RCG 2023 Guidance notes. The currency ERC rates are set at £4m (Four Million Pounds) @ 1st April 2021 (AVD) for the RCG 2023 Publication. | Excludes external works. Excludes piling costs | Measure to GIA | - | - | - | The plant and machinery listed in the description has been included in this costing. | - | - | - | 10092 |  | - | - | NA | NA | NA | 1541.5004 | Option 1 | 1911.1585 | 23.98% | 0 | 0 | -100% | -100% | 0 | -100% | Redirected | NA | VOA_GPN_GOV_UK\7246041 | 2019-08-30 | Low | - | - | Redirected, low risk | NA | - | NA | SPONS A&B | NA | (BEAMS Note 2) The ERC for this item should be added to all other rateable items on the hereditament (except land). Therefore the total of the ERC of the other Building Items and the P&M ERC (where applicable) to enable the correct contract size adjustment to be made. ERC of Building Component + ERC of P&M = Total ERC to which contract size adjustment should be applied. The appropriate % adjustment should be made in accordance with the scale for contract size adjustment specified under section 6 of the RCG 2021 Guidance notes. The currency ERC rates are set at £4m (Four Million Pounds) @ 1st April 2019 (AVD) for the RCG 2021 Publication. | - | - | 2 | TRUE
1622 | 41P88G | 5482 | 41P88G | Factory buildings process | Heavy - brick wall | Insulated | <= 500m² | Eaves ht - 32.0m | Foundations: Concrete pad and strip foundations. Floor: 250mm thick mesh reinforced concrete floor Frame: Heavy steel frame Walls: Reinforced cavity brickwork to eaves; metal windows; access doors goods/personnel. Roof: Double skin (insulated) profiled asbestos sheet fixed to steel purlins with plastic headed screws, translucent sheet glazing; rainwater gutters, down pipes and drainage Services: Electric light and power, water laid on, toilets, unheated | Location Adjustment Applicable (See Guidance Notes) - ERC = UK mean of 1.00 | (BEAMS Note 2) The ERC for this item should be added to all other rateable items on the hereditament (except land). Therefore the total of the ERC of the other Building Items and the P&M ERC (where applicable) to enable the correct contract size adjustment to be made. ERC of Building Component + ERC of P&M = Total ERC to which contract size adjustment should be applied. The appropriate % adjustment should be made in accordance with the scale for contract size adjustment specified under section 6 of the RCG 2023 Guidance notes. The currency ERC rates are set at £4m (Four Million Pounds) @ 1st April 2021 (AVD) for the RCG 2023 Publication. | Excludes external works. Excludes piling costs | Measure to GIA | - | - | - | The plant and machinery listed in the description has been included in this costing. | - | - | - | 10092 |  | - | - | NA | NA | NA | 1594.5496 | Option 1 | 1976.9291 | 23.98% | 0 | 0 | -100% | -100% | 0 | -100% | Redirected | NA | VOA_GPN_GOV_UK\7246041 | 2019-08-30 | Low | - | - | Redirected, low risk | NA | - | NA | SPONS A&B | NA | (BEAMS Note 2) The ERC for this item should be added to all other rateable items on the hereditament (except land). Therefore the total of the ERC of the other Building Items and the P&M ERC (where applicable) to enable the correct contract size adjustment to be made. ERC of Building Component + ERC of P&M = Total ERC to which contract size adjustment should be applied. The appropriate % adjustment should be made in accordance with the scale for contract size adjustment specified under section 6 of the RCG 2021 Guidance notes. The currency ERC rates are set at £4m (Four Million Pounds) @ 1st April 2019 (AVD) for the RCG 2021 Publication. | - | - | 2 | TRUE
1623 | 41P88H | 5483 | 41P88H | Factory buildings process | Heavy - brick wall | Insulated | <= 500m² | Eaves ht - 33.0m | Foundations: Concrete pad and strip foundations. Floor: 250mm thick mesh reinforced concrete floor Frame: Heavy steel frame Walls: Reinforced cavity brickwork to eaves; metal windows; access doors goods/personnel. Roof: Double skin (insulated) profiled asbestos sheet fixed to steel purlins with plastic headed screws, translucent sheet glazing; rainwater gutters, down pipes and drainage Services: Electric light and power, water laid on, toilets, unheated | Location Adjustment Applicable (See Guidance Notes) - ERC = UK mean of 1.00 | (BEAMS Note 2) The ERC for this item should be added to all other rateable items on the hereditament (except land). Therefore the total of the ERC of the other Building Items and the P&M ERC (where applicable) to enable the correct contract size adjustment to be made. ERC of Building Component + ERC of P&M = Total ERC to which contract size adjustment should be applied. The appropriate % adjustment should be made in accordance with the scale for contract size adjustment specified under section 6 of the RCG 2023 Guidance notes. The currency ERC rates are set at £4m (Four Million Pounds) @ 1st April 2021 (AVD) for the RCG 2023 Publication. | Excludes external works. Excludes piling costs | Measure to GIA | - | - | - | The plant and machinery listed in the description has been included in this costing. | - | - | - | 10092 |  | - | - | NA | NA | NA | 1648.3675 | Option 1 | 2043.6528 | 23.98% | 0 | 0 | -100% | -100% | 0 | -100% | Redirected | NA | VOA_GPN_GOV_UK\7246041 | 2019-08-30 | Low | - | - | Redirected, low risk | NA | - | NA | SPONS A&B | NA | (BEAMS Note 2) The ERC for this item should be added to all other rateable items on the hereditament (except land). Therefore the total of the ERC of the other Building Items and the P&M ERC (where applicable) to enable the correct contract size adjustment to be made. ERC of Building Component + ERC of P&M = Total ERC to which contract size adjustment should be applied. The appropriate % adjustment should be made in accordance with the scale for contract size adjustment specified under section 6 of the RCG 2021 Guidance notes. The currency ERC rates are set at £4m (Four Million Pounds) @ 1st April 2019 (AVD) for the RCG 2021 Publication. | - | - | 2 | TRUE
1624 | 41P88J | 5484 | 41P88J | Factory buildings process | Heavy - brick wall | Insulated | <= 500m² | Eaves ht - 34.0m | Foundations: Concrete pad and strip foundations. Floor: 250mm thick mesh reinforced concrete floor Frame: Heavy steel frame Walls: Reinforced cavity brickwork to eaves; metal windows; access doors goods/personnel. Roof: Double skin (insulated) profiled asbestos sheet fixed to steel purlins with plastic headed screws, translucent sheet glazing; rainwater gutters, down pipes and drainage Services: Electric light and power, water laid on, toilets, unheated | Location Adjustment Applicable (See Guidance Notes) - ERC = UK mean of 1.00 | (BEAMS Note 2) The ERC for this item should be added to all other rateable items on the hereditament (except land). Therefore the total of the ERC of the other Building Items and the P&M ERC (where applicable) to enable the correct contract size adjustment to be made. ERC of Building Component + ERC of P&M = Total ERC to which contract size adjustment should be applied. The appropriate % adjustment should be made in accordance with the scale for contract size adjustment specified under section 6 of the RCG 2023 Guidance notes. The currency ERC rates are set at £4m (Four Million Pounds) @ 1st April 2021 (AVD) for the RCG 2023 Publication. | Excludes external works. Excludes piling costs | Measure to GIA | - | - | - | The plant and machinery listed in the description has been included in this costing. | - | - | - | 10092 |  | - | - | NA | NA | NA | 1702.1855 | Option 1 | 2110.3766 | 23.98% | 0 | 0 | -100% | -100% | 0 | -100% | Redirected | NA | VOA_GPN_GOV_UK\7246041 | 2019-08-30 | Low | - | - | Redirected, low risk | NA | - | NA | SPONS A&B | NA | (BEAMS Note 2) The ERC for this item should be added to all other rateable items on the hereditament (except land). Therefore the total of the ERC of the other Building Items and the P&M ERC (where applicable) to enable the correct contract size adjustment to be made. ERC of Building Component + ERC of P&M = Total ERC to which contract size adjustment should be applied. The appropriate % adjustment should be made in accordance with the scale for contract size adjustment specified under section 6 of the RCG 2021 Guidance notes. The currency ERC rates are set at £4m (Four Million Pounds) @ 1st April 2019 (AVD) for the RCG 2021 Publication. | - | - | 2 | TRUE
1625 | 41P88K | 5485 | 41P88K | Factory buildings process | Heavy - brick wall | Insulated | <= 500m² | Eaves ht - 35.0m | Foundations: Concrete pad and strip foundations. Floor: 250mm thick mesh reinforced concrete floor Frame: Heavy steel frame Walls: Reinforced cavity brickwork to eaves; metal windows; access doors goods/personnel. Roof: Double skin (insulated) profiled asbestos sheet fixed to steel purlins with plastic headed screws, translucent sheet glazing; rainwater gutters, down pipes and drainage Services: Electric light and power, water laid on, toilets, unheated | Location Adjustment Applicable (See Guidance Notes) - ERC = UK mean of 1.00 | (BEAMS Note 2) The ERC for this item should be added to all other rateable items on the hereditament (except land). Therefore the total of the ERC of the other Building Items and the P&M ERC (where applicable) to enable the correct contract size adjustment to be made. ERC of Building Component + ERC of P&M = Total ERC to which contract size adjustment should be applied. The appropriate % adjustment should be made in accordance with the scale for contract size adjustment specified under section 6 of the RCG 2023 Guidance notes. The currency ERC rates are set at £4m (Four Million Pounds) @ 1st April 2021 (AVD) for the RCG 2023 Publication. | Excludes external works. Excludes piling costs | Measure to GIA | - | - | - | The plant and machinery listed in the description has been included in this costing. | - | - | - | 10092 |  | - | - | NA | NA | NA | 1757.5411 | Option 1 | 2179.0067 | 23.98% | 0 | 0 | -100% | -100% | 0 | -100% | Redirected | NA | VOA_GPN_GOV_UK\7246041 | 2019-08-30 | Low | - | - | Redirected, low risk | NA | - | NA | SPONS A&B | NA | (BEAMS Note 2) The ERC for this item should be added to all other rateable items on the hereditament (except land). Therefore the total of the ERC of the other Building Items and the P&M ERC (where applicable) to enable the correct contract size adjustment to be made. ERC of Building Component + ERC of P&M = Total ERC to which contract size adjustment should be applied. The appropriate % adjustment should be made in accordance with the scale for contract size adjustment specified under section 6 of the RCG 2021 Guidance notes. The currency ERC rates are set at £4m (Four Million Pounds) @ 1st April 2019 (AVD) for the RCG 2021 Publication. | - | - | 2 | TRUE
1626 | 41P93A | 5499 | 41P93A | Factory buildings process | Heavy - brick wall | Insulated | 501m² - 1000m² | Eaves ht - 26.0m | Foundations: Concrete pad and strip foundations. Floor: 250mm thick mesh reinforced concrete floor Frame: Heavy steel frame Walls: Reinforced cavity brickwork to eaves; metal windows; access doors goods/personnel. Roof: Double skin (insulated) profiled metal sheet fixed to steel purlins with plastic headed screws, translucent sheet glazing; rainwater gutters, down pipes and drainage Services: Electric light and power, water laid on, toilets, unheated | Location Adjustment Applicable (See Guidance Notes) - ERC = UK mean of 1.00 | (BEAMS Note 2) The ERC for this item should be added to all other rateable items on the hereditament (except land). Therefore the total of the ERC of the other Building Items and the P&M ERC (where applicable) to enable the correct contract size adjustment to be made. ERC of Building Component + ERC of P&M = Total ERC to which contract size adjustment should be applied. The appropriate % adjustment should be made in accordance with the scale for contract size adjustment specified under section 6 of the RCG 2023 Guidance notes. The currency ERC rates are set at £4m (Four Million Pounds) @ 1st April 2021 (AVD) for the RCG 2023 Publication. | Excludes external works. Excludes piling costs | Measure to GIA | - | - | - | - | - | - | - | 10093 |  | - | - | NA | NA | NA | 981.7935 | Option 1 | 1217.2316 | 23.98% | 0 | 0 | -100% | -100% | 0 | -100% | Redirected | NA | VOA_GPN_GOV_UK\7246041 | 2019-08-30 | Low | - | - | Redirected, low risk | NA | - | NA | SPONS A&B | NA | (BEAMS Note 2) The ERC for this item should be added to all other rateable items on the hereditament (except land). Therefore the total of the ERC of the other Building Items and the P&M ERC (where applicable) to enable the correct contract size adjustment to be made. ERC of Building Component + ERC of P&M = Total ERC to which contract size adjustment should be applied. The appropriate % adjustment should be made in accordance with the scale for contract size adjustment specified under section 6 of the RCG 2021 Guidance notes. The currency ERC rates are set at £4m (Four Million Pounds) @ 1st April 2019 (AVD) for the RCG 2021 Publication. | - | - | 2 | TRUE
1627 | 41P93B | 5500 | 41P93B | Factory buildings process | Heavy - brick wall | Insulated | 501m² - 1000m² | Eaves ht - 27.0m | Foundations: Concrete pad and strip foundations. Floor: 250mm thick mesh reinforced concrete floor Frame: Heavy steel frame Walls: Reinforced cavity brickwork to eaves; metal windows; access doors goods/personnel. Roof: Double skin (insulated) profiled metal sheet fixed to steel purlins with plastic headed screws, translucent sheet glazing; rainwater gutters, down pipes and drainage Services: Electric light and power, water laid on, toilets, unheated | Location Adjustment Applicable (See Guidance Notes) - ERC = UK mean of 1.00 | (BEAMS Note 2) The ERC for this item should be added to all other rateable items on the hereditament (except land). Therefore the total of the ERC of the other Building Items and the P&M ERC (where applicable) to enable the correct contract size adjustment to be made. ERC of Building Component + ERC of P&M = Total ERC to which contract size adjustment should be applied. The appropriate % adjustment should be made in accordance with the scale for contract size adjustment specified under section 6 of the RCG 2023 Guidance notes. The currency ERC rates are set at £4m (Four Million Pounds) @ 1st April 2021 (AVD) for the RCG 2023 Publication. | Excludes external works. Excludes piling costs | Measure to GIA | - | - | - | - | - | - | - | 10093 |  | - | - | NA | NA | NA | 1017.1596 | Option 1 | 1261.0787 | 23.98% | 0 | 0 | -100% | -100% | 0 | -100% | Redirected | NA | VOA_GPN_GOV_UK\7246041 | 2019-08-30 | Low | - | - | Redirected, low risk | NA | - | NA | SPONS A&B | NA | (BEAMS Note 2) The ERC for this item should be added to all other rateable items on the hereditament (except land). Therefore the total of the ERC of the other Building Items and the P&M ERC (where applicable) to enable the correct contract size adjustment to be made. ERC of Building Component + ERC of P&M = Total ERC to which contract size adjustment should be applied. The appropriate % adjustment should be made in accordance with the scale for contract size adjustment specified under section 6 of the RCG 2021 Guidance notes. The currency ERC rates are set at £4m (Four Million Pounds) @ 1st April 2019 (AVD) for the RCG 2021 Publication. | - | - | 2 | TRUE
1628 | 41P93C | 5501 | 41P93C | Factory buildings process | Heavy - brick wall | Insulated | 501m² - 1000m² | Eaves ht - 28.0m | Foundations: Concrete pad and strip foundations. Floor: 250mm thick mesh reinforced concrete floor Frame: Heavy steel frame Walls: Reinforced cavity brickwork to eaves; metal windows; access doors goods/personnel. Roof: Double skin (insulated) profiled metal sheet fixed to steel purlins with plastic headed screws, translucent sheet glazing; rainwater gutters, down pipes and drainage Services: Electric light and power, water laid on, toilets, unheated | Location Adjustment Applicable (See Guidance Notes) - ERC = UK mean of 1.00 | (BEAMS Note 2) The ERC for this item should be added to all other rateable items on the hereditament (except land). Therefore the total of the ERC of the other Building Items and the P&M ERC (where applicable) to enable the correct contract size adjustment to be made. ERC of Building Component + ERC of P&M = Total ERC to which contract size adjustment should be applied. The appropriate % adjustment should be made in accordance with the scale for contract size adjustment specified under section 6 of the RCG 2023 Guidance notes. The currency ERC rates are set at £4m (Four Million Pounds) @ 1st April 2021 (AVD) for the RCG 2023 Publication. | Excludes external works. Excludes piling costs | Measure to GIA | - | - | - | - | - | - | - | 10093 |  | - | - | NA | NA | NA | 1050.9881 | Option 1 | 1303.0193 | 23.98% | 0 | 0 | -100% | -100% | 0 | -100% | Redirected | NA | VOA_GPN_GOV_UK\7246041 | 2019-08-30 | Low | - | - | Redirected, low risk | NA | - | NA | SPONS A&B | NA | (BEAMS Note 2) The ERC for this item should be added to all other rateable items on the hereditament (except land). Therefore the total of the ERC of the other Building Items and the P&M ERC (where applicable) to enable the correct contract size adjustment to be made. ERC of Building Component + ERC of P&M = Total ERC to which contract size adjustment should be applied. The appropriate % adjustment should be made in accordance with the scale for contract size adjustment specified under section 6 of the RCG 2021 Guidance notes. The currency ERC rates are set at £4m (Four Million Pounds) @ 1st April 2019 (AVD) for the RCG 2021 Publication. | - | - | 2 | TRUE
1629 | 41P93D | 5502 | 41P93D | Factory buildings process | Heavy - brick wall | Insulated | 501m² - 1000m² | Eaves ht - 29.0m | Foundations: Concrete pad and strip foundations. Floor: 250mm thick mesh reinforced concrete floor Frame: Heavy steel frame Walls: Reinforced cavity brickwork to eaves; metal windows; access doors goods/personnel. Roof: Double skin (insulated) profiled metal sheet fixed to steel purlins with plastic headed screws, translucent sheet glazing; rainwater gutters, down pipes and drainage Services: Electric light and power, water laid on, toilets, unheated | Location Adjustment Applicable (See Guidance Notes) - ERC = UK mean of 1.00 | (BEAMS Note 2) The ERC for this item should be added to all other rateable items on the hereditament (except land). Therefore the total of the ERC of the other Building Items and the P&M ERC (where applicable) to enable the correct contract size adjustment to be made. ERC of Building Component + ERC of P&M = Total ERC to which contract size adjustment should be applied. The appropriate % adjustment should be made in accordance with the scale for contract size adjustment specified under section 6 of the RCG 2023 Guidance notes. The currency ERC rates are set at £4m (Four Million Pounds) @ 1st April 2021 (AVD) for the RCG 2023 Publication. | Excludes external works. Excludes piling costs | Measure to GIA | - | - | - | - | - | - | - | 10093 |  | - | - | NA | NA | NA | 1088.6606 | Option 1 | 1349.7259 | 23.98% | 0 | 0 | -100% | -100% | 0 | -100% | Redirected | NA | VOA_GPN_GOV_UK\7246041 | 2019-08-30 | Low | - | - | Redirected, low risk | NA | - | NA | SPONS A&B | NA | (BEAMS Note 2) The ERC for this item should be added to all other rateable items on the hereditament (except land). Therefore the total of the ERC of the other Building Items and the P&M ERC (where applicable) to enable the correct contract size adjustment to be made. ERC of Building Component + ERC of P&M = Total ERC to which contract size adjustment should be applied. The appropriate % adjustment should be made in accordance with the scale for contract size adjustment specified under section 6 of the RCG 2021 Guidance notes. The currency ERC rates are set at £4m (Four Million Pounds) @ 1st April 2019 (AVD) for the RCG 2021 Publication. | - | - | 2 | TRUE
1630 | 41P93E | 5503 | 41P93E | Factory buildings process | Heavy - brick wall | Insulated | 501m² - 1000m² | Eaves ht - 30.0m | Foundations: Concrete pad and strip foundations. Floor: 250mm thick mesh reinforced concrete floor Frame: Heavy steel frame Walls: Reinforced cavity brickwork to eaves; metal windows; access doors goods/personnel. Roof: Double skin (insulated) profiled metal sheet fixed to steel purlins with plastic headed screws, translucent sheet glazing; rainwater gutters, down pipes and drainage Services: Electric light and power, water laid on, toilets, unheated | Location Adjustment Applicable (See Guidance Notes) - ERC = UK mean of 1.00 | (BEAMS Note 2) The ERC for this item should be added to all other rateable items on the hereditament (except land). Therefore the total of the ERC of the other Building Items and the P&M ERC (where applicable) to enable the correct contract size adjustment to be made. ERC of Building Component + ERC of P&M = Total ERC to which contract size adjustment should be applied. The appropriate % adjustment should be made in accordance with the scale for contract size adjustment specified under section 6 of the RCG 2023 Guidance notes. The currency ERC rates are set at £4m (Four Million Pounds) @ 1st April 2021 (AVD) for the RCG 2023 Publication. | Excludes external works. Excludes piling costs | Measure to GIA | - | - | - | - | - | - | - | 10093 |  | - | - | NA | NA | NA | 1125.5644 | Option 1 | 1395.4794 | 23.98% | 0 | 0 | -100% | -100% | 0 | -100% | Redirected | NA | VOA_GPN_GOV_UK\7246041 | 2019-08-30 | Low | - | - | Redirected, low risk | NA | - | NA | SPONS A&B | NA | (BEAMS Note 2) The ERC for this item should be added to all other rateable items on the hereditament (except land). Therefore the total of the ERC of the other Building Items and the P&M ERC (where applicable) to enable the correct contract size adjustment to be made. ERC of Building Component + ERC of P&M = Total ERC to which contract size adjustment should be applied. The appropriate % adjustment should be made in accordance with the scale for contract size adjustment specified under section 6 of the RCG 2021 Guidance notes. The currency ERC rates are set at £4m (Four Million Pounds) @ 1st April 2019 (AVD) for the RCG 2021 Publication. | - | - | 2 | TRUE
1631 | 41P93F | 5504 | 41P93F | Factory buildings process | Heavy - brick wall | Insulated | 501m² - 1000m² | Eaves ht - 31.0m | Foundations: Concrete pad and strip foundations. Floor: 250mm thick mesh reinforced concrete floor Frame: Heavy steel frame Walls: Reinforced cavity brickwork to eaves; metal windows; access doors goods/personnel. Roof: Double skin (insulated) profiled metal sheet fixed to steel purlins with plastic headed screws, translucent sheet glazing; rainwater gutters, down pipes and drainage Services: Electric light and power, water laid on, toilets, unheated | Location Adjustment Applicable (See Guidance Notes) - ERC = UK mean of 1.00 | (BEAMS Note 2) The ERC for this item should be added to all other rateable items on the hereditament (except land). Therefore the total of the ERC of the other Building Items and the P&M ERC (where applicable) to enable the correct contract size adjustment to be made. ERC of Building Component + ERC of P&M = Total ERC to which contract size adjustment should be applied. The appropriate % adjustment should be made in accordance with the scale for contract size adjustment specified under section 6 of the RCG 2023 Guidance notes. The currency ERC rates are set at £4m (Four Million Pounds) @ 1st April 2021 (AVD) for the RCG 2023 Publication. | Excludes external works. Excludes piling costs | Measure to GIA | - | - | - | - | - | - | - | 10093 |  | - | - | NA | NA | NA | 1166.3123 | Option 1 | 1445.9988 | 23.98% | 0 | 0 | -100% | -100% | 0 | -100% | Redirected | NA | VOA_GPN_GOV_UK\7246041 | 2019-08-30 | Low | - | - | Redirected, low risk | NA | - | NA | SPONS A&B | NA | (BEAMS Note 2) The ERC for this item should be added to all other rateable items on the hereditament (except land). Therefore the total of the ERC of the other Building Items and the P&M ERC (where applicable) to enable the correct contract size adjustment to be made. ERC of Building Component + ERC of P&M = Total ERC to which contract size adjustment should be applied. The appropriate % adjustment should be made in accordance with the scale for contract size adjustment specified under section 6 of the RCG 2021 Guidance notes. The currency ERC rates are set at £4m (Four Million Pounds) @ 1st April 2019 (AVD) for the RCG 2021 Publication. | - | - | 2 | TRUE
1632 | 41P93G | 5505 | 41P93G | Factory buildings process | Heavy - brick wall | Insulated | 501m² - 1000m² | Eaves ht - 32.0m | Foundations: Concrete pad and strip foundations. Floor: 250mm thick mesh reinforced concrete floor Frame: Heavy steel frame Walls: Reinforced cavity brickwork to eaves; metal windows; access doors goods/personnel. Roof: Double skin (insulated) profiled metal sheet fixed to steel purlins with plastic headed screws, translucent sheet glazing; rainwater gutters, down pipes and drainage Services: Electric light and power, water laid on, toilets, unheated | Location Adjustment Applicable (See Guidance Notes) - ERC = UK mean of 1.00 | (BEAMS Note 2) The ERC for this item should be added to all other rateable items on the hereditament (except land). Therefore the total of the ERC of the other Building Items and the P&M ERC (where applicable) to enable the correct contract size adjustment to be made. ERC of Building Component + ERC of P&M = Total ERC to which contract size adjustment should be applied. The appropriate % adjustment should be made in accordance with the scale for contract size adjustment specified under section 6 of the RCG 2023 Guidance notes. The currency ERC rates are set at £4m (Four Million Pounds) @ 1st April 2021 (AVD) for the RCG 2023 Publication. | Excludes external works. Excludes piling costs | Measure to GIA | - | - | - | - | - | - | - | 10093 |  | - | - | NA | NA | NA | 1203.9849 | Option 1 | 1492.7054 | 23.98% | 0 | 0 | -100% | -100% | 0 | -100% | Redirected | NA | VOA_GPN_GOV_UK\7246041 | 2019-08-30 | Low | - | - | Redirected, low risk | NA | - | NA | SPONS A&B | NA | (BEAMS Note 2) The ERC for this item should be added to all other rateable items on the hereditament (except land). Therefore the total of the ERC of the other Building Items and the P&M ERC (where applicable) to enable the correct contract size adjustment to be made. ERC of Building Component + ERC of P&M = Total ERC to which contract size adjustment should be applied. The appropriate % adjustment should be made in accordance with the scale for contract size adjustment specified under section 6 of the RCG 2021 Guidance notes. The currency ERC rates are set at £4m (Four Million Pounds) @ 1st April 2019 (AVD) for the RCG 2021 Publication. | - | - | 2 | TRUE
1633 | 41P93H | 5506 | 41P93H | Factory buildings process | Heavy - brick wall | Insulated | 501m² - 1000m² | Eaves ht - 33.0m | Foundations: Concrete pad and strip foundations. Floor: 250mm thick mesh reinforced concrete floor Frame: Heavy steel frame Walls: Reinforced cavity brickwork to eaves; metal windows; access doors goods/personnel. Roof: Double skin (insulated) profiled metal sheet fixed to steel purlins with plastic headed screws, translucent sheet glazing; rainwater gutters, down pipes and drainage Services: Electric light and power, water laid on, toilets, unheated | Location Adjustment Applicable (See Guidance Notes) - ERC = UK mean of 1.00 | (BEAMS Note 2) The ERC for this item should be added to all other rateable items on the hereditament (except land). Therefore the total of the ERC of the other Building Items and the P&M ERC (where applicable) to enable the correct contract size adjustment to be made. ERC of Building Component + ERC of P&M = Total ERC to which contract size adjustment should be applied. The appropriate % adjustment should be made in accordance with the scale for contract size adjustment specified under section 6 of the RCG 2023 Guidance notes. The currency ERC rates are set at £4m (Four Million Pounds) @ 1st April 2021 (AVD) for the RCG 2023 Publication. | Excludes external works. Excludes piling costs | Measure to GIA | - | - | - | - | - | - | - | 10093 |  | - | - | NA | NA | NA | 1241.6574 | Option 1 | 1539.412 | 23.98% | 0 | 0 | -100% | -100% | 0 | -100% | Redirected | NA | VOA_GPN_GOV_UK\7246041 | 2019-08-30 | Low | - | - | Redirected, low risk | NA | - | NA | SPONS A&B | NA | (BEAMS Note 2) The ERC for this item should be added to all other rateable items on the hereditament (except land). Therefore the total of the ERC of the other Building Items and the P&M ERC (where applicable) to enable the correct contract size adjustment to be made. ERC of Building Component + ERC of P&M = Total ERC to which contract size adjustment should be applied. The appropriate % adjustment should be made in accordance with the scale for contract size adjustment specified under section 6 of the RCG 2021 Guidance notes. The currency ERC rates are set at £4m (Four Million Pounds) @ 1st April 2019 (AVD) for the RCG 2021 Publication. | - | - | 2 | TRUE
1634 | 41P93J | 5454 | 41P93J | Factory buildings process | Heavy - brick wall | Insulated | 501m² - 1000m² | Eaves ht - 34.0m | Foundations: Concrete pad and strip foundations. Floor: 250mm thick mesh reinforced concrete floor Frame: Heavy steel frame Walls: Reinforced cavity brickwork to eaves; metal windows; access doors goods/personnel. Roof: Double skin (insulated) profiled metal sheet fixed to steel purlins with plastic headed screws, translucent sheet glazing; rainwater gutters, down pipes and drainage Services: Electric light and power, water laid on, toilets, unheated | Location Adjustment Applicable (See Guidance Notes) - ERC = UK mean of 1.00 | (BEAMS Note 2) The ERC for this item should be added to all other rateable items on the hereditament (except land). Therefore the total of the ERC of the other Building Items and the P&M ERC (where applicable) to enable the correct contract size adjustment to be made. ERC of Building Component + ERC of P&M = Total ERC to which contract size adjustment should be applied. The appropriate % adjustment should be made in accordance with the scale for contract size adjustment specified under section 6 of the RCG 2023 Guidance notes. The currency ERC rates are set at £4m (Four Million Pounds) @ 1st April 2021 (AVD) for the RCG 2023 Publication. | Excludes external works. Excludes piling costs | Measure to GIA | - | - | - | - | - | - | - | 10093 |  | - | - | NA | NA | NA | 1280.0988 | Option 1 | 1587.0718 | 23.98% | 0 | 0 | -100% | -100% | 0 | -100% | Redirected | NA | VOA_GPN_GOV_UK\7246041 | 2019-08-30 | Low | - | - | Redirected, low risk | NA | - | NA | SPONS A&B | NA | (BEAMS Note 2) The ERC for this item should be added to all other rateable items on the hereditament (except land). Therefore the total of the ERC of the other Building Items and the P&M ERC (where applicable) to enable the correct contract size adjustment to be made. ERC of Building Component + ERC of P&M = Total ERC to which contract size adjustment should be applied. The appropriate % adjustment should be made in accordance with the scale for contract size adjustment specified under section 6 of the RCG 2021 Guidance notes. The currency ERC rates are set at £4m (Four Million Pounds) @ 1st April 2019 (AVD) for the RCG 2021 Publication. | - | - | 2 | TRUE
1635 | 41P93K | 5455 | 41P93K | Factory buildings process | Heavy - brick wall | Insulated | 501m² - 1000m² | Eaves ht - 35.0m | Foundations: Concrete pad and strip foundations. Floor: 250mm thick mesh reinforced concrete floor Frame: Heavy steel frame Walls: Reinforced cavity brickwork to eaves; metal windows; access doors goods/personnel. Roof: Double skin (insulated) profiled metal sheet fixed to steel purlins with plastic headed screws, translucent sheet glazing; rainwater gutters, down pipes and drainage Services: Electric light and power, water laid on, toilets, unheated | Location Adjustment Applicable (See Guidance Notes) - ERC = UK mean of 1.00 | (BEAMS Note 2) The ERC for this item should be added to all other rateable items on the hereditament (except land). Therefore the total of the ERC of the other Building Items and the P&M ERC (where applicable) to enable the correct contract size adjustment to be made. ERC of Building Component + ERC of P&M = Total ERC to which contract size adjustment should be applied. The appropriate % adjustment should be made in accordance with the scale for contract size adjustment specified under section 6 of the RCG 2023 Guidance notes. The currency ERC rates are set at £4m (Four Million Pounds) @ 1st April 2021 (AVD) for the RCG 2023 Publication. | Excludes external works. Excludes piling costs | Measure to GIA | - | - | - | - | - | - | - | 10093 |  | - | - | NA | NA | NA | 1318.5403 | Option 1 | 1634.7316 | 23.98% | 0 | 0 | -100% | -100% | 0 | -100% | Redirected | NA | VOA_GPN_GOV_UK\7246041 | 2019-08-30 | Low | - | - | Redirected, low risk | NA | - | NA | SPONS A&B | NA | (BEAMS Note 2) The ERC for this item should be added to all other rateable items on the hereditament (except land). Therefore the total of the ERC of the other Building Items and the P&M ERC (where applicable) to enable the correct contract size adjustment to be made. ERC of Building Component + ERC of P&M = Total ERC to which contract size adjustment should be applied. The appropriate % adjustment should be made in accordance with the scale for contract size adjustment specified under section 6 of the RCG 2021 Guidance notes. The currency ERC rates are set at £4m (Four Million Pounds) @ 1st April 2019 (AVD) for the RCG 2021 Publication. | - | - | 2 | TRUE
1636 | 41P97A | 5241 | 41P97A | Factory buildings process | Heavy - brick wall | Insulated | 5000m² - 10000m² | Eaves ht - 26.0m | Foundations: Concrete pad and strip foundations. Floor: 250mm thick mesh reinforced concrete floor Frame: Heavy steel frame Walls: Reinforced cavity brickwork to eaves; metal windows; access doors goods/personnel . Roof: Double skin (insulated) profiled steel sheet fixed to steel purlins with plastic headed screws, translucent sheet glazing; rainwater gutters, down pipes and drainage Services: Electric light and power, water laid on, toilets, unheated. | Location Adjustment Applicable (See Guidance Notes) - ERC = UK mean of 1.00 | (BEAMS Note 2) The ERC for this item should be added to all other rateable items on the hereditament (except land). Therefore the total of the ERC of the other Building Items and the P&M ERC (where applicable) to enable the correct contract size adjustment to be made. ERC of Building Component + ERC of P&M = Total ERC to which contract size adjustment should be applied. The appropriate % adjustment should be made in accordance with the scale for contract size adjustment specified under section 6 of the RCG 2023 Guidance notes. The currency ERC rates are set at £4m (Four Million Pounds) @ 1st April 2021 (AVD) for the RCG 2023 Publication. | Excludes external works. Excludes piling costs. | Measure to GIA | - | - | The plant and machinery listed in the description has been included in this costing. | - | - | - | - | 10095 |  | - | - | NA | NA | NA | 593.5353 | Option 1 | 735.8675 | 23.98% | 0 | 0 | -100% | -100% | 0 | -100% | Redirected | NA | VOA_GPN_GOV_UK\7246041 | 2019-08-30 | Low | - | - | Redirected, low risk | NA | - | NA | SPONS A&B | NA | (BEAMS Note 2) The ERC for this item should be added to all other rateable items on the hereditament (except land). Therefore the total of the ERC of the other Building Items and the P&M ERC (where applicable) to enable the correct contract size adjustment to be made. ERC of Building Component + ERC of P&M = Total ERC to which contract size adjustment should be applied. The appropriate % adjustment should be made in accordance with the scale for contract size adjustment specified under section 6 of the RCG 2021 Guidance notes. The currency ERC rates are set at £4m (Four Million Pounds) @ 1st April 2019 (AVD) for the RCG 2021 Publication. | - | - | 2 | TRUE
1637 | 41P97B | 5242 | 41P97B | Factory buildings process | Heavy - brick wall | Insulated | 5000m² - 10000m² | Eaves ht - 27.0m | Foundations: Concrete pad and strip foundations. Floor: 250mm thick mesh reinforced concrete floor Frame: Heavy steel frame Walls: Reinforced cavity brickwork to eaves; metal windows; access doors goods/personnel . Roof: Double skin (insulated) profiled steel sheet fixed to steel purlins with plastic headed screws, translucent sheet glazing; rainwater gutters, down pipes and drainage Services: Electric light and power, water laid on, toilets, unheated. | Location Adjustment Applicable (See Guidance Notes) - ERC = UK mean of 1.00 | (BEAMS Note 2) The ERC for this item should be added to all other rateable items on the hereditament (except land). Therefore the total of the ERC of the other Building Items and the P&M ERC (where applicable) to enable the correct contract size adjustment to be made. ERC of Building Component + ERC of P&M = Total ERC to which contract size adjustment should be applied. The appropriate % adjustment should be made in accordance with the scale for contract size adjustment specified under section 6 of the RCG 2023 Guidance notes. The currency ERC rates are set at £4m (Four Million Pounds) @ 1st April 2021 (AVD) for the RCG 2023 Publication. | Excludes external works. Excludes piling costs. | Measure to GIA | - | - | The plant and machinery listed in the description has been included in this costing. | - | - | - | - | 10095 |  | - | - | NA | NA | NA | 608.9119 | Option 1 | 754.9315 | 23.98% | 0 | 0 | -100% | -100% | 0 | -100% | Redirected | NA | VOA_GPN_GOV_UK\7246041 | 2019-08-30 | Low | - | - | Redirected, low risk | NA | - | NA | SPONS A&B | NA | (BEAMS Note 2) The ERC for this item should be added to all other rateable items on the hereditament (except land). Therefore the total of the ERC of the other Building Items and the P&M ERC (where applicable) to enable the correct contract size adjustment to be made. ERC of Building Component + ERC of P&M = Total ERC to which contract size adjustment should be applied. The appropriate % adjustment should be made in accordance with the scale for contract size adjustment specified under section 6 of the RCG 2021 Guidance notes. The currency ERC rates are set at £4m (Four Million Pounds) @ 1st April 2019 (AVD) for the RCG 2021 Publication. | - | - | 2 | TRUE
1638 | 41P97C | 5243 | 41P97C | Factory buildings process | Heavy - brick wall | Insulated | 5000m² - 10000m² | Eaves ht - 28.0m | Foundations: Concrete pad and strip foundations. Floor: 250mm thick mesh reinforced concrete floor Frame: Heavy steel frame Walls: Reinforced cavity brickwork to eaves; metal windows; access doors goods/personnel . Roof: Double skin (insulated) profiled steel sheet fixed to steel purlins with plastic headed screws, translucent sheet glazing; rainwater gutters, down pipes and drainage Services: Electric light and power, water laid on, toilets, unheated. | Location Adjustment Applicable (See Guidance Notes) - ERC = UK mean of 1.00 | (BEAMS Note 2) The ERC for this item should be added to all other rateable items on the hereditament (except land). Therefore the total of the ERC of the other Building Items and the P&M ERC (where applicable) to enable the correct contract size adjustment to be made. ERC of Building Component + ERC of P&M = Total ERC to which contract size adjustment should be applied. The appropriate % adjustment should be made in accordance with the scale for contract size adjustment specified under section 6 of the RCG 2023 Guidance notes. The currency ERC rates are set at £4m (Four Million Pounds) @ 1st April 2021 (AVD) for the RCG 2023 Publication. | Excludes external works. Excludes piling costs. | Measure to GIA | - | - | The plant and machinery listed in the description has been included in this costing. | - | - | - | - | 10095 |  | - | - | NA | NA | NA | 625.0573 | Option 1 | 774.9486 | 23.98% | 0 | 0 | -100% | -100% | 0 | -100% | Redirected | NA | VOA_GPN_GOV_UK\7246041 | 2019-08-30 | Low | - | - | Redirected, low risk | NA | - | NA | SPONS A&B | NA | (BEAMS Note 2) The ERC for this item should be added to all other rateable items on the hereditament (except land). Therefore the total of the ERC of the other Building Items and the P&M ERC (where applicable) to enable the correct contract size adjustment to be made. ERC of Building Component + ERC of P&M = Total ERC to which contract size adjustment should be applied. The appropriate % adjustment should be made in accordance with the scale for contract size adjustment specified under section 6 of the RCG 2021 Guidance notes. The currency ERC rates are set at £4m (Four Million Pounds) @ 1st April 2019 (AVD) for the RCG 2021 Publication. | - | - | 2 | TRUE
1639 | 41P97D | 5245 | 41P97D | Factory buildings process | Heavy - brick wall | Insulated | 5000m² - 10000m² | Eaves ht - 29.0m | Foundations: Concrete pad and strip foundations. Floor: 250mm thick mesh reinforced concrete floor Frame: Heavy steel frame Walls: Reinforced cavity brickwork to eaves; metal windows; access doors goods/personnel . Roof: Double skin (insulated) profiled steel sheet fixed to steel purlins with plastic headed screws, translucent sheet glazing; rainwater gutters, down pipes and drainage Services: Electric light and power, water laid on, toilets, unheated. | Location Adjustment Applicable (See Guidance Notes) - ERC = UK mean of 1.00 | (BEAMS Note 2) The ERC for this item should be added to all other rateable items on the hereditament (except land). Therefore the total of the ERC of the other Building Items and the P&M ERC (where applicable) to enable the correct contract size adjustment to be made. ERC of Building Component + ERC of P&M = Total ERC to which contract size adjustment should be applied. The appropriate % adjustment should be made in accordance with the scale for contract size adjustment specified under section 6 of the RCG 2023 Guidance notes. The currency ERC rates are set at £4m (Four Million Pounds) @ 1st April 2021 (AVD) for the RCG 2023 Publication. | Excludes external works. Excludes piling costs. | Measure to GIA | - | - | The plant and machinery listed in the description has been included in this costing. | - | - | - | - | 10095 |  | - | - | NA | NA | NA | 640.4338 | Option 1 | 794.0125 | 23.98% | 0 | 0 | -100% | -100% | 0 | -100% | Redirected | NA | VOA_GPN_GOV_UK\7246041 | 2019-08-30 | Low | - | - | Redirected, low risk | NA | - | NA | SPONS A&B | NA | (BEAMS Note 2) The ERC for this item should be added to all other rateable items on the hereditament (except land). Therefore the total of the ERC of the other Building Items and the P&M ERC (where applicable) to enable the correct contract size adjustment to be made. ERC of Building Component + ERC of P&M = Total ERC to which contract size adjustment should be applied. The appropriate % adjustment should be made in accordance with the scale for contract size adjustment specified under section 6 of the RCG 2021 Guidance notes. The currency ERC rates are set at £4m (Four Million Pounds) @ 1st April 2019 (AVD) for the RCG 2021 Publication. | - | - | 2 | TRUE
1640 | 41P97E | 5246 | 41P97E | Factory buildings process | Heavy - brick wall | Insulated | 5000m² - 10000m² | Eaves ht - 30.0m | Foundations: Concrete pad and strip foundations. Floor: 250mm thick mesh reinforced concrete floor Frame: Heavy steel frame Walls: Reinforced cavity brickwork to eaves; metal windows; access doors goods/personnel . Roof: Double skin (insulated) profiled steel sheet fixed to steel purlins with plastic headed screws, translucent sheet glazing; rainwater gutters, down pipes and drainage Services: Electric light and power, water laid on, toilets, unheated. | Location Adjustment Applicable (See Guidance Notes) - ERC = UK mean of 1.00 | (BEAMS Note 2) The ERC for this item should be added to all other rateable items on the hereditament (except land). Therefore the total of the ERC of the other Building Items and the P&M ERC (where applicable) to enable the correct contract size adjustment to be made. ERC of Building Component + ERC of P&M = Total ERC to which contract size adjustment should be applied. The appropriate % adjustment should be made in accordance with the scale for contract size adjustment specified under section 6 of the RCG 2023 Guidance notes. The currency ERC rates are set at £4m (Four Million Pounds) @ 1st April 2021 (AVD) for the RCG 2023 Publication. | Excludes external works. Excludes piling costs. | Measure to GIA | - | - | The plant and machinery listed in the description has been included in this costing. | - | - | - | - | 10095 |  | - | - | NA | NA | NA | 656.5792 | Option 1 | 814.0296 | 23.98% | 0 | 0 | -100% | -100% | 0 | -100% | Redirected | NA | VOA_GPN_GOV_UK\7246041 | 2019-08-30 | Low | - | - | Redirected, low risk | NA | - | NA | SPONS A&B | NA | (BEAMS Note 2) The ERC for this item should be added to all other rateable items on the hereditament (except land). Therefore the total of the ERC of the other Building Items and the P&M ERC (where applicable) to enable the correct contract size adjustment to be made. ERC of Building Component + ERC of P&M = Total ERC to which contract size adjustment should be applied. The appropriate % adjustment should be made in accordance with the scale for contract size adjustment specified under section 6 of the RCG 2021 Guidance notes. The currency ERC rates are set at £4m (Four Million Pounds) @ 1st April 2019 (AVD) for the RCG 2021 Publication. | - | - | 2 | TRUE
1641 | 41P97F | 5247 | 41P97F | Factory buildings process | Heavy - brick wall | Insulated | 5000m² - 10000m² | Eaves ht - 31.0m | Foundations: Concrete pad and strip foundations. Floor: 250mm thick mesh reinforced concrete floor Frame: Heavy steel frame Walls: Reinforced cavity brickwork to eaves; metal windows; access doors goods/personnel . Roof: Double skin (insulated) profiled steel sheet fixed to steel purlins with plastic headed screws, translucent sheet glazing; rainwater gutters, down pipes and drainage Services: Electric light and power, water laid on, toilets, unheated. | Location Adjustment Applicable (See Guidance Notes) - ERC = UK mean of 1.00 | (BEAMS Note 2) The ERC for this item should be added to all other rateable items on the hereditament (except land). Therefore the total of the ERC of the other Building Items and the P&M ERC (where applicable) to enable the correct contract size adjustment to be made. ERC of Building Component + ERC of P&M = Total ERC to which contract size adjustment should be applied. The appropriate % adjustment should be made in accordance with the scale for contract size adjustment specified under section 6 of the RCG 2023 Guidance notes. The currency ERC rates are set at £4m (Four Million Pounds) @ 1st April 2021 (AVD) for the RCG 2023 Publication. | Excludes external works. Excludes piling costs. | Measure to GIA | - | - | The plant and machinery listed in the description has been included in this costing. | - | - | - | - | 10095 |  | - | - | NA | NA | NA | 676.5688 | Option 1 | 838.8127 | 23.98% | 0 | 0 | -100% | -100% | 0 | -100% | Redirected | NA | VOA_GPN_GOV_UK\7246041 | 2019-08-30 | Low | - | - | Redirected, low risk | NA | - | NA | SPONS A&B | NA | (BEAMS Note 2) The ERC for this item should be added to all other rateable items on the hereditament (except land). Therefore the total of the ERC of the other Building Items and the P&M ERC (where applicable) to enable the correct contract size adjustment to be made. ERC of Building Component + ERC of P&M = Total ERC to which contract size adjustment should be applied. The appropriate % adjustment should be made in accordance with the scale for contract size adjustment specified under section 6 of the RCG 2021 Guidance notes. The currency ERC rates are set at £4m (Four Million Pounds) @ 1st April 2019 (AVD) for the RCG 2021 Publication. | - | - | 2 | TRUE
1642 | 41P97G | 5248 | 41P97G | Factory buildings process | Heavy - brick wall | Insulated | 5000m² - 10000m² | Eaves ht - 32.0m | Foundations: Concrete pad and strip foundations. Floor: 250mm thick mesh reinforced concrete floor Frame: Heavy steel frame Walls: Reinforced cavity brickwork to eaves; metal windows; access doors goods/personnel . Roof: Double skin (insulated) profiled steel sheet fixed to steel purlins with plastic headed screws, translucent sheet glazing; rainwater gutters, down pipes and drainage Services: Electric light and power, water laid on, toilets, unheated. | Location Adjustment Applicable (See Guidance Notes) - ERC = UK mean of 1.00 | (BEAMS Note 2) The ERC for this item should be added to all other rateable items on the hereditament (except land). Therefore the total of the ERC of the other Building Items and the P&M ERC (where applicable) to enable the correct contract size adjustment to be made. ERC of Building Component + ERC of P&M = Total ERC to which contract size adjustment should be applied. The appropriate % adjustment should be made in accordance with the scale for contract size adjustment specified under section 6 of the RCG 2023 Guidance notes. The currency ERC rates are set at £4m (Four Million Pounds) @ 1st April 2021 (AVD) for the RCG 2023 Publication. | Excludes external works. Excludes piling costs. | Measure to GIA | - | - | The plant and machinery listed in the description has been included in this costing. | - | - | - | - | 10095 |  | - | - | NA | NA | NA | 692.7142 | Option 1 | 858.8298 | 23.98% | 0 | 0 | -100% | -100% | 0 | -100% | Redirected | NA | VOA_GPN_GOV_UK\7246041 | 2019-08-30 | Low | - | - | Redirected, low risk | NA | - | NA | SPONS A&B | NA | (BEAMS Note 2) The ERC for this item should be added to all other rateable items on the hereditament (except land). Therefore the total of the ERC of the other Building Items and the P&M ERC (where applicable) to enable the correct contract size adjustment to be made. ERC of Building Component + ERC of P&M = Total ERC to which contract size adjustment should be applied. The appropriate % adjustment should be made in accordance with the scale for contract size adjustment specified under section 6 of the RCG 2021 Guidance notes. The currency ERC rates are set at £4m (Four Million Pounds) @ 1st April 2019 (AVD) for the RCG 2021 Publication. | - | - | 2 | TRUE
1643 | 41P97H | 5249 | 41P97H | Factory buildings process | Heavy - brick wall | Insulated | 5000m² - 10000m² | Eaves ht - 33.0m | Foundations: Concrete pad and strip foundations. Floor: 250mm thick mesh reinforced concrete floor Frame: Heavy steel frame Walls: Reinforced cavity brickwork to eaves; metal windows; access doors goods/personnel . Roof: Double skin (insulated) profiled steel sheet fixed to steel purlins with plastic headed screws, translucent sheet glazing; rainwater gutters, down pipes and drainage Services: Electric light and power, water laid on, toilets, unheated. | Location Adjustment Applicable (See Guidance Notes) - ERC = UK mean of 1.00 | (BEAMS Note 2) The ERC for this item should be added to all other rateable items on the hereditament (except land). Therefore the total of the ERC of the other Building Items and the P&M ERC (where applicable) to enable the correct contract size adjustment to be made. ERC of Building Component + ERC of P&M = Total ERC to which contract size adjustment should be applied. The appropriate % adjustment should be made in accordance with the scale for contract size adjustment specified under section 6 of the RCG 2023 Guidance notes. The currency ERC rates are set at £4m (Four Million Pounds) @ 1st April 2021 (AVD) for the RCG 2023 Publication. | Excludes external works. Excludes piling costs. | Measure to GIA | - | - | The plant and machinery listed in the description has been included in this costing. | - | - | - | - | 10095 |  | - | - | NA | NA | NA | 708.8595 | Option 1 | 878.847 | 23.98% | 0 | 0 | -100% | -100% | 0 | -100% | Redirected | NA | VOA_GPN_GOV_UK\7246041 | 2019-08-30 | Low | - | - | Redirected, low risk | NA | - | NA | SPONS A&B | NA | (BEAMS Note 2) The ERC for this item should be added to all other rateable items on the hereditament (except land). Therefore the total of the ERC of the other Building Items and the P&M ERC (where applicable) to enable the correct contract size adjustment to be made. ERC of Building Component + ERC of P&M = Total ERC to which contract size adjustment should be applied. The appropriate % adjustment should be made in accordance with the scale for contract size adjustment specified under section 6 of the RCG 2021 Guidance notes. The currency ERC rates are set at £4m (Four Million Pounds) @ 1st April 2019 (AVD) for the RCG 2021 Publication. | - | - | 2 | TRUE
1644 | 41P97J | 5250 | 41P97J | Factory buildings process | Heavy - brick wall | Insulated | 5000m² - 10000m² | Eaves ht - 34.0m | Foundations: Concrete pad and strip foundations. Floor: 250mm thick mesh reinforced concrete floor Frame: Heavy steel frame Walls: Reinforced cavity brickwork to eaves; metal windows; access doors goods/personnel . Roof: Double skin (insulated) profiled steel sheet fixed to steel purlins with plastic headed screws, translucent sheet glazing; rainwater gutters, down pipes and drainage Services: Electric light and power, water laid on, toilets, unheated. | Location Adjustment Applicable (See Guidance Notes) - ERC = UK mean of 1.00 | (BEAMS Note 2) The ERC for this item should be added to all other rateable items on the hereditament (except land). Therefore the total of the ERC of the other Building Items and the P&M ERC (where applicable) to enable the correct contract size adjustment to be made. ERC of Building Component + ERC of P&M = Total ERC to which contract size adjustment should be applied. The appropriate % adjustment should be made in accordance with the scale for contract size adjustment specified under section 6 of the RCG 2023 Guidance notes. The currency ERC rates are set at £4m (Four Million Pounds) @ 1st April 2021 (AVD) for the RCG 2023 Publication. | Excludes external works. Excludes piling costs. | Measure to GIA | - | - | The plant and machinery listed in the description has been included in this costing. | - | - | - | - | 10095 |  | - | - | NA | NA | NA | 725.7738 | Option 1 | 899.8173 | 23.98% | 0 | 0 | -100% | -100% | 0 | -100% | Redirected | NA | VOA_GPN_GOV_UK\7246041 | 2019-08-30 | Low | - | - | Redirected, low risk | NA | - | NA | SPONS A&B | NA | (BEAMS Note 2) The ERC for this item should be added to all other rateable items on the hereditament (except land). Therefore the total of the ERC of the other Building Items and the P&M ERC (where applicable) to enable the correct contract size adjustment to be made. ERC of Building Component + ERC of P&M = Total ERC to which contract size adjustment should be applied. The appropriate % adjustment should be made in accordance with the scale for contract size adjustment specified under section 6 of the RCG 2021 Guidance notes. The currency ERC rates are set at £4m (Four Million Pounds) @ 1st April 2019 (AVD) for the RCG 2021 Publication. | - | - | 2 | TRUE
1645 | 41P97K | 5251 | 41P97K | Factory buildings process | Heavy - brick wall | Insulated | 5000m² - 10000m² | Eaves ht - 35.0m | Foundations: Concrete pad and strip foundations. Floor: 250mm thick mesh reinforced concrete floor Frame: Heavy steel frame Walls: Reinforced cavity brickwork to eaves; metal windows; access doors goods/personnel . Roof: Double skin (insulated) profiled steel sheet fixed to steel purlins with plastic headed screws, translucent sheet glazing; rainwater gutters, down pipes and drainage Services: Electric light and power, water laid on, toilets, unheated. | Location Adjustment Applicable (See Guidance Notes) - ERC = UK mean of 1.00 | (BEAMS Note 2) The ERC for this item should be added to all other rateable items on the hereditament (except land). Therefore the total of the ERC of the other Building Items and the P&M ERC (where applicable) to enable the correct contract size adjustment to be made. ERC of Building Component + ERC of P&M = Total ERC to which contract size adjustment should be applied. The appropriate % adjustment should be made in accordance with the scale for contract size adjustment specified under section 6 of the RCG 2023 Guidance notes. The currency ERC rates are set at £4m (Four Million Pounds) @ 1st April 2021 (AVD) for the RCG 2023 Publication. | Excludes external works. Excludes piling costs. | Measure to GIA | - | - | The plant and machinery listed in the description has been included in this costing. | - | - | - | - | 10095 |  | - | - | NA | NA | NA | 738.8438 | Option 1 | 916.0216 | 23.98% | 0 | 0 | -100% | -100% | 0 | -100% | Redirected | NA | VOA_GPN_GOV_UK\7246041 | 2019-08-30 | Low | - | - | Redirected, low risk | NA | - | NA | SPONS A&B | NA | (BEAMS Note 2) The ERC for this item should be added to all other rateable items on the hereditament (except land). Therefore the total of the ERC of the other Building Items and the P&M ERC (where applicable) to enable the correct contract size adjustment to be made. ERC of Building Component + ERC of P&M = Total ERC to which contract size adjustment should be applied. The appropriate % adjustment should be made in accordance with the scale for contract size adjustment specified under section 6 of the RCG 2021 Guidance notes. The currency ERC rates are set at £4m (Four Million Pounds) @ 1st April 2019 (AVD) for the RCG 2021 Publication. | - | - | 2 | TRUE
1646 | 41P88Q | 5493 | 41P88Q | Factory buildings process | Heavy - brick wall | Insulated 36-45m | 251m² - 500m² | Eaves ht - 40.0m | Building Area only; Site strip vegetation; Strip foundations with masonry; Column bases; Insulated Concrete GF slab with DPM and Mesh, 150 thick up to 10,000m2, 200mm thick over 10,000m2 GIA; Steel Portal frame with bolts and baseplates; Steel sizes UC 914x305x253kg/m and UB 533x210x101kg/m; Coated galvanised trapezoidal roof sheets with insulation on steel purlins; Roof lights; valley gutters; matching fascia and soffit; Rainwater downpipes and gutters; trapezoidal insulated wall system cladding on cladding rails; Single phase electrics, lighting and power; Gas fuelled hot air burners; Under slab storm drainage from internal downpipes on building area greater than 500m2; 1m perimeter footpath to perimeter of building. | Location Adjustment Applicable (See Guidance Notes) - ERC = UK mean of 1.00 | (BEAMS Note 2) The ERC for this item should be added to all other rateable items on the hereditament (except land). Therefore the total of the ERC of the other Building Items and the P&M ERC (where applicable) to enable the correct contract size adjustment to be made. ERC of Building Component + ERC of P&M = Total ERC to which contract size adjustment should be applied. The appropriate % adjustment should be made in accordance with the scale for contract size adjustment specified under section 6 of the RCG 2023 Guidance notes. The currency ERC rates are set at £4m (Four Million Pounds) @ 1st April 2021 (AVD) for the RCG 2023 Publication. | Excludes External works; Gas Fuelled hot air heaters included at 21.53m2 GIA; Excludes Foul drainage (to be measured on WC addition); Each additional 50mm of concrete in slab 7.22 per m2 GIA. | Measure to GIA | - | - | The plant and machinery listed in the description has been included in this costing. | The plant and machinery listed in the description has been included in this costing. | - | - | - | 10092 |  | - | m2 | NA | NA | NA | 2028.1686 | Option 1 | 2514.5318 | 23.98% | 0 | 0 | -100% | -100% | 0 | -100% | Redirected | NA | VOA_GPN_GOV_UK\7246041 | 2019-08-30 | Low | - | - | Redirected, low risk | NA | - | NA | SPONS A&B | NA | (BEAMS Note 2) The ERC for this item should be added to all other rateable items on the hereditament (except land). Therefore the total of the ERC of the other Building Items and the P&M ERC (where applicable) to enable the correct contract size adjustment to be made. ERC of Building Component + ERC of P&M = Total ERC to which contract size adjustment should be applied. The appropriate % adjustment should be made in accordance with the scale for contract size adjustment specified under section 6 of the RCG 2021 Guidance notes. The currency ERC rates are set at £4m (Four Million Pounds) @ 1st April 2019 (AVD) for the RCG 2021 Publication. | - | - | 2 | TRUE
1647 | 41R22A | 5122 | 41R22A | Factory buildings process | Heavy - insulated | Sheet metal cladding | <= 500m² | Eaves ht - 3.0m | Foundations : Concrete pad and strip foundations. Floor : 250mm mesh reinforced concrete floor Frame : Heavy steel frame Walls : Brick cavity wall infill to 2.0m; double skin (insulated) profiled protected metal cladding, fixed to horizontal steel rails with plastic headed screws, translucent sheet glazing; access doors goods/personnel. Roof : Double skin (insulated) profiled protected metal fixed to steel purlins with plastic headed screws, translucent sheet glazing; rainwater gutters, down pipes and drainage Services : Electric light and power, water laid on, toilet | Location Adjustment Applicable (See Guidance Notes) - ERC = UK mean of 1.00 | (BEAMS Note 2) The ERC for this item should be added to all other rateable items on the hereditament (except land). Therefore the total of the ERC of the other Building Items and the P&M ERC (where applicable) to enable the correct contract size adjustment to be made. ERC of Building Component + ERC of P&M = Total ERC to which contract size adjustment should be applied. The appropriate % adjustment should be made in accordance with the scale for contract size adjustment specified under section 6 of the RCG 2023 Guidance notes. The currency ERC rates are set at £4m (Four Million Pounds) @ 1st April 2021 (AVD) for the RCG 2023 Publication. | Costs exclude external works. | - | - | - | - | The plant and machinery listed in the description has been included in this costing. | - | Factory Buildings - Process Heavy, Insulated | - | 10084 |  | - | - | NA | NA | NA | 353.6609 | Option 1 | 438.4703 | 23.98% | 0 | 0 | -100% | -100% | 0 | -100% | Redirected | NA | VOA_GPN_GOV_UK\7246041 | 2019-08-30 | Low | - | - | Redirected, low risk | NA | - | NA | SPONS A&B | NA | (BEAMS Note 2) The ERC for this item should be added to all other rateable items on the hereditament (except land). Therefore the total of the ERC of the other Building Items and the P&M ERC (where applicable) to enable the correct contract size adjustment to be made. ERC of Building Component + ERC of P&M = Total ERC to which contract size adjustment should be applied. The appropriate % adjustment should be made in accordance with the scale for contract size adjustment specified under section 6 of the RCG 2021 Guidance notes. The currency ERC rates are set at £4m (Four Million Pounds) @ 1st April 2019 (AVD) for the RCG 2021 Publication. | Factory Buildings - Process Heavy, Insulated | - | 2 | TRUE
1648 | 41R22B | 5123 | 41R22B | Factory buildings process | Heavy - insulated | Sheet metal cladding | <= 500m² | Eaves ht - 3.5m | Foundations : Concrete pad and strip foundations. Floor : 250mm mesh reinforced concrete floor Frame : Heavy steel frame Walls : Brick cavity wall infill to 2.0m; double skin (insulated) profiled protected metal cladding, fixed to horizontal steel rails with plastic headed screws, translucent sheet glazing; access doors goods/personnel. Roof : Double skin (insulated) profiled protected metal fixed to steel purlins with plastic headed screws, translucent sheet glazing; rainwater gutters, down pipes and drainage Services : Electric light and power, water laid on, toilet | Location Adjustment Applicable (See Guidance Notes) - ERC = UK mean of 1.00 | (BEAMS Note 2) The ERC for this item should be added to all other rateable items on the hereditament (except land). Therefore the total of the ERC of the other Building Items and the P&M ERC (where applicable) to enable the correct contract size adjustment to be made. ERC of Building Component + ERC of P&M = Total ERC to which contract size adjustment should be applied. The appropriate % adjustment should be made in accordance with the scale for contract size adjustment specified under section 6 of the RCG 2023 Guidance notes. The currency ERC rates are set at £4m (Four Million Pounds) @ 1st April 2021 (AVD) for the RCG 2023 Publication. | Costs exclude external works. | - | - | - | - | The plant and machinery listed in the description has been included in this costing. | - | Factory Buildings - Process Heavy, Insulated | - | 10084 |  | - | - | NA | NA | NA | 362.1181 | Option 1 | 448.9554 | 23.98% | 0 | 0 | -100% | -100% | 0 | -100% | Redirected | NA | VOA_GPN_GOV_UK\7246041 | 2019-08-30 | Low | - | - | Redirected, low risk | NA | - | NA | SPONS A&B | NA | (BEAMS Note 2) The ERC for this item should be added to all other rateable items on the hereditament (except land). Therefore the total of the ERC of the other Building Items and the P&M ERC (where applicable) to enable the correct contract size adjustment to be made. ERC of Building Component + ERC of P&M = Total ERC to which contract size adjustment should be applied. The appropriate % adjustment should be made in accordance with the scale for contract size adjustment specified under section 6 of the RCG 2021 Guidance notes. The currency ERC rates are set at £4m (Four Million Pounds) @ 1st April 2019 (AVD) for the RCG 2021 Publication. | Factory Buildings - Process Heavy, Insulated | - | 2 | TRUE
1649 | 41R22C | 5124 | 41R22C | Factory buildings process | Heavy - insulated | Sheet metal cladding | <= 500m² | Eaves ht - 4.0m | Foundations : Concrete pad and strip foundations. Floor : 250mm mesh reinforced concrete floor Frame : Heavy steel frame Walls : Brick cavity wall infill to 2.0m; double skin (insulated) profiled protected metal cladding, fixed to horizontal steel rails with plastic headed screws, translucent sheet glazing; access doors goods/personnel. Roof : Double skin (insulated) profiled protected metal fixed to steel purlins with plastic headed screws, translucent sheet glazing; rainwater gutters, down pipes and drainage Services : Electric light and power, water laid on, toilet | Location Adjustment Applicable (See Guidance Notes) - ERC = UK mean of 1.00 | (BEAMS Note 2) The ERC for this item should be added to all other rateable items on the hereditament (except land). Therefore the total of the ERC of the other Building Items and the P&M ERC (where applicable) to enable the correct contract size adjustment to be made. ERC of Building Component + ERC of P&M = Total ERC to which contract size adjustment should be applied. The appropriate % adjustment should be made in accordance with the scale for contract size adjustment specified under section 6 of the RCG 2023 Guidance notes. The currency ERC rates are set at £4m (Four Million Pounds) @ 1st April 2021 (AVD) for the RCG 2023 Publication. | Costs exclude external works. | - | - | - | - | The plant and machinery listed in the description has been included in this costing. | - | Factory Buildings - Process Heavy, Insulated | - | 10084 |  | - | - | NA | NA | NA | 371.344 | Option 1 | 460.3938 | 23.98% | 0 | 0 | -100% | -100% | 0 | -100% | Redirected | NA | VOA_GPN_GOV_UK\7246041 | 2019-08-30 | Low | - | - | Redirected, low risk | NA | - | NA | SPONS A&B | NA | (BEAMS Note 2) The ERC for this item should be added to all other rateable items on the hereditament (except land). Therefore the total of the ERC of the other Building Items and the P&M ERC (where applicable) to enable the correct contract size adjustment to be made. ERC of Building Component + ERC of P&M = Total ERC to which contract size adjustment should be applied. The appropriate % adjustment should be made in accordance with the scale for contract size adjustment specified under section 6 of the RCG 2021 Guidance notes. The currency ERC rates are set at £4m (Four Million Pounds) @ 1st April 2019 (AVD) for the RCG 2021 Publication. | Factory Buildings - Process Heavy, Insulated | - | 2 | TRUE
1650 | 41R22E | 5125 | 41R22E | Factory buildings process | Heavy - insulated | Sheet metal cladding | <= 500m² | Eaves ht - 4.5m | Foundations : Concrete pad and strip foundations. Floor : 250mm mesh reinforced concrete floor Frame : Heavy steel frame Walls : Brick cavity wall infill to 2.0m; double skin (insulated) profiled protected metal cladding, fixed to horizontal steel rails with plastic headed screws, translucent sheet glazing; access doors goods/personnel. Roof : Double skin (insulated) profiled protected metal fixed to steel purlins with plastic headed screws, translucent sheet glazing; rainwater gutters, down pipes and drainage Services : Electric light and power, water laid on, toilet | Location Adjustment Applicable (See Guidance Notes) - ERC = UK mean of 1.00 | (BEAMS Note 2) The ERC for this item should be added to all other rateable items on the hereditament (except land). Therefore the total of the ERC of the other Building Items and the P&M ERC (where applicable) to enable the correct contract size adjustment to be made. ERC of Building Component + ERC of P&M = Total ERC to which contract size adjustment should be applied. The appropriate % adjustment should be made in accordance with the scale for contract size adjustment specified under section 6 of the RCG 2023 Guidance notes. The currency ERC rates are set at £4m (Four Million Pounds) @ 1st April 2021 (AVD) for the RCG 2023 Publication. | Costs exclude external works. | - | - | - | - | The plant and machinery listed in the description has been included in this costing. | - | Factory Buildings - Process Heavy, Insulated | - | 10084 |  | - | - | NA | NA | NA | 379.8011 | Option 1 | 470.879 | 23.98% | 0 | 0 | -100% | -100% | 0 | -100% | Redirected | NA | VOA_GPN_GOV_UK\7246041 | 2019-08-30 | Low | - | - | Redirected, low risk | NA | - | NA | SPONS A&B | NA | (BEAMS Note 2) The ERC for this item should be added to all other rateable items on the hereditament (except land). Therefore the total of the ERC of the other Building Items and the P&M ERC (where applicable) to enable the correct contract size adjustment to be made. ERC of Building Component + ERC of P&M = Total ERC to which contract size adjustment should be applied. The appropriate % adjustment should be made in accordance with the scale for contract size adjustment specified under section 6 of the RCG 2021 Guidance notes. The currency ERC rates are set at £4m (Four Million Pounds) @ 1st April 2019 (AVD) for the RCG 2021 Publication. | Factory Buildings - Process Heavy, Insulated | - | 2 | TRUE
1651 | 41R22F | 5126 | 41R22F | Factory buildings process | Heavy - insulated | Sheet metal cladding | <= 500m² | Eaves ht - 5.0m | Foundations : Concrete pad and strip foundations. Floor : 250mm mesh reinforced concrete floor Frame : Heavy steel frame Walls : Brick cavity wall infill to 2.0m; double skin (insulated) profiled protected metal cladding, fixed to horizontal steel rails with plastic headed screws, translucent sheet glazing; access doors goods/personnel. Roof : Double skin (insulated) profiled protected metal fixed to steel purlins with plastic headed screws, translucent sheet glazing; rainwater gutters, down pipes and drainage Services : Electric light and power, water laid on, toilet | Location Adjustment Applicable (See Guidance Notes) - ERC = UK mean of 1.00 | (BEAMS Note 2) The ERC for this item should be added to all other rateable items on the hereditament (except land). Therefore the total of the ERC of the other Building Items and the P&M ERC (where applicable) to enable the correct contract size adjustment to be made. ERC of Building Component + ERC of P&M = Total ERC to which contract size adjustment should be applied. The appropriate % adjustment should be made in accordance with the scale for contract size adjustment specified under section 6 of the RCG 2023 Guidance notes. The currency ERC rates are set at £4m (Four Million Pounds) @ 1st April 2021 (AVD) for the RCG 2023 Publication. | Costs exclude external works. | - | - | - | - | The plant and machinery listed in the description has been included in this costing. | - | Factory Buildings - Process Heavy, Insulated | - | 10084 |  | - | - | NA | NA | NA | 388.2582 | Option 1 | 481.3641 | 23.98% | 0 | 0 | -100% | -100% | 0 | -100% | Redirected | NA | VOA_GPN_GOV_UK\7246041 | 2019-08-30 | Low | - | - | Redirected, low risk | NA | - | NA | SPONS A&B | NA | (BEAMS Note 2) The ERC for this item should be added to all other rateable items on the hereditament (except land). Therefore the total of the ERC of the other Building Items and the P&M ERC (where applicable) to enable the correct contract size adjustment to be made. ERC of Building Component + ERC of P&M = Total ERC to which contract size adjustment should be applied. The appropriate % adjustment should be made in accordance with the scale for contract size adjustment specified under section 6 of the RCG 2021 Guidance notes. The currency ERC rates are set at £4m (Four Million Pounds) @ 1st April 2019 (AVD) for the RCG 2021 Publication. | Factory Buildings - Process Heavy, Insulated | - | 2 | TRUE
1652 | 41R22G | 5334 | 41R22G | Factory buildings process | Heavy - insulated | Sheet metal cladding | <= 500m² | Eaves ht - 5.5m | Foundations : Concrete pad and strip foundations. Floor : 250mm mesh reinforced concrete floor Frame : Heavy steel frame Walls : Brick cavity wall infill to 2.0m; double skin (insulated) profiled protected metal cladding, fixed to horizontal steel rails with plastic headed screws, translucent sheet glazing; access doors goods/personnel. Roof : Double skin (insulated) profiled protected metal fixed to steel purlins with plastic headed screws, translucent sheet glazing; rainwater gutters, down pipes and drainage Services : Electric light and power, water laid on, toilet | Location Adjustment Applicable (See Guidance Notes) - ERC = UK mean of 1.00 | (BEAMS Note 2) The ERC for this item should be added to all other rateable items on the hereditament (except land). Therefore the total of the ERC of the other Building Items and the P&M ERC (where applicable) to enable the correct contract size adjustment to be made. ERC of Building Component + ERC of P&M = Total ERC to which contract size adjustment should be applied. The appropriate % adjustment should be made in accordance with the scale for contract size adjustment specified under section 6 of the RCG 2023 Guidance notes. The currency ERC rates are set at £4m (Four Million Pounds) @ 1st April 2021 (AVD) for the RCG 2023 Publication. | Costs exclude external works. | - | - | - | - | The plant and machinery listed in the description has been included in this costing. | - | Factory Buildings - Process Heavy, Insulated | - | 10084 |  | - | - | NA | NA | NA | 425.162 | Option 1 | 527.1175 | 23.98% | 0 | 0 | -100% | -100% | 0 | -100% | Redirected | NA | VOA_GPN_GOV_UK\7246041 | 2019-08-30 | Low | - | - | Redirected, low risk | NA | - | NA | SPONS A&B | NA | (BEAMS Note 2) The ERC for this item should be added to all other rateable items on the hereditament (except land). Therefore the total of the ERC of the other Building Items and the P&M ERC (where applicable) to enable the correct contract size adjustment to be made. ERC of Building Component + ERC of P&M = Total ERC to which contract size adjustment should be applied. The appropriate % adjustment should be made in accordance with the scale for contract size adjustment specified under section 6 of the RCG 2021 Guidance notes. The currency ERC rates are set at £4m (Four Million Pounds) @ 1st April 2019 (AVD) for the RCG 2021 Publication. | Factory Buildings - Process Heavy, Insulated | - | 2 | TRUE
1653 | 41R22H | 5335 | 41R22H | Factory buildings process | Heavy - insulated | Sheet metal cladding | <= 500m² | Eaves ht - 6.0m | Foundations : Concrete pad and strip foundations. Floor : 250mm mesh reinforced concrete floor Frame : Heavy steel frame Walls : Brick cavity wall infill to 2.0m; double skin (insulated) profiled protected metal cladding, fixed to horizontal steel rails with plastic headed screws, translucent sheet glazing; access doors goods/personnel. Roof : Double skin (insulated) profiled protected metal fixed to steel purlins with plastic headed screws, translucent sheet glazing; rainwater gutters, down pipes and drainage Services : Electric light and power, water laid on, toilet | Location Adjustment Applicable (See Guidance Notes) - ERC = UK mean of 1.00 | (BEAMS Note 2) The ERC for this item should be added to all other rateable items on the hereditament (except land). Therefore the total of the ERC of the other Building Items and the P&M ERC (where applicable) to enable the correct contract size adjustment to be made. ERC of Building Component + ERC of P&M = Total ERC to which contract size adjustment should be applied. The appropriate % adjustment should be made in accordance with the scale for contract size adjustment specified under section 6 of the RCG 2023 Guidance notes. The currency ERC rates are set at £4m (Four Million Pounds) @ 1st April 2021 (AVD) for the RCG 2023 Publication. | Costs exclude external works. | - | - | - | - | The plant and machinery listed in the description has been included in this costing. | - | Factory Buildings - Process Heavy, Insulated | - | 10084 |  | - | - | NA | NA | NA | 435.9256 | Option 1 | 540.4623 | 23.98% | 0 | 0 | -100% | -100% | 0 | -100% | Redirected | NA | VOA_GPN_GOV_UK\7246041 | 2019-08-30 | Low | - | - | Redirected, low risk | NA | - | NA | SPONS A&B | NA | (BEAMS Note 2) The ERC for this item should be added to all other rateable items on the hereditament (except land). Therefore the total of the ERC of the other Building Items and the P&M ERC (where applicable) to enable the correct contract size adjustment to be made. ERC of Building Component + ERC of P&M = Total ERC to which contract size adjustment should be applied. The appropriate % adjustment should be made in accordance with the scale for contract size adjustment specified under section 6 of the RCG 2021 Guidance notes. The currency ERC rates are set at £4m (Four Million Pounds) @ 1st April 2019 (AVD) for the RCG 2021 Publication. | Factory Buildings - Process Heavy, Insulated | - | 2 | TRUE
1654 | 41R22J | 5127 | 41R22J | Factory buildings process | Heavy - insulated | Sheet metal cladding | <= 500m² | Eaves ht - 6.5m | Foundations : Concrete pad and strip foundations. Floor : 250mm mesh reinforced concrete floor Frame : Heavy steel frame Walls : Brick cavity wall infill to 2.0m; double skin (insulated) profiled protected metal cladding, fixed to horizontal steel rails with plastic headed screws, translucent sheet glazing; access doors goods/personnel. Roof : Double skin (insulated) profiled protected metal fixed to steel purlins with plastic headed screws, translucent sheet glazing; rainwater gutters, down pipes and drainage Services : Electric light and power, water laid on, toilet | Location Adjustment Applicable (See Guidance Notes) - ERC = UK mean of 1.00 | (BEAMS Note 2) The ERC for this item should be added to all other rateable items on the hereditament (except land). Therefore the total of the ERC of the other Building Items and the P&M ERC (where applicable) to enable the correct contract size adjustment to be made. ERC of Building Component + ERC of P&M = Total ERC to which contract size adjustment should be applied. The appropriate % adjustment should be made in accordance with the scale for contract size adjustment specified under section 6 of the RCG 2023 Guidance notes. The currency ERC rates are set at £4m (Four Million Pounds) @ 1st April 2021 (AVD) for the RCG 2023 Publication. | Costs exclude external works. | - | - | - | - | The plant and machinery listed in the description has been included in this costing. | - | Factory Buildings - Process Heavy, Insulated | - | 10084 |  | - | - | NA | NA | NA | 446.6891 | Option 1 | 553.807 | 23.98% | 0 | 0 | -100% | -100% | 0 | -100% | Redirected | NA | VOA_GPN_GOV_UK\7246041 | 2019-08-30 | Low | - | - | Redirected, low risk | NA | - | NA | SPONS A&B | NA | (BEAMS Note 2) The ERC for this item should be added to all other rateable items on the hereditament (except land). Therefore the total of the ERC of the other Building Items and the P&M ERC (where applicable) to enable the correct contract size adjustment to be made. ERC of Building Component + ERC of P&M = Total ERC to which contract size adjustment should be applied. The appropriate % adjustment should be made in accordance with the scale for contract size adjustment specified under section 6 of the RCG 2021 Guidance notes. The currency ERC rates are set at £4m (Four Million Pounds) @ 1st April 2019 (AVD) for the RCG 2021 Publication. | Factory Buildings - Process Heavy, Insulated | - | 2 | TRUE
1655 | 41R22L | 5128 | 41R22L | Factory buildings process | Heavy - insulated | Sheet metal cladding | <= 500m² | Eaves ht - 7.0m | Foundations : Concrete pad and strip foundations. Floor : 250mm mesh reinforced concrete floor Frame : Heavy steel frame Walls : Brick cavity wall infill to 2.0m; double skin (insulated) profiled protected metal cladding, fixed to horizontal steel rails with plastic headed screws, translucent sheet glazing; access doors goods/personnel. Roof : Double skin (insulated) profiled protected metal fixed to steel purlins with plastic headed screws, translucent sheet glazing; rainwater gutters, down pipes and drainage Services : Electric light and power, water laid on, toilet | Location Adjustment Applicable (See Guidance Notes) - ERC = UK mean of 1.00 | (BEAMS Note 2) The ERC for this item should be added to all other rateable items on the hereditament (except land). Therefore the total of the ERC of the other Building Items and the P&M ERC (where applicable) to enable the correct contract size adjustment to be made. ERC of Building Component + ERC of P&M = Total ERC to which contract size adjustment should be applied. The appropriate % adjustment should be made in accordance with the scale for contract size adjustment specified under section 6 of the RCG 2023 Guidance notes. The currency ERC rates are set at £4m (Four Million Pounds) @ 1st April 2021 (AVD) for the RCG 2023 Publication. | Costs exclude external works. | - | - | - | - | The plant and machinery listed in the description has been included in this costing. | - | Factory Buildings - Process Heavy, Insulated | - | 10084 |  | - | - | NA | NA | NA | 457.4527 | Option 1 | 567.1518 | 23.98% | 0 | 0 | -100% | -100% | 0 | -100% | Redirected | NA | VOA_GPN_GOV_UK\7246041 | 2019-08-30 | Low | - | - | Redirected, low risk | NA | - | NA | SPONS A&B | NA | (BEAMS Note 2) The ERC for this item should be added to all other rateable items on the hereditament (except land). Therefore the total of the ERC of the other Building Items and the P&M ERC (where applicable) to enable the correct contract size adjustment to be made. ERC of Building Component + ERC of P&M = Total ERC to which contract size adjustment should be applied. The appropriate % adjustment should be made in accordance with the scale for contract size adjustment specified under section 6 of the RCG 2021 Guidance notes. The currency ERC rates are set at £4m (Four Million Pounds) @ 1st April 2019 (AVD) for the RCG 2021 Publication. | Factory Buildings - Process Heavy, Insulated | - | 2 | TRUE
1656 | 41R22M | 5129 | 41R22M | Factory buildings process | Heavy - insulated | Sheet metal cladding | <= 500m² | Eaves ht - 7.5m | Foundations : Concrete pad and strip foundations. Floor : 250mm mesh reinforced concrete floor Frame : Heavy steel frame Walls : Brick cavity wall infill to 2.0m; double skin (insulated) profiled protected metal cladding, fixed to horizontal steel rails with plastic headed screws, translucent sheet glazing; access doors goods/personnel. Roof : Double skin (insulated) profiled protected metal fixed to steel purlins with plastic headed screws, translucent sheet glazing; rainwater gutters, down pipes and drainage Services : Electric light and power, water laid on, toilet | Location Adjustment Applicable (See Guidance Notes) - ERC = UK mean of 1.00 | (BEAMS Note 2) The ERC for this item should be added to all other rateable items on the hereditament (except land). Therefore the total of the ERC of the other Building Items and the P&M ERC (where applicable) to enable the correct contract size adjustment to be made. ERC of Building Component + ERC of P&M = Total ERC to which contract size adjustment should be applied. The appropriate % adjustment should be made in accordance with the scale for contract size adjustment specified under section 6 of the RCG 2023 Guidance notes. The currency ERC rates are set at £4m (Four Million Pounds) @ 1st April 2021 (AVD) for the RCG 2023 Publication. | Costs exclude external works. | - | - | - | - | The plant and machinery listed in the description has been included in this costing. | - | Factory Buildings - Process Heavy, Insulated | - | 10084 |  | - | - | NA | NA | NA | 468.2163 | Option 1 | 580.4965 | 23.98% | 0 | 0 | -100% | -100% | 0 | -100% | Redirected | NA | VOA_GPN_GOV_UK\7246041 | 2019-08-30 | Low | - | - | Redirected, low risk | NA | - | NA | SPONS A&B | NA | (BEAMS Note 2) The ERC for this item should be added to all other rateable items on the hereditament (except land). Therefore the total of the ERC of the other Building Items and the P&M ERC (where applicable) to enable the correct contract size adjustment to be made. ERC of Building Component + ERC of P&M = Total ERC to which contract size adjustment should be applied. The appropriate % adjustment should be made in accordance with the scale for contract size adjustment specified under section 6 of the RCG 2021 Guidance notes. The currency ERC rates are set at £4m (Four Million Pounds) @ 1st April 2019 (AVD) for the RCG 2021 Publication. | Factory Buildings - Process Heavy, Insulated | - | 2 | TRUE
1657 | 41R22P | 5130 | 41R22P | Factory buildings process | Heavy - insulated | Sheet metal cladding | <= 500m² | Eaves ht - 8.0m | Foundations : Concrete pad and strip foundations. Floor : 250mm mesh reinforced concrete floor Frame : Heavy steel frame Walls : Brick cavity wall infill to 2.0m; double skin (insulated) profiled protected metal cladding, fixed to horizontal steel rails with plastic headed screws, translucent sheet glazing; access doors goods/personnel. Roof : Double skin (insulated) profiled protected metal fixed to steel purlins with plastic headed screws, translucent sheet glazing; rainwater gutters, down pipes and drainage Services : Electric light and power, water laid on, toilet | Location Adjustment Applicable (See Guidance Notes) - ERC = UK mean of 1.00 | (BEAMS Note 2) The ERC for this item should be added to all other rateable items on the hereditament (except land). Therefore the total of the ERC of the other Building Items and the P&M ERC (where applicable) to enable the correct contract size adjustment to be made. ERC of Building Component + ERC of P&M = Total ERC to which contract size adjustment should be applied. The appropriate % adjustment should be made in accordance with the scale for contract size adjustment specified under section 6 of the RCG 2023 Guidance notes. The currency ERC rates are set at £4m (Four Million Pounds) @ 1st April 2021 (AVD) for the RCG 2023 Publication. | Costs exclude external works. | - | - | - | - | The plant and machinery listed in the description has been included in this costing. | - | Factory Buildings - Process Heavy, Insulated | - | 10084 |  | - | - | NA | NA | NA | 482.0552 | Option 1 | 597.6541 | 23.98% | 0 | 0 | -100% | -100% | 0 | -100% | Redirected | NA | VOA_GPN_GOV_UK\7246041 | 2019-08-30 | Low | - | - | Redirected, low risk | NA | - | NA | SPONS A&B | NA | (BEAMS Note 2) The ERC for this item should be added to all other rateable items on the hereditament (except land). Therefore the total of the ERC of the other Building Items and the P&M ERC (where applicable) to enable the correct contract size adjustment to be made. ERC of Building Component + ERC of P&M = Total ERC to which contract size adjustment should be applied. The appropriate % adjustment should be made in accordance with the scale for contract size adjustment specified under section 6 of the RCG 2021 Guidance notes. The currency ERC rates are set at £4m (Four Million Pounds) @ 1st April 2019 (AVD) for the RCG 2021 Publication. | Factory Buildings - Process Heavy, Insulated | - | 2 | TRUE
1658 | 41R22T | 5131 | 41R22T | Factory buildings process | Heavy - insulated | Sheet metal cladding | <= 500m² | Eaves ht - 8.5m | Foundations : Concrete pad and strip foundations. Floor : 250mm mesh reinforced concrete floor Frame : Heavy steel frame Walls : Brick cavity wall infill to 2.0m; double skin (insulated) profiled protected metal cladding, fixed to horizontal steel rails with plastic headed screws, translucent sheet glazing; access doors goods/personnel. Roof : Double skin (insulated) profiled protected metal fixed to steel purlins with plastic headed screws, translucent sheet glazing; rainwater gutters, down pipes and drainage Services : Electric light and power, water laid on, toilet | Location Adjustment Applicable (See Guidance Notes) - ERC = UK mean of 1.00 | (BEAMS Note 2) The ERC for this item should be added to all other rateable items on the hereditament (except land). Therefore the total of the ERC of the other Building Items and the P&M ERC (where applicable) to enable the correct contract size adjustment to be made. ERC of Building Component + ERC of P&M = Total ERC to which contract size adjustment should be applied. The appropriate % adjustment should be made in accordance with the scale for contract size adjustment specified under section 6 of the RCG 2023 Guidance notes. The currency ERC rates are set at £4m (Four Million Pounds) @ 1st April 2021 (AVD) for the RCG 2023 Publication. | Costs exclude external works. | - | - | - | - | The plant and machinery listed in the description has been included in this costing. | - | Factory Buildings - Process Heavy, Insulated | - | 10084 |  | - | - | NA | NA | NA | 492.05 | Option 1 | 610.0456 | 23.98% | 0 | 0 | -100% | -100% | 0 | -100% | Redirected | NA | VOA_GPN_GOV_UK\7246041 | 2019-08-30 | Low | - | - | Redirected, low risk | NA | - | NA | SPONS A&B | NA | (BEAMS Note 2) The ERC for this item should be added to all other rateable items on the hereditament (except land). Therefore the total of the ERC of the other Building Items and the P&M ERC (where applicable) to enable the correct contract size adjustment to be made. ERC of Building Component + ERC of P&M = Total ERC to which contract size adjustment should be applied. The appropriate % adjustment should be made in accordance with the scale for contract size adjustment specified under section 6 of the RCG 2021 Guidance notes. The currency ERC rates are set at £4m (Four Million Pounds) @ 1st April 2019 (AVD) for the RCG 2021 Publication. | Factory Buildings - Process Heavy, Insulated | - | 2 | TRUE
1659 | 41R22V | 5132 | 41R22V | Factory buildings process | Heavy - insulated | Sheet metal cladding | <= 500m² | Eaves ht - 9.0m | Foundations : Concrete pad and strip foundations. Floor : 250mm mesh reinforced concrete floor Frame : Heavy steel frame Walls : Brick cavity wall infill to 2.0m; double skin (insulated) profiled protected metal cladding, fixed to horizontal steel rails with plastic headed screws, translucent sheet glazing; access doors goods/personnel. Roof : Double skin (insulated) profiled protected metal fixed to steel purlins with plastic headed screws, translucent sheet glazing; rainwater gutters, down pipes and drainage Services : Electric light and power, water laid on, toilet | Location Adjustment Applicable (See Guidance Notes) - ERC = UK mean of 1.00 | (BEAMS Note 2) The ERC for this item should be added to all other rateable items on the hereditament (except land). Therefore the total of the ERC of the other Building Items and the P&M ERC (where applicable) to enable the correct contract size adjustment to be made. ERC of Building Component + ERC of P&M = Total ERC to which contract size adjustment should be applied. The appropriate % adjustment should be made in accordance with the scale for contract size adjustment specified under section 6 of the RCG 2023 Guidance notes. The currency ERC rates are set at £4m (Four Million Pounds) @ 1st April 2021 (AVD) for the RCG 2023 Publication. | Costs exclude external works. | - | - | - | - | The plant and machinery listed in the description has been included in this costing. | - | Factory Buildings - Process Heavy, Insulated | - | 10084 |  | - | - | NA | NA | NA | 502.8136 | Option 1 | 623.3904 | 23.98% | 0 | 0 | -100% | -100% | 0 | -100% | Redirected | NA | VOA_GPN_GOV_UK\7246041 | 2019-08-30 | Low | - | - | Redirected, low risk | NA | - | NA | SPONS A&B | NA | (BEAMS Note 2) The ERC for this item should be added to all other rateable items on the hereditament (except land). Therefore the total of the ERC of the other Building Items and the P&M ERC (where applicable) to enable the correct contract size adjustment to be made. ERC of Building Component + ERC of P&M = Total ERC to which contract size adjustment should be applied. The appropriate % adjustment should be made in accordance with the scale for contract size adjustment specified under section 6 of the RCG 2021 Guidance notes. The currency ERC rates are set at £4m (Four Million Pounds) @ 1st April 2019 (AVD) for the RCG 2021 Publication. | Factory Buildings - Process Heavy, Insulated | - | 2 | TRUE
1660 | 41R22X | 5133 | 41R22X | Factory buildings process | Heavy - insulated | Sheet metal cladding | <= 500m² | Eaves ht - 9.5m | Foundations : Concrete pad and strip foundations. Floor : 250mm mesh reinforced concrete floor Frame : Heavy steel frame Walls : Brick cavity wall infill to 2.0m; double skin (insulated) profiled protected metal cladding, fixed to horizontal steel rails with plastic headed screws, translucent sheet glazing; access doors goods/personnel. Roof : Double skin (insulated) profiled protected metal fixed to steel purlins with plastic headed screws, translucent sheet glazing; rainwater gutters, down pipes and drainage Services : Electric light and power, water laid on, toilet | Location Adjustment Applicable (See Guidance Notes) - ERC = UK mean of 1.00 | (BEAMS Note 2) The ERC for this item should be added to all other rateable items on the hereditament (except land). Therefore the total of the ERC of the other Building Items and the P&M ERC (where applicable) to enable the correct contract size adjustment to be made. ERC of Building Component + ERC of P&M = Total ERC to which contract size adjustment should be applied. The appropriate % adjustment should be made in accordance with the scale for contract size adjustment specified under section 6 of the RCG 2023 Guidance notes. The currency ERC rates are set at £4m (Four Million Pounds) @ 1st April 2021 (AVD) for the RCG 2023 Publication. | Costs exclude external works. | - | - | - | - | The plant and machinery listed in the description has been included in this costing. | - | Factory Buildings - Process Heavy, Insulated | - | 10084 |  | - | - | NA | NA | NA | 513.5772 | Option 1 | 636.7351 | 23.98% | 0 | 0 | -100% | -100% | 0 | -100% | Redirected | NA | VOA_GPN_GOV_UK\7246041 | 2019-08-30 | Low | - | - | Redirected, low risk | NA | - | NA | SPONS A&B | NA | (BEAMS Note 2) The ERC for this item should be added to all other rateable items on the hereditament (except land). Therefore the total of the ERC of the other Building Items and the P&M ERC (where applicable) to enable the correct contract size adjustment to be made. ERC of Building Component + ERC of P&M = Total ERC to which contract size adjustment should be applied. The appropriate % adjustment should be made in accordance with the scale for contract size adjustment specified under section 6 of the RCG 2021 Guidance notes. The currency ERC rates are set at £4m (Four Million Pounds) @ 1st April 2019 (AVD) for the RCG 2021 Publication. | Factory Buildings - Process Heavy, Insulated | - | 2 | TRUE
1661 | 41R22Y | 5134 | 41R22Y | Factory buildings process | Heavy - insulated | Sheet metal cladding | <= 500m² | Eaves ht - 10.0m | Foundations : Concrete pad and strip foundations. Floor : 250mm mesh reinforced concrete floor Frame : Heavy steel frame Walls : Brick cavity wall infill to 2.0m; double skin (insulated) profiled protected metal cladding, fixed to horizontal steel rails with plastic headed screws, translucent sheet glazing; access doors goods/personnel. Roof : Double skin (insulated) profiled protected metal fixed to steel purlins with plastic headed screws, translucent sheet glazing; rainwater gutters, down pipes and drainage Services : Electric light and power, water laid on, toilet | Location Adjustment Applicable (See Guidance Notes) - ERC = UK mean of 1.00 | (BEAMS Note 2) The ERC for this item should be added to all other rateable items on the hereditament (except land). Therefore the total of the ERC of the other Building Items and the P&M ERC (where applicable) to enable the correct contract size adjustment to be made. ERC of Building Component + ERC of P&M = Total ERC to which contract size adjustment should be applied. The appropriate % adjustment should be made in accordance with the scale for contract size adjustment specified under section 6 of the RCG 2023 Guidance notes. The currency ERC rates are set at £4m (Four Million Pounds) @ 1st April 2021 (AVD) for the RCG 2023 Publication. | Costs exclude external works. | - | - | - | - | The plant and machinery listed in the description has been included in this costing. | - | Factory Buildings - Process Heavy, Insulated | - | 10084 |  | - | - | NA | NA | NA | 524.3408 | Option 1 | 650.0799 | 23.98% | 0 | 0 | -100% | -100% | 0 | -100% | Redirected | NA | VOA_GPN_GOV_UK\7246041 | 2019-08-30 | Low | - | - | Redirected, low risk | NA | - | NA | SPONS A&B | NA | (BEAMS Note 2) The ERC for this item should be added to all other rateable items on the hereditament (except land). Therefore the total of the ERC of the other Building Items and the P&M ERC (where applicable) to enable the correct contract size adjustment to be made. ERC of Building Component + ERC of P&M = Total ERC to which contract size adjustment should be applied. The appropriate % adjustment should be made in accordance with the scale for contract size adjustment specified under section 6 of the RCG 2021 Guidance notes. The currency ERC rates are set at £4m (Four Million Pounds) @ 1st April 2019 (AVD) for the RCG 2021 Publication. | Factory Buildings - Process Heavy, Insulated | - | 2 | TRUE
1662 | 41R23A | 5135 | 41R23A | Factory buildings process | Heavy - insulated | Sheet metal cladding | <= 500m² | Eaves ht - 11.0m | Foundations : Concrete pad and strip foundations. Floor : 250mm mesh reinforced concrete floor Frame : Heavy steel frame Walls : Brick cavity wall infill to 2.0m; double skin (insulated) profiled protected metal cladding, fixed to horizontal steel rails with plastic headed screws, translucent sheet glazing; access doors goods/personnel. Roof : Double skin (insulated) profiled protected metal fixed to steel purlins with plastic headed screws, translucent sheet glazing; rainwater gutters, down pipes and drainage Services : Electric light and power, water laid on, toilet | Location Adjustment Applicable (See Guidance Notes) - ERC = UK mean of 1.00 | (BEAMS Note 2) The ERC for this item should be added to all other rateable items on the hereditament (except land). Therefore the total of the ERC of the other Building Items and the P&M ERC (where applicable) to enable the correct contract size adjustment to be made. ERC of Building Component + ERC of P&M = Total ERC to which contract size adjustment should be applied. The appropriate % adjustment should be made in accordance with the scale for contract size adjustment specified under section 6 of the RCG 2023 Guidance notes. The currency ERC rates are set at £4m (Four Million Pounds) @ 1st April 2021 (AVD) for the RCG 2023 Publication. | Costs exclude external works. | - | - | - | - | The plant and machinery listed in the description has been included in this costing. | - | Factory Buildings - Process Heavy, Insulated | - | 10084 |  | - | - | NA | NA | NA | 545.868 | Option 1 | 676.7694 | 23.98% | 0 | 0 | -100% | -100% | 0 | -100% | Redirected | NA | VOA_GPN_GOV_UK\7246041 | 2019-08-30 | Low | - | - | Redirected, low risk | NA | - | NA | SPONS A&B | NA | (BEAMS Note 2) The ERC for this item should be added to all other rateable items on the hereditament (except land). Therefore the total of the ERC of the other Building Items and the P&M ERC (where applicable) to enable the correct contract size adjustment to be made. ERC of Building Component + ERC of P&M = Total ERC to which contract size adjustment should be applied. The appropriate % adjustment should be made in accordance with the scale for contract size adjustment specified under section 6 of the RCG 2021 Guidance notes. The currency ERC rates are set at £4m (Four Million Pounds) @ 1st April 2019 (AVD) for the RCG 2021 Publication. | Factory Buildings - Process Heavy, Insulated | - | 2 | TRUE
1663 | 41R23F | 5136 | 41R23F | Factory buildings process | Heavy - insulated | Sheet metal cladding | <= 500m² | Eaves ht - 12.0m | Foundations : Concrete pad and strip foundations. Floor : 250mm mesh reinforced concrete floor Frame : Heavy steel frame Walls : Brick cavity wall infill to 2.0m; double skin (insulated) profiled protected metal cladding, fixed to horizontal steel rails with plastic headed screws, translucent sheet glazing; access doors goods/personnel. Roof : Double skin (insulated) profiled protected metal fixed to steel purlins with plastic headed screws, translucent sheet glazing; rainwater gutters, down pipes and drainage Services : Electric light and power, water laid on, toilet | Location Adjustment Applicable (See Guidance Notes) - ERC = UK mean of 1.00 | (BEAMS Note 2) The ERC for this item should be added to all other rateable items on the hereditament (except land). Therefore the total of the ERC of the other Building Items and the P&M ERC (where applicable) to enable the correct contract size adjustment to be made. ERC of Building Component + ERC of P&M = Total ERC to which contract size adjustment should be applied. The appropriate % adjustment should be made in accordance with the scale for contract size adjustment specified under section 6 of the RCG 2023 Guidance notes. The currency ERC rates are set at £4m (Four Million Pounds) @ 1st April 2021 (AVD) for the RCG 2023 Publication. | Costs exclude external works. | - | - | - | - | The plant and machinery listed in the description has been included in this costing. | - | Factory Buildings - Process Heavy, Insulated | - | 10084 |  | - | - | NA | NA | NA | 566.6263 | Option 1 | 702.5057 | 23.98% | 0 | 0 | -100% | -100% | 0 | -100% | Redirected | NA | VOA_GPN_GOV_UK\7246041 | 2019-08-30 | Low | - | - | Redirected, low risk | NA | - | NA | SPONS A&B | NA | (BEAMS Note 2) The ERC for this item should be added to all other rateable items on the hereditament (except land). Therefore the total of the ERC of the other Building Items and the P&M ERC (where applicable) to enable the correct contract size adjustment to be made. ERC of Building Component + ERC of P&M = Total ERC to which contract size adjustment should be applied. The appropriate % adjustment should be made in accordance with the scale for contract size adjustment specified under section 6 of the RCG 2021 Guidance notes. The currency ERC rates are set at £4m (Four Million Pounds) @ 1st April 2019 (AVD) for the RCG 2021 Publication. | Factory Buildings - Process Heavy, Insulated | - | 2 | TRUE
1664 | 41R23G | 5137 | 41R23G | Factory buildings process | Heavy - insulated | Sheet metal cladding | <= 500m² | Eaves ht - 13.0m | Foundations : Concrete pad and strip foundations. Floor : 250mm mesh reinforced concrete floor Frame : Heavy steel frame Walls : Brick cavity wall infill to 2.0m; double skin (insulated) profiled protected metal cladding, fixed to horizontal steel rails with plastic headed screws, translucent sheet glazing; access doors goods/personnel. Roof : Double skin (insulated) profiled protected metal fixed to steel purlins with plastic headed screws, translucent sheet glazing; rainwater gutters, down pipes and drainage Services : Electric light and power, water laid on, toilet | Location Adjustment Applicable (See Guidance Notes) - ERC = UK mean of 1.00 | (BEAMS Note 2) The ERC for this item should be added to all other rateable items on the hereditament (except land). Therefore the total of the ERC of the other Building Items and the P&M ERC (where applicable) to enable the correct contract size adjustment to be made. ERC of Building Component + ERC of P&M = Total ERC to which contract size adjustment should be applied. The appropriate % adjustment should be made in accordance with the scale for contract size adjustment specified under section 6 of the RCG 2023 Guidance notes. The currency ERC rates are set at £4m (Four Million Pounds) @ 1st April 2021 (AVD) for the RCG 2023 Publication. | Costs exclude external works. | - | - | - | - | The plant and machinery listed in the description has been included in this costing. | - | Factory Buildings - Process Heavy, Insulated | - | 10084 |  | - | - | NA | NA | NA | 588.1535 | Option 1 | 729.1952 | 23.98% | 0 | 0 | -100% | -100% | 0 | -100% | Redirected | NA | VOA_GPN_GOV_UK\7246041 | 2019-08-30 | Low | - | - | Redirected, low risk | NA | - | NA | SPONS A&B | NA | (BEAMS Note 2) The ERC for this item should be added to all other rateable items on the hereditament (except land). Therefore the total of the ERC of the other Building Items and the P&M ERC (where applicable) to enable the correct contract size adjustment to be made. ERC of Building Component + ERC of P&M = Total ERC to which contract size adjustment should be applied. The appropriate % adjustment should be made in accordance with the scale for contract size adjustment specified under section 6 of the RCG 2021 Guidance notes. The currency ERC rates are set at £4m (Four Million Pounds) @ 1st April 2019 (AVD) for the RCG 2021 Publication. | Factory Buildings - Process Heavy, Insulated | - | 2 | TRUE
1665 | 41R23H | 5138 | 41R23H | Factory buildings process | Heavy - insulated | Sheet metal cladding | <= 500m² | Eaves ht - 14.0m | Foundations : Concrete pad and strip foundations. Floor : 250mm mesh reinforced concrete floor Frame : Heavy steel frame Walls : Brick cavity wall infill to 2.0m; double skin (insulated) profiled protected metal cladding, fixed to horizontal steel rails with plastic headed screws, translucent sheet glazing; access doors goods/personnel. Roof : Double skin (insulated) profiled protected metal fixed to steel purlins with plastic headed screws, translucent sheet glazing; rainwater gutters, down pipes and drainage Services : Electric light and power, water laid on, toilet | Location Adjustment Applicable (See Guidance Notes) - ERC = UK mean of 1.00 | (BEAMS Note 2) The ERC for this item should be added to all other rateable items on the hereditament (except land). Therefore the total of the ERC of the other Building Items and the P&M ERC (where applicable) to enable the correct contract size adjustment to be made. ERC of Building Component + ERC of P&M = Total ERC to which contract size adjustment should be applied. The appropriate % adjustment should be made in accordance with the scale for contract size adjustment specified under section 6 of the RCG 2023 Guidance notes. The currency ERC rates are set at £4m (Four Million Pounds) @ 1st April 2021 (AVD) for the RCG 2023 Publication. | Costs exclude external works. | - | - | - | - | The plant and machinery listed in the description has been included in this costing. | - | Factory Buildings - Process Heavy, Insulated | - | 10084 |  | - | - | NA | NA | NA | 609.6807 | Option 1 | 755.8847 | 23.98% | 0 | 0 | -100% | -100% | 0 | -100% | Redirected | NA | VOA_GPN_GOV_UK\7246041 | 2019-08-30 | Low | - | - | Redirected, low risk | NA | - | NA | SPONS A&B | NA | (BEAMS Note 2) The ERC for this item should be added to all other rateable items on the hereditament (except land). Therefore the total of the ERC of the other Building Items and the P&M ERC (where applicable) to enable the correct contract size adjustment to be made. ERC of Building Component + ERC of P&M = Total ERC to which contract size adjustment should be applied. The appropriate % adjustment should be made in accordance with the scale for contract size adjustment specified under section 6 of the RCG 2021 Guidance notes. The currency ERC rates are set at £4m (Four Million Pounds) @ 1st April 2019 (AVD) for the RCG 2021 Publication. | Factory Buildings - Process Heavy, Insulated | - | 2 | TRUE
1666 | 41R23J | 5139 | 41R23J | Factory buildings process | Heavy - insulated | Sheet metal cladding | <= 500m² | Eaves ht - 15.0m | Foundations : Concrete pad and strip foundations. Floor : 250mm mesh reinforced concrete floor Frame : Heavy steel frame Walls : Brick cavity wall infill to 2.0m; double skin (insulated) profiled protected metal cladding, fixed to horizontal steel rails with plastic headed screws, translucent sheet glazing; access doors goods/personnel. Roof : Double skin (insulated) profiled protected metal fixed to steel purlins with plastic headed screws, translucent sheet glazing; rainwater gutters, down pipes and drainage Services : Electric light and power, water laid on, toilet | Location Adjustment Applicable (See Guidance Notes) - ERC = UK mean of 1.00 | (BEAMS Note 2) The ERC for this item should be added to all other rateable items on the hereditament (except land). Therefore the total of the ERC of the other Building Items and the P&M ERC (where applicable) to enable the correct contract size adjustment to be made. ERC of Building Component + ERC of P&M = Total ERC to which contract size adjustment should be applied. The appropriate % adjustment should be made in accordance with the scale for contract size adjustment specified under section 6 of the RCG 2023 Guidance notes. The currency ERC rates are set at £4m (Four Million Pounds) @ 1st April 2021 (AVD) for the RCG 2023 Publication. | Costs exclude external works. | - | - | - | - | The plant and machinery listed in the description has been included in this costing. | - | Factory Buildings - Process Heavy, Insulated | - | 10084 |  | - | - | NA | NA | NA | 630.4391 | Option 1 | 781.6209 | 23.98% | 0 | 0 | -100% | -100% | 0 | -100% | Redirected | NA | VOA_GPN_GOV_UK\7246041 | 2019-08-30 | Low | - | - | Redirected, low risk | NA | - | NA | SPONS A&B | NA | (BEAMS Note 2) The ERC for this item should be added to all other rateable items on the hereditament (except land). Therefore the total of the ERC of the other Building Items and the P&M ERC (where applicable) to enable the correct contract size adjustment to be made. ERC of Building Component + ERC of P&M = Total ERC to which contract size adjustment should be applied. The appropriate % adjustment should be made in accordance with the scale for contract size adjustment specified under section 6 of the RCG 2021 Guidance notes. The currency ERC rates are set at £4m (Four Million Pounds) @ 1st April 2019 (AVD) for the RCG 2021 Publication. | Factory Buildings - Process Heavy, Insulated | - | 2 | TRUE
1667 | 41R24A | 5140 | 41R24A | Factory buildings process | Heavy - insulated | Sheet metal cladding | 501m² - 1000m² | Eaves ht - 3.0m | Foundations : Concrete pad and strip foundations. Floor : 250mm mesh reinforced concrete floor Frame : Heavy steel frame Walls : Brick cavity wall infill to 2.0m; double skin (insulated) profiled protected metal cladding, fixed to horizontal steel rails with plastic headed screws, translucent sheet glazing; access doors goods/personnel. Roof : Double skin (insulated) profiled protected metal fixed to steel purlins with plastic headed screws, translucent sheet glazing; rainwater gutters, down pipes and drainage Services : Electric light and power, water laid on, toilet | Location Adjustment Applicable (See Guidance Notes) - ERC = UK mean of 1.00 | (BEAMS Note 2) The ERC for this item should be added to all other rateable items on the hereditament (except land). Therefore the total of the ERC of the other Building Items and the P&M ERC (where applicable) to enable the correct contract size adjustment to be made. ERC of Building Component + ERC of P&M = Total ERC to which contract size adjustment should be applied. The appropriate % adjustment should be made in accordance with the scale for contract size adjustment specified under section 6 of the RCG 2023 Guidance notes. The currency ERC rates are set at £4m (Four Million Pounds) @ 1st April 2021 (AVD) for the RCG 2023 Publication. | Costs exclude external works. | - | - | - | The plant and machinery listed in the description has been included in this costing. | - | - | Factory Buildings - Process Heavy, Insulated | - | 10085 |  | - | - | NA | NA | NA | 325.9831 | Option 1 | 404.1552 | 23.98% | 0 | 0 | -100% | -100% | 0 | -100% | Redirected | NA | VOA_GPN_GOV_UK\7246041 | 2019-08-30 | Low | - | - | Redirected, low risk | NA | - | NA | SPONS A&B | NA | (BEAMS Note 2) The ERC for this item should be added to all other rateable items on the hereditament (except land). Therefore the total of the ERC of the other Building Items and the P&M ERC (where applicable) to enable the correct contract size adjustment to be made. ERC of Building Component + ERC of P&M = Total ERC to which contract size adjustment should be applied. The appropriate % adjustment should be made in accordance with the scale for contract size adjustment specified under section 6 of the RCG 2021 Guidance notes. The currency ERC rates are set at £4m (Four Million Pounds) @ 1st April 2019 (AVD) for the RCG 2021 Publication. | Factory Buildings - Process Heavy, Insulated | - | 2 | TRUE
1668 | 41R24B | 5141 | 41R24B | Factory buildings process | Heavy - insulated | Sheet metal cladding | 501m² - 1000m² | Eaves ht - 3.5m | Foundations : Concrete pad and strip foundations. Floor : 250mm mesh reinforced concrete floor Frame : Heavy steel frame Walls : Brick cavity wall infill to 2.0m; double skin (insulated) profiled protected metal cladding, fixed to horizontal steel rails with plastic headed screws, translucent sheet glazing; access doors goods/personnel. Roof : Double skin (insulated) profiled protected metal fixed to steel purlins with plastic headed screws, translucent sheet glazing; rainwater gutters, down pipes and drainage Services : Electric light and power, water laid on, toilet | Location Adjustment Applicable (See Guidance Notes) - ERC = UK mean of 1.00 | (BEAMS Note 2) The ERC for this item should be added to all other rateable items on the hereditament (except land). Therefore the total of the ERC of the other Building Items and the P&M ERC (where applicable) to enable the correct contract size adjustment to be made. ERC of Building Component + ERC of P&M = Total ERC to which contract size adjustment should be applied. The appropriate % adjustment should be made in accordance with the scale for contract size adjustment specified under section 6 of the RCG 2023 Guidance notes. The currency ERC rates are set at £4m (Four Million Pounds) @ 1st April 2021 (AVD) for the RCG 2023 Publication. | Costs exclude external works. | - | - | - | The plant and machinery listed in the description has been included in this costing. | - | - | Factory Buildings - Process Heavy, Insulated | - | 10085 |  | - | - | NA | NA | NA | 332.1338 | Option 1 | 411.7808 | 23.98% | 0 | 0 | -100% | -100% | 0 | -100% | Redirected | NA | VOA_GPN_GOV_UK\7246041 | 2019-08-30 | Low | - | - | Redirected, low risk | NA | - | NA | SPONS A&B | NA | (BEAMS Note 2) The ERC for this item should be added to all other rateable items on the hereditament (except land). Therefore the total of the ERC of the other Building Items and the P&M ERC (where applicable) to enable the correct contract size adjustment to be made. ERC of Building Component + ERC of P&M = Total ERC to which contract size adjustment should be applied. The appropriate % adjustment should be made in accordance with the scale for contract size adjustment specified under section 6 of the RCG 2021 Guidance notes. The currency ERC rates are set at £4m (Four Million Pounds) @ 1st April 2019 (AVD) for the RCG 2021 Publication. | Factory Buildings - Process Heavy, Insulated | - | 2 | TRUE
1669 | 41R24C | 5142 | 41R24C | Factory buildings process | Heavy - insulated | Sheet metal cladding | 501m² - 1000m² | Eaves ht - 4.0m | Foundations : Concrete pad and strip foundations. Floor : 250mm mesh reinforced concrete floor Frame : Heavy steel frame Walls : Brick cavity wall infill to 2.0m; double skin (insulated) profiled protected metal cladding, fixed to horizontal steel rails with plastic headed screws, translucent sheet glazing; access doors goods/personnel. Roof : Double skin (insulated) profiled protected metal fixed to steel purlins with plastic headed screws, translucent sheet glazing; rainwater gutters, down pipes and drainage Services : Electric light and power, water laid on, toilet | Location Adjustment Applicable (See Guidance Notes) - ERC = UK mean of 1.00 | (BEAMS Note 2) The ERC for this item should be added to all other rateable items on the hereditament (except land). Therefore the total of the ERC of the other Building Items and the P&M ERC (where applicable) to enable the correct contract size adjustment to be made. ERC of Building Component + ERC of P&M = Total ERC to which contract size adjustment should be applied. The appropriate % adjustment should be made in accordance with the scale for contract size adjustment specified under section 6 of the RCG 2023 Guidance notes. The currency ERC rates are set at £4m (Four Million Pounds) @ 1st April 2021 (AVD) for the RCG 2023 Publication. | Costs exclude external works. | - | - | - | The plant and machinery listed in the description has been included in this costing. | - | - | Factory Buildings - Process Heavy, Insulated | - | 10085 |  | - | - | NA | NA | NA | 337.5156 | Option 1 | 418.4532 | 23.98% | 0 | 0 | -100% | -100% | 0 | -100% | Redirected | NA | VOA_GPN_GOV_UK\7246041 | 2019-08-30 | Low | - | - | Redirected, low risk | NA | - | NA | SPONS A&B | NA | (BEAMS Note 2) The ERC for this item should be added to all other rateable items on the hereditament (except land). Therefore the total of the ERC of the other Building Items and the P&M ERC (where applicable) to enable the correct contract size adjustment to be made. ERC of Building Component + ERC of P&M = Total ERC to which contract size adjustment should be applied. The appropriate % adjustment should be made in accordance with the scale for contract size adjustment specified under section 6 of the RCG 2021 Guidance notes. The currency ERC rates are set at £4m (Four Million Pounds) @ 1st April 2019 (AVD) for the RCG 2021 Publication. | Factory Buildings - Process Heavy, Insulated | - | 2 | TRUE
1670 | 41R24E | 5143 | 41R24E | Factory buildings process | Heavy - insulated | Sheet metal cladding | 501m² - 1000m² | Eaves ht - 4.5m | Foundations : Concrete pad and strip foundations. Floor : 250mm mesh reinforced concrete floor Frame : Heavy steel frame Walls : Brick cavity wall infill to 2.0m; double skin (insulated) profiled protected metal cladding, fixed to horizontal steel rails with plastic headed screws, translucent sheet glazing; access doors goods/personnel. Roof : Double skin (insulated) profiled protected metal fixed to steel purlins with plastic headed screws, translucent sheet glazing; rainwater gutters, down pipes and drainage Services : Electric light and power, water laid on, toilet | Location Adjustment Applicable (See Guidance Notes) - ERC = UK mean of 1.00 | (BEAMS Note 2) The ERC for this item should be added to all other rateable items on the hereditament (except land). Therefore the total of the ERC of the other Building Items and the P&M ERC (where applicable) to enable the correct contract size adjustment to be made. ERC of Building Component + ERC of P&M = Total ERC to which contract size adjustment should be applied. The appropriate % adjustment should be made in accordance with the scale for contract size adjustment specified under section 6 of the RCG 2023 Guidance notes. The currency ERC rates are set at £4m (Four Million Pounds) @ 1st April 2021 (AVD) for the RCG 2023 Publication. | Costs exclude external works. | - | - | - | The plant and machinery listed in the description has been included in this costing. | - | - | Factory Buildings - Process Heavy, Insulated | - | 10085 |  | - | - | NA | NA | NA | 343.6662 | Option 1 | 426.0787 | 23.98% | 0 | 0 | -100% | -100% | 0 | -100% | Redirected | NA | VOA_GPN_GOV_UK\7246041 | 2019-08-30 | Low | - | - | Redirected, low risk | NA | - | NA | SPONS A&B | NA | (BEAMS Note 2) The ERC for this item should be added to all other rateable items on the hereditament (except land). Therefore the total of the ERC of the other Building Items and the P&M ERC (where applicable) to enable the correct contract size adjustment to be made. ERC of Building Component + ERC of P&M = Total ERC to which contract size adjustment should be applied. The appropriate % adjustment should be made in accordance with the scale for contract size adjustment specified under section 6 of the RCG 2021 Guidance notes. The currency ERC rates are set at £4m (Four Million Pounds) @ 1st April 2019 (AVD) for the RCG 2021 Publication. | Factory Buildings - Process Heavy, Insulated | - | 2 | TRUE
1671 | 41R24F | 5144 | 41R24F | Factory buildings process | Heavy - insulated | Sheet metal cladding | 501m² - 1000m² | Eaves ht - 5.0m | Foundations : Concrete pad and strip foundations. Floor : 250mm mesh reinforced concrete floor Frame : Heavy steel frame Walls : Brick cavity wall infill to 2.0m; double skin (insulated) profiled protected metal cladding, fixed to horizontal steel rails with plastic headed screws, translucent sheet glazing; access doors goods/personnel. Roof : Double skin (insulated) profiled protected metal fixed to steel purlins with plastic headed screws, translucent sheet glazing; rainwater gutters, down pipes and drainage Services : Electric light and power, water laid on, toilet | Location Adjustment Applicable (See Guidance Notes) - ERC = UK mean of 1.00 | (BEAMS Note 2) The ERC for this item should be added to all other rateable items on the hereditament (except land). Therefore the total of the ERC of the other Building Items and the P&M ERC (where applicable) to enable the correct contract size adjustment to be made. ERC of Building Component + ERC of P&M = Total ERC to which contract size adjustment should be applied. The appropriate % adjustment should be made in accordance with the scale for contract size adjustment specified under section 6 of the RCG 2023 Guidance notes. The currency ERC rates are set at £4m (Four Million Pounds) @ 1st April 2021 (AVD) for the RCG 2023 Publication. | Costs exclude external works. | - | - | - | The plant and machinery listed in the description has been included in this costing. | - | - | Factory Buildings - Process Heavy, Insulated | - | 10085 |  | - | - | NA | NA | NA | 349.8168 | Option 1 | 433.7043 | 23.98% | 0 | 0 | -100% | -100% | 0 | -100% | Redirected | NA | VOA_GPN_GOV_UK\7246041 | 2019-08-30 | Low | - | - | Redirected, low risk | NA | - | NA | SPONS A&B | NA | (BEAMS Note 2) The ERC for this item should be added to all other rateable items on the hereditament (except land). Therefore the total of the ERC of the other Building Items and the P&M ERC (where applicable) to enable the correct contract size adjustment to be made. ERC of Building Component + ERC of P&M = Total ERC to which contract size adjustment should be applied. The appropriate % adjustment should be made in accordance with the scale for contract size adjustment specified under section 6 of the RCG 2021 Guidance notes. The currency ERC rates are set at £4m (Four Million Pounds) @ 1st April 2019 (AVD) for the RCG 2021 Publication. | Factory Buildings - Process Heavy, Insulated | - | 2 | TRUE
1672 | 41R24G | 5145 | 41R24G | Factory buildings process | Heavy - insulated | Sheet metal cladding | 501m² - 1000m² | Eaves ht - 5.5m | Foundations : Concrete pad and strip foundations. Floor : 250mm mesh reinforced concrete floor Frame : Heavy steel frame Walls : Brick cavity wall infill to 2.0m; double skin (insulated) profiled protected metal cladding, fixed to horizontal steel rails with plastic headed screws, translucent sheet glazing; access doors goods/personnel. Roof : Double skin (insulated) profiled protected metal fixed to steel purlins with plastic headed screws, translucent sheet glazing; rainwater gutters, down pipes and drainage Services : Electric light and power, water laid on, toilet | Location Adjustment Applicable (See Guidance Notes) - ERC = UK mean of 1.00 | (BEAMS Note 2) The ERC for this item should be added to all other rateable items on the hereditament (except land). Therefore the total of the ERC of the other Building Items and the P&M ERC (where applicable) to enable the correct contract size adjustment to be made. ERC of Building Component + ERC of P&M = Total ERC to which contract size adjustment should be applied. The appropriate % adjustment should be made in accordance with the scale for contract size adjustment specified under section 6 of the RCG 2023 Guidance notes. The currency ERC rates are set at £4m (Four Million Pounds) @ 1st April 2021 (AVD) for the RCG 2023 Publication. | Costs exclude external works. | - | - | - | The plant and machinery listed in the description has been included in this costing. | - | - | Factory Buildings - Process Heavy, Insulated | - | 10085 |  | - | - | NA | NA | NA | 372.8816 | Option 1 | 462.3002 | 23.98% | 0 | 0 | -100% | -100% | 0 | -100% | Redirected | NA | VOA_GPN_GOV_UK\7246041 | 2019-08-30 | Low | - | - | Redirected, low risk | NA | - | NA | SPONS A&B | NA | (BEAMS Note 2) The ERC for this item should be added to all other rateable items on the hereditament (except land). Therefore the total of the ERC of the other Building Items and the P&M ERC (where applicable) to enable the correct contract size adjustment to be made. ERC of Building Component + ERC of P&M = Total ERC to which contract size adjustment should be applied. The appropriate % adjustment should be made in accordance with the scale for contract size adjustment specified under section 6 of the RCG 2021 Guidance notes. The currency ERC rates are set at £4m (Four Million Pounds) @ 1st April 2019 (AVD) for the RCG 2021 Publication. | Factory Buildings - Process Heavy, Insulated | - | 2 | TRUE
1673 | 41R24H | 5146 | 41R24H | Factory buildings process | Heavy - insulated | Sheet metal cladding | 501m² - 1000m² | Eaves ht - 6.0m | Foundations : Concrete pad and strip foundations. Floor : 250mm mesh reinforced concrete floor Frame : Heavy steel frame Walls : Brick cavity wall infill to 2.0m; double skin (insulated) profiled protected metal cladding, fixed to horizontal steel rails with plastic headed screws, translucent sheet glazing; access doors goods/personnel. Roof : Double skin (insulated) profiled protected metal fixed to steel purlins with plastic headed screws, translucent sheet glazing; rainwater gutters, down pipes and drainage Services : Electric light and power, water laid on, toilet | Location Adjustment Applicable (See Guidance Notes) - ERC = UK mean of 1.00 | (BEAMS Note 2) The ERC for this item should be added to all other rateable items on the hereditament (except land). Therefore the total of the ERC of the other Building Items and the P&M ERC (where applicable) to enable the correct contract size adjustment to be made. ERC of Building Component + ERC of P&M = Total ERC to which contract size adjustment should be applied. The appropriate % adjustment should be made in accordance with the scale for contract size adjustment specified under section 6 of the RCG 2023 Guidance notes. The currency ERC rates are set at £4m (Four Million Pounds) @ 1st April 2021 (AVD) for the RCG 2023 Publication. | Costs exclude external works. | - | - | - | The plant and machinery listed in the description has been included in this costing. | - | - | Factory Buildings - Process Heavy, Insulated | - | 10085 |  | - | - | NA | NA | NA | 379.8011 | Option 1 | 470.879 | 23.98% | 0 | 0 | -100% | -100% | 0 | -100% | Redirected | NA | VOA_GPN_GOV_UK\7246041 | 2019-08-30 | Low | - | - | Redirected, low risk | NA | - | NA | SPONS A&B | NA | (BEAMS Note 2) The ERC for this item should be added to all other rateable items on the hereditament (except land). Therefore the total of the ERC of the other Building Items and the P&M ERC (where applicable) to enable the correct contract size adjustment to be made. ERC of Building Component + ERC of P&M = Total ERC to which contract size adjustment should be applied. The appropriate % adjustment should be made in accordance with the scale for contract size adjustment specified under section 6 of the RCG 2021 Guidance notes. The currency ERC rates are set at £4m (Four Million Pounds) @ 1st April 2019 (AVD) for the RCG 2021 Publication. | Factory Buildings - Process Heavy, Insulated | - | 2 | TRUE
1674 | 41R24J | 5147 | 41R24J | Factory buildings process | Heavy - insulated | Sheet metal cladding | 501m² - 1000m² | Eaves ht - 6.5m | Foundations : Concrete pad and strip foundations. Floor : 250mm mesh reinforced concrete floor Frame : Heavy steel frame Walls : Brick cavity wall infill to 2.0m; double skin (insulated) profiled protected metal cladding, fixed to horizontal steel rails with plastic headed screws, translucent sheet glazing; access doors goods/personnel. Roof : Double skin (insulated) profiled protected metal fixed to steel purlins with plastic headed screws, translucent sheet glazing; rainwater gutters, down pipes and drainage Services : Electric light and power, water laid on, toilet | Location Adjustment Applicable (See Guidance Notes) - ERC = UK mean of 1.00 | (BEAMS Note 2) The ERC for this item should be added to all other rateable items on the hereditament (except land). Therefore the total of the ERC of the other Building Items and the P&M ERC (where applicable) to enable the correct contract size adjustment to be made. ERC of Building Component + ERC of P&M = Total ERC to which contract size adjustment should be applied. The appropriate % adjustment should be made in accordance with the scale for contract size adjustment specified under section 6 of the RCG 2023 Guidance notes. The currency ERC rates are set at £4m (Four Million Pounds) @ 1st April 2021 (AVD) for the RCG 2023 Publication. | Costs exclude external works. | - | - | - | The plant and machinery listed in the description has been included in this costing. | - | - | Factory Buildings - Process Heavy, Insulated | - | 10085 |  | - | - | NA | NA | NA | 387.4894 | Option 1 | 480.4109 | 23.98% | 0 | 0 | -100% | -100% | 0 | -100% | Redirected | NA | VOA_GPN_GOV_UK\7246041 | 2019-08-30 | Low | - | - | Redirected, low risk | NA | - | NA | SPONS A&B | NA | (BEAMS Note 2) The ERC for this item should be added to all other rateable items on the hereditament (except land). Therefore the total of the ERC of the other Building Items and the P&M ERC (where applicable) to enable the correct contract size adjustment to be made. ERC of Building Component + ERC of P&M = Total ERC to which contract size adjustment should be applied. The appropriate % adjustment should be made in accordance with the scale for contract size adjustment specified under section 6 of the RCG 2021 Guidance notes. The currency ERC rates are set at £4m (Four Million Pounds) @ 1st April 2019 (AVD) for the RCG 2021 Publication. | Factory Buildings - Process Heavy, Insulated | - | 2 | TRUE
1675 | 41R24L | 5151 | 41R24L | Factory buildings process | Heavy - insulated | Sheet metal cladding | 501m² - 1000m² | Eaves ht - 7.0m | Foundations : Concrete pad and strip foundations. Floor : 250mm mesh reinforced concrete floor Frame : Heavy steel frame Walls : Brick cavity wall infill to 2.0m; double skin (insulated) profiled protected metal cladding, fixed to horizontal steel rails with plastic headed screws, translucent sheet glazing; access doors goods/personnel. Roof : Double skin (insulated) profiled protected metal fixed to steel purlins with plastic headed screws, translucent sheet glazing; rainwater gutters, down pipes and drainage Services : Electric light and power, water laid on, toilet | Location Adjustment Applicable (See Guidance Notes) - ERC = UK mean of 1.00 | (BEAMS Note 2) The ERC for this item should be added to all other rateable items on the hereditament (except land). Therefore the total of the ERC of the other Building Items and the P&M ERC (where applicable) to enable the correct contract size adjustment to be made. ERC of Building Component + ERC of P&M = Total ERC to which contract size adjustment should be applied. The appropriate % adjustment should be made in accordance with the scale for contract size adjustment specified under section 6 of the RCG 2023 Guidance notes. The currency ERC rates are set at £4m (Four Million Pounds) @ 1st April 2021 (AVD) for the RCG 2023 Publication. | Costs exclude external works. | - | - | - | The plant and machinery listed in the description has been included in this costing. | - | - | Factory Buildings - Process Heavy, Insulated | - | 10085 |  | - | - | NA | NA | NA | 394.4088 | Option 1 | 488.9897 | 23.98% | 0 | 0 | -100% | -100% | 0 | -100% | Redirected | NA | VOA_GPN_GOV_UK\7246041 | 2019-08-30 | Low | - | - | Redirected, low risk | NA | - | NA | SPONS A&B | NA | (BEAMS Note 2) The ERC for this item should be added to all other rateable items on the hereditament (except land). Therefore the total of the ERC of the other Building Items and the P&M ERC (where applicable) to enable the correct contract size adjustment to be made. ERC of Building Component + ERC of P&M = Total ERC to which contract size adjustment should be applied. The appropriate % adjustment should be made in accordance with the scale for contract size adjustment specified under section 6 of the RCG 2021 Guidance notes. The currency ERC rates are set at £4m (Four Million Pounds) @ 1st April 2019 (AVD) for the RCG 2021 Publication. | Factory Buildings - Process Heavy, Insulated | - | 2 | TRUE
1676 | 41R24M | 5152 | 41R24M | Factory buildings process | Heavy - insulated | Sheet metal cladding | 501m² - 1000m² | Eaves ht - 7.5m | Foundations : Concrete pad and strip foundations. Floor : 250mm mesh reinforced concrete floor Frame : Heavy steel frame Walls : Brick cavity wall infill to 2.0m; double skin (insulated) profiled protected metal cladding, fixed to horizontal steel rails with plastic headed screws, translucent sheet glazing; access doors goods/personnel. Roof : Double skin (insulated) profiled protected metal fixed to steel purlins with plastic headed screws, translucent sheet glazing; rainwater gutters, down pipes and drainage Services : Electric light and power, water laid on, toilet | Location Adjustment Applicable (See Guidance Notes) - ERC = UK mean of 1.00 | (BEAMS Note 2) The ERC for this item should be added to all other rateable items on the hereditament (except land). Therefore the total of the ERC of the other Building Items and the P&M ERC (where applicable) to enable the correct contract size adjustment to be made. ERC of Building Component + ERC of P&M = Total ERC to which contract size adjustment should be applied. The appropriate % adjustment should be made in accordance with the scale for contract size adjustment specified under section 6 of the RCG 2023 Guidance notes. The currency ERC rates are set at £4m (Four Million Pounds) @ 1st April 2021 (AVD) for the RCG 2023 Publication. | Costs exclude external works. | - | - | - | The plant and machinery listed in the description has been included in this costing. | - | - | Factory Buildings - Process Heavy, Insulated | - | 10085 |  | - | - | NA | NA | NA | 401.3283 | Option 1 | 497.5685 | 23.98% | 0 | 0 | -100% | -100% | 0 | -100% | Redirected | NA | VOA_GPN_GOV_UK\7246041 | 2019-08-30 | Low | - | - | Redirected, low risk | NA | - | NA | SPONS A&B | NA | (BEAMS Note 2) The ERC for this item should be added to all other rateable items on the hereditament (except land). Therefore the total of the ERC of the other Building Items and the P&M ERC (where applicable) to enable the correct contract size adjustment to be made. ERC of Building Component + ERC of P&M = Total ERC to which contract size adjustment should be applied. The appropriate % adjustment should be made in accordance with the scale for contract size adjustment specified under section 6 of the RCG 2021 Guidance notes. The currency ERC rates are set at £4m (Four Million Pounds) @ 1st April 2019 (AVD) for the RCG 2021 Publication. | Factory Buildings - Process Heavy, Insulated | - | 2 | TRUE
1677 | 41R24P | 5153 | 41R24P | Factory buildings process | Heavy - insulated | Sheet metal cladding | 501m² - 1000m² | Eaves ht - 8.0m | Foundations : Concrete pad and strip foundations. Floor : 250mm mesh reinforced concrete floor Frame : Heavy steel frame Walls : Brick cavity wall infill to 2.0m; double skin (insulated) profiled protected metal cladding, fixed to horizontal steel rails with plastic headed screws, translucent sheet glazing; access doors goods/personnel. Roof : Double skin (insulated) profiled protected metal fixed to steel purlins with plastic headed screws, translucent sheet glazing; rainwater gutters, down pipes and drainage Services : Electric light and power, water laid on, toilet | Location Adjustment Applicable (See Guidance Notes) - ERC = UK mean of 1.00 | (BEAMS Note 2) The ERC for this item should be added to all other rateable items on the hereditament (except land). Therefore the total of the ERC of the other Building Items and the P&M ERC (where applicable) to enable the correct contract size adjustment to be made. ERC of Building Component + ERC of P&M = Total ERC to which contract size adjustment should be applied. The appropriate % adjustment should be made in accordance with the scale for contract size adjustment specified under section 6 of the RCG 2023 Guidance notes. The currency ERC rates are set at £4m (Four Million Pounds) @ 1st April 2021 (AVD) for the RCG 2023 Publication. | Costs exclude external works. | - | - | - | The plant and machinery listed in the description has been included in this costing. | - | - | Factory Buildings - Process Heavy, Insulated | - | 10085 |  | - | - | NA | NA | NA | 411.3231 | Option 1 | 509.96 | 23.98% | 0 | 0 | -100% | -100% | 0 | -100% | Redirected | NA | VOA_GPN_GOV_UK\7246041 | 2019-08-30 | Low | - | - | Redirected, low risk | NA | - | NA | SPONS A&B | NA | (BEAMS Note 2) The ERC for this item should be added to all other rateable items on the hereditament (except land). Therefore the total of the ERC of the other Building Items and the P&M ERC (where applicable) to enable the correct contract size adjustment to be made. ERC of Building Component + ERC of P&M = Total ERC to which contract size adjustment should be applied. The appropriate % adjustment should be made in accordance with the scale for contract size adjustment specified under section 6 of the RCG 2021 Guidance notes. The currency ERC rates are set at £4m (Four Million Pounds) @ 1st April 2019 (AVD) for the RCG 2021 Publication. | Factory Buildings - Process Heavy, Insulated | - | 2 | TRUE
1678 | 41R24T | 5154 | 41R24T | Factory buildings process | Heavy - insulated | Sheet metal cladding | 501m² - 1000m² | Eaves ht - 8.5m | Foundations : Concrete pad and strip foundations. Floor : 250mm mesh reinforced concrete floor Frame : Heavy steel frame Walls : Brick cavity wall infill to 2.0m; double skin (insulated) profiled protected metal cladding, fixed to horizontal steel rails with plastic headed screws, translucent sheet glazing; access doors goods/personnel. Roof : Double skin (insulated) profiled protected metal fixed to steel purlins with plastic headed screws, translucent sheet glazing; rainwater gutters, down pipes and drainage Services : Electric light and power, water laid on, toilet | Location Adjustment Applicable (See Guidance Notes) - ERC = UK mean of 1.00 | (BEAMS Note 2) The ERC for this item should be added to all other rateable items on the hereditament (except land). Therefore the total of the ERC of the other Building Items and the P&M ERC (where applicable) to enable the correct contract size adjustment to be made. ERC of Building Component + ERC of P&M = Total ERC to which contract size adjustment should be applied. The appropriate % adjustment should be made in accordance with the scale for contract size adjustment specified under section 6 of the RCG 2023 Guidance notes. The currency ERC rates are set at £4m (Four Million Pounds) @ 1st April 2021 (AVD) for the RCG 2023 Publication. | Costs exclude external works. | - | - | - | The plant and machinery listed in the description has been included in this costing. | - | - | Factory Buildings - Process Heavy, Insulated | - | 10085 |  | - | - | NA | NA | NA | 422.0866 | Option 1 | 523.3048 | 23.98% | 0 | 0 | -100% | -100% | 0 | -100% | Redirected | NA | VOA_GPN_GOV_UK\7246041 | 2019-08-30 | Low | - | - | Redirected, low risk | NA | - | NA | SPONS A&B | NA | (BEAMS Note 2) The ERC for this item should be added to all other rateable items on the hereditament (except land). Therefore the total of the ERC of the other Building Items and the P&M ERC (where applicable) to enable the correct contract size adjustment to be made. ERC of Building Component + ERC of P&M = Total ERC to which contract size adjustment should be applied. The appropriate % adjustment should be made in accordance with the scale for contract size adjustment specified under section 6 of the RCG 2021 Guidance notes. The currency ERC rates are set at £4m (Four Million Pounds) @ 1st April 2019 (AVD) for the RCG 2021 Publication. | Factory Buildings - Process Heavy, Insulated | - | 2 | TRUE
1679 | 41R24V | 5155 | 41R24V | Factory buildings process | Heavy - insulated | Sheet metal cladding | 501m² - 1000m² | Eaves ht - 9.0m | Foundations : Concrete pad and strip foundations. Floor : 250mm mesh reinforced concrete floor Frame : Heavy steel frame Walls : Brick cavity wall infill to 2.0m; double skin (insulated) profiled protected metal cladding, fixed to horizontal steel rails with plastic headed screws, translucent sheet glazing; access doors goods/personnel. Roof : Double skin (insulated) profiled protected metal fixed to steel purlins with plastic headed screws, translucent sheet glazing; rainwater gutters, down pipes and drainage Services : Electric light and power, water laid on, toilet | Location Adjustment Applicable (See Guidance Notes) - ERC = UK mean of 1.00 | (BEAMS Note 2) The ERC for this item should be added to all other rateable items on the hereditament (except land). Therefore the total of the ERC of the other Building Items and the P&M ERC (where applicable) to enable the correct contract size adjustment to be made. ERC of Building Component + ERC of P&M = Total ERC to which contract size adjustment should be applied. The appropriate % adjustment should be made in accordance with the scale for contract size adjustment specified under section 6 of the RCG 2023 Guidance notes. The currency ERC rates are set at £4m (Four Million Pounds) @ 1st April 2021 (AVD) for the RCG 2023 Publication. | Costs exclude external works. | - | - | - | The plant and machinery listed in the description has been included in this costing. | - | - | Factory Buildings - Process Heavy, Insulated | - | 10085 |  | - | - | NA | NA | NA | 425.9308 | Option 1 | 528.0707 | 23.98% | 0 | 0 | -100% | -100% | 0 | -100% | Redirected | NA | VOA_GPN_GOV_UK\7246041 | 2019-08-30 | Low | - | - | Redirected, low risk | NA | - | NA | SPONS A&B | NA | (BEAMS Note 2) The ERC for this item should be added to all other rateable items on the hereditament (except land). Therefore the total of the ERC of the other Building Items and the P&M ERC (where applicable) to enable the correct contract size adjustment to be made. ERC of Building Component + ERC of P&M = Total ERC to which contract size adjustment should be applied. The appropriate % adjustment should be made in accordance with the scale for contract size adjustment specified under section 6 of the RCG 2021 Guidance notes. The currency ERC rates are set at £4m (Four Million Pounds) @ 1st April 2019 (AVD) for the RCG 2021 Publication. | Factory Buildings - Process Heavy, Insulated | - | 2 | TRUE
1680 | 41R24X | 5156 | 41R24X | Factory buildings process | Heavy - insulated | Sheet metal cladding | 501m² - 1000m² | Eaves ht - 9.5m | Foundations : Concrete pad and strip foundations. Floor : 250mm mesh reinforced concrete floor Frame : Heavy steel frame Walls : Brick cavity wall infill to 2.0m; double skin (insulated) profiled protected metal cladding, fixed to horizontal steel rails with plastic headed screws, translucent sheet glazing; access doors goods/personnel. Roof : Double skin (insulated) profiled protected metal fixed to steel purlins with plastic headed screws, translucent sheet glazing; rainwater gutters, down pipes and drainage Services : Electric light and power, water laid on, toilet | Location Adjustment Applicable (See Guidance Notes) - ERC = UK mean of 1.00 | (BEAMS Note 2) The ERC for this item should be added to all other rateable items on the hereditament (except land). Therefore the total of the ERC of the other Building Items and the P&M ERC (where applicable) to enable the correct contract size adjustment to be made. ERC of Building Component + ERC of P&M = Total ERC to which contract size adjustment should be applied. The appropriate % adjustment should be made in accordance with the scale for contract size adjustment specified under section 6 of the RCG 2023 Guidance notes. The currency ERC rates are set at £4m (Four Million Pounds) @ 1st April 2021 (AVD) for the RCG 2023 Publication. | Costs exclude external works. | - | - | - | The plant and machinery listed in the description has been included in this costing. | - | - | Factory Buildings - Process Heavy, Insulated | - | 10085 |  | - | - | NA | NA | NA | 465.141 | Option 1 | 576.6837 | 23.98% | 0 | 0 | -100% | -100% | 0 | -100% | Redirected | NA | VOA_GPN_GOV_UK\7246041 | 2019-08-30 | Low | - | - | Redirected, low risk | NA | - | NA | SPONS A&B | NA | (BEAMS Note 2) The ERC for this item should be added to all other rateable items on the hereditament (except land). Therefore the total of the ERC of the other Building Items and the P&M ERC (where applicable) to enable the correct contract size adjustment to be made. ERC of Building Component + ERC of P&M = Total ERC to which contract size adjustment should be applied. The appropriate % adjustment should be made in accordance with the scale for contract size adjustment specified under section 6 of the RCG 2021 Guidance notes. The currency ERC rates are set at £4m (Four Million Pounds) @ 1st April 2019 (AVD) for the RCG 2021 Publication. | Factory Buildings - Process Heavy, Insulated | - | 2 | TRUE
1681 | 41R24Y | 5336 | 41R24Y | Factory buildings process | Heavy - insulated | Sheet metal cladding | 501m² - 1000m² | Eaves ht - 10.0m | Foundations : Concrete pad and strip foundations. Floor : 250mm mesh reinforced concrete floor Frame : Heavy steel frame Walls : Brick cavity wall infill to 2.0m; double skin (insulated) profiled protected metal cladding, fixed to horizontal steel rails with plastic headed screws, translucent sheet glazing; access doors goods/personnel. Roof : Double skin (insulated) profiled protected metal fixed to steel purlins with plastic headed screws, translucent sheet glazing; rainwater gutters, down pipes and drainage Services : Electric light and power, water laid on, toilet | Location Adjustment Applicable (See Guidance Notes) - ERC = UK mean of 1.00 | (BEAMS Note 2) The ERC for this item should be added to all other rateable items on the hereditament (except land). Therefore the total of the ERC of the other Building Items and the P&M ERC (where applicable) to enable the correct contract size adjustment to be made. ERC of Building Component + ERC of P&M = Total ERC to which contract size adjustment should be applied. The appropriate % adjustment should be made in accordance with the scale for contract size adjustment specified under section 6 of the RCG 2023 Guidance notes. The currency ERC rates are set at £4m (Four Million Pounds) @ 1st April 2021 (AVD) for the RCG 2023 Publication. | Costs exclude external works. | - | - | - | The plant and machinery listed in the description has been included in this costing. | - | - | Factory Buildings - Process Heavy, Insulated | - | 10085 |  | - | - | NA | NA | NA | 472.8293 | Option 1 | 586.2157 | 23.98% | 0 | 0 | -100% | -100% | 0 | -100% | Redirected | NA | VOA_GPN_GOV_UK\7246041 | 2019-08-30 | Low | - | - | Redirected, low risk | NA | - | NA | SPONS A&B | NA | (BEAMS Note 2) The ERC for this item should be added to all other rateable items on the hereditament (except land). Therefore the total of the ERC of the other Building Items and the P&M ERC (where applicable) to enable the correct contract size adjustment to be made. ERC of Building Component + ERC of P&M = Total ERC to which contract size adjustment should be applied. The appropriate % adjustment should be made in accordance with the scale for contract size adjustment specified under section 6 of the RCG 2021 Guidance notes. The currency ERC rates are set at £4m (Four Million Pounds) @ 1st April 2019 (AVD) for the RCG 2021 Publication. | Factory Buildings - Process Heavy, Insulated | - | 2 | TRUE
1682 | 41R25A | 5157 | 41R25A | Factory buildings process | Heavy - insulated | Sheet metal cladding | 501m² - 1000m² | Eaves ht - 11.0m | Foundations : Concrete pad and strip foundations. Floor : 250mm mesh reinforced concrete floor Frame : Heavy steel frame Walls : Brick cavity wall infill to 2.0m; double skin (insulated) profiled protected metal cladding, fixed to horizontal steel rails with plastic headed screws, translucent sheet glazing; access doors goods/personnel. Roof : Double skin (insulated) profiled protected metal fixed to steel purlins with plastic headed screws, translucent sheet glazing; rainwater gutters, down pipes and drainage Services : Electric light and power, water laid on, toilet | Location Adjustment Applicable (See Guidance Notes) - ERC = UK mean of 1.00 | (BEAMS Note 2) The ERC for this item should be added to all other rateable items on the hereditament (except land). Therefore the total of the ERC of the other Building Items and the P&M ERC (where applicable) to enable the correct contract size adjustment to be made. ERC of Building Component + ERC of P&M = Total ERC to which contract size adjustment should be applied. The appropriate % adjustment should be made in accordance with the scale for contract size adjustment specified under section 6 of the RCG 2023 Guidance notes. The currency ERC rates are set at £4m (Four Million Pounds) @ 1st April 2021 (AVD) for the RCG 2023 Publication. | Costs exclude external works. | - | - | - | The plant and machinery listed in the description has been included in this costing. | - | - | Factory Buildings - Process Heavy, Insulated | - | 10085 |  | - | - | NA | NA | NA | 488.2059 | Option 1 | 605.2796 | 23.98% | 0 | 0 | -100% | -100% | 0 | -100% | Redirected | NA | VOA_GPN_GOV_UK\7246041 | 2019-08-30 | Low | - | - | Redirected, low risk | NA | - | NA | SPONS A&B | NA | (BEAMS Note 2) The ERC for this item should be added to all other rateable items on the hereditament (except land). Therefore the total of the ERC of the other Building Items and the P&M ERC (where applicable) to enable the correct contract size adjustment to be made. ERC of Building Component + ERC of P&M = Total ERC to which contract size adjustment should be applied. The appropriate % adjustment should be made in accordance with the scale for contract size adjustment specified under section 6 of the RCG 2021 Guidance notes. The currency ERC rates are set at £4m (Four Million Pounds) @ 1st April 2019 (AVD) for the RCG 2021 Publication. | Factory Buildings - Process Heavy, Insulated | - | 2 | TRUE
1683 | 41R25F | 5158 | 41R25F | Factory buildings process | Heavy - insulated | Sheet metal cladding | 501m² - 1000m² | Eaves ht - 12.0m | Foundations : Concrete pad and strip foundations. Floor : 250mm mesh reinforced concrete floor Frame : Heavy steel frame Walls : Brick cavity wall infill to 2.0m; double skin (insulated) profiled protected metal cladding, fixed to horizontal steel rails with plastic headed screws, translucent sheet glazing; access doors goods/personnel. Roof : Double skin (insulated) profiled protected metal fixed to steel purlins with plastic headed screws, translucent sheet glazing; rainwater gutters, down pipes and drainage Services : Electric light and power, water laid on, toilet | Location Adjustment Applicable (See Guidance Notes) - ERC = UK mean of 1.00 | (BEAMS Note 2) The ERC for this item should be added to all other rateable items on the hereditament (except land). Therefore the total of the ERC of the other Building Items and the P&M ERC (where applicable) to enable the correct contract size adjustment to be made. ERC of Building Component + ERC of P&M = Total ERC to which contract size adjustment should be applied. The appropriate % adjustment should be made in accordance with the scale for contract size adjustment specified under section 6 of the RCG 2023 Guidance notes. The currency ERC rates are set at £4m (Four Million Pounds) @ 1st April 2021 (AVD) for the RCG 2023 Publication. | Costs exclude external works. | - | - | - | The plant and machinery listed in the description has been included in this costing. | - | - | Factory Buildings - Process Heavy, Insulated | - | 10085 |  | - | - | NA | NA | NA | 468.2163 | Option 1 | 580.4965 | 23.98% | 0 | 0 | -100% | -100% | 0 | -100% | Redirected | NA | VOA_GPN_GOV_UK\7246041 | 2019-08-30 | Low | - | - | Redirected, low risk | NA | - | NA | SPONS A&B | NA | (BEAMS Note 2) The ERC for this item should be added to all other rateable items on the hereditament (except land). Therefore the total of the ERC of the other Building Items and the P&M ERC (where applicable) to enable the correct contract size adjustment to be made. ERC of Building Component + ERC of P&M = Total ERC to which contract size adjustment should be applied. The appropriate % adjustment should be made in accordance with the scale for contract size adjustment specified under section 6 of the RCG 2021 Guidance notes. The currency ERC rates are set at £4m (Four Million Pounds) @ 1st April 2019 (AVD) for the RCG 2021 Publication. | Factory Buildings - Process Heavy, Insulated | - | 2 | TRUE
1684 | 41R25G | 5159 | 41R25G | Factory buildings process | Heavy - insulated | Sheet metal cladding | 501m² - 1000m² | Eaves ht - 13.0m | Foundations : Concrete pad and strip foundations. Floor : 250mm mesh reinforced concrete floor Frame : Heavy steel frame Walls : Brick cavity wall infill to 2.0m; double skin (insulated) profiled protected metal cladding, fixed to horizontal steel rails with plastic headed screws, translucent sheet glazing; access doors goods/personnel. Roof : Double skin (insulated) profiled protected metal fixed to steel purlins with plastic headed screws, translucent sheet glazing; rainwater gutters, down pipes and drainage Services : Electric light and power, water laid on, toilet | Location Adjustment Applicable (See Guidance Notes) - ERC = UK mean of 1.00 | (BEAMS Note 2) The ERC for this item should be added to all other rateable items on the hereditament (except land). Therefore the total of the ERC of the other Building Items and the P&M ERC (where applicable) to enable the correct contract size adjustment to be made. ERC of Building Component + ERC of P&M = Total ERC to which contract size adjustment should be applied. The appropriate % adjustment should be made in accordance with the scale for contract size adjustment specified under section 6 of the RCG 2023 Guidance notes. The currency ERC rates are set at £4m (Four Million Pounds) @ 1st April 2021 (AVD) for the RCG 2023 Publication. | Costs exclude external works. | - | - | - | The plant and machinery listed in the description has been included in this costing. | - | - | Factory Buildings - Process Heavy, Insulated | - | 10085 |  | - | - | NA | NA | NA | 482.8241 | Option 1 | 598.6073 | 23.98% | 0 | 0 | -100% | -100% | 0 | -100% | Redirected | NA | VOA_GPN_GOV_UK\7246041 | 2019-08-30 | Low | - | - | Redirected, low risk | NA | - | NA | SPONS A&B | NA | (BEAMS Note 2) The ERC for this item should be added to all other rateable items on the hereditament (except land). Therefore the total of the ERC of the other Building Items and the P&M ERC (where applicable) to enable the correct contract size adjustment to be made. ERC of Building Component + ERC of P&M = Total ERC to which contract size adjustment should be applied. The appropriate % adjustment should be made in accordance with the scale for contract size adjustment specified under section 6 of the RCG 2021 Guidance notes. The currency ERC rates are set at £4m (Four Million Pounds) @ 1st April 2019 (AVD) for the RCG 2021 Publication. | Factory Buildings - Process Heavy, Insulated | - | 2 | TRUE
1685 | 41R25H | 5160 | 41R25H | Factory buildings process | Heavy - insulated | Sheet metal cladding | 501m² - 1000m² | Eaves ht - 14.0m | Foundations : Concrete pad and strip foundations. Floor : 250mm mesh reinforced concrete floor Frame : Heavy steel frame Walls : Brick cavity wall infill to 2.0m; double skin (insulated) profiled protected metal cladding, fixed to horizontal steel rails with plastic headed screws, translucent sheet glazing; access doors goods/personnel. Roof : Double skin (insulated) profiled protected metal fixed to steel purlins with plastic headed screws, translucent sheet glazing; rainwater gutters, down pipes and drainage Services : Electric light and power, water laid on, toilet | Location Adjustment Applicable (See Guidance Notes) - ERC = UK mean of 1.00 | (BEAMS Note 2) The ERC for this item should be added to all other rateable items on the hereditament (except land). Therefore the total of the ERC of the other Building Items and the P&M ERC (where applicable) to enable the correct contract size adjustment to be made. ERC of Building Component + ERC of P&M = Total ERC to which contract size adjustment should be applied. The appropriate % adjustment should be made in accordance with the scale for contract size adjustment specified under section 6 of the RCG 2023 Guidance notes. The currency ERC rates are set at £4m (Four Million Pounds) @ 1st April 2021 (AVD) for the RCG 2023 Publication. | Costs exclude external works. | - | - | - | The plant and machinery listed in the description has been included in this costing. | - | - | Factory Buildings - Process Heavy, Insulated | - | 10085 |  | - | - | NA | NA | NA | 496.663 | Option 1 | 615.7648 | 23.98% | 0 | 0 | -100% | -100% | 0 | -100% | Redirected | NA | VOA_GPN_GOV_UK\7246041 | 2019-08-30 | Low | - | - | Redirected, low risk | NA | - | NA | SPONS A&B | NA | (BEAMS Note 2) The ERC for this item should be added to all other rateable items on the hereditament (except land). Therefore the total of the ERC of the other Building Items and the P&M ERC (where applicable) to enable the correct contract size adjustment to be made. ERC of Building Component + ERC of P&M = Total ERC to which contract size adjustment should be applied. The appropriate % adjustment should be made in accordance with the scale for contract size adjustment specified under section 6 of the RCG 2021 Guidance notes. The currency ERC rates are set at £4m (Four Million Pounds) @ 1st April 2019 (AVD) for the RCG 2021 Publication. | Factory Buildings - Process Heavy, Insulated | - | 2 | TRUE
1686 | 41R25J | 5161 | 41R25J | Factory buildings process | Heavy - insulated | Sheet metal cladding | 501m² - 1000m² | Eaves ht - 15.0m | Foundations : Concrete pad and strip foundations. Floor : 250mm mesh reinforced concrete floor Frame : Heavy steel frame Walls : Brick cavity wall infill to 2.0m; double skin (insulated) profiled protected metal cladding, fixed to horizontal steel rails with plastic headed screws, translucent sheet glazing; access doors goods/personnel. Roof : Double skin (insulated) profiled protected metal fixed to steel purlins with plastic headed screws, translucent sheet glazing; rainwater gutters, down pipes and drainage Services : Electric light and power, water laid on, toilet | Location Adjustment Applicable (See Guidance Notes) - ERC = UK mean of 1.00 | (BEAMS Note 2) The ERC for this item should be added to all other rateable items on the hereditament (except land). Therefore the total of the ERC of the other Building Items and the P&M ERC (where applicable) to enable the correct contract size adjustment to be made. ERC of Building Component + ERC of P&M = Total ERC to which contract size adjustment should be applied. The appropriate % adjustment should be made in accordance with the scale for contract size adjustment specified under section 6 of the RCG 2023 Guidance notes. The currency ERC rates are set at £4m (Four Million Pounds) @ 1st April 2021 (AVD) for the RCG 2023 Publication. | Costs exclude external works. | - | - | - | The plant and machinery listed in the description has been included in this costing. | - | - | Factory Buildings - Process Heavy, Insulated | - | 10085 |  | - | - | NA | NA | NA | 511.2707 | Option 1 | 633.8755 | 23.98% | 0 | 0 | -100% | -100% | 0 | -100% | Redirected | NA | VOA_GPN_GOV_UK\7246041 | 2019-08-30 | Low | - | - | Redirected, low risk | NA | - | NA | SPONS A&B | NA | (BEAMS Note 2) The ERC for this item should be added to all other rateable items on the hereditament (except land). Therefore the total of the ERC of the other Building Items and the P&M ERC (where applicable) to enable the correct contract size adjustment to be made. ERC of Building Component + ERC of P&M = Total ERC to which contract size adjustment should be applied. The appropriate % adjustment should be made in accordance with the scale for contract size adjustment specified under section 6 of the RCG 2021 Guidance notes. The currency ERC rates are set at £4m (Four Million Pounds) @ 1st April 2019 (AVD) for the RCG 2021 Publication. | Factory Buildings - Process Heavy, Insulated | - | 2 | TRUE
1687 | 41R28A | 5185 | 41R28A | Factory buildings process | Heavy - insulated | Sheet metal cladding | > 5000m² | Eaves ht - 3.0m | Foundations : Concrete pad and strip foundations. Floor : 250mm mesh reinforced concrete floor Frame : Heavy steel frame Walls : Brick cavity wall infill to 2.0m; double skin (insulated) profiled protected metal cladding, fixed to horizontal steel rails with plastic headed screws, translucent sheet glazing; access doors goods/personnel. Roof : Double skin (insulated) profiled protected metal fixed to steel purlins with plastic headed screws, translucent sheet glazing; rainwater gutters, down pipes and drainage Services : Electric light and power, water laid on, toilet | Location Adjustment Applicable (See Guidance Notes) - ERC = UK mean of 1.00 | (BEAMS Note 2) The ERC for this item should be added to all other rateable items on the hereditament (except land). Therefore the total of the ERC of the other Building Items and the P&M ERC (where applicable) to enable the correct contract size adjustment to be made. ERC of Building Component + ERC of P&M = Total ERC to which contract size adjustment should be applied. The appropriate % adjustment should be made in accordance with the scale for contract size adjustment specified under section 6 of the RCG 2023 Guidance notes. The currency ERC rates are set at £4m (Four Million Pounds) @ 1st April 2021 (AVD) for the RCG 2023 Publication. | Costs exclude external works. | - | - | - | The plant and machinery listed in the description has been included in this costing. | - | - | Factory Buildings - Process Heavy, Insulated | - | 10087 |  | - | - | NA | NA | NA | 290.617 | Option 1 | 360.3082 | 23.98% | 0 | 0 | -100% | -100% | 0 | -100% | Redirected | NA | VOA_GPN_GOV_UK\7246041 | 2019-08-30 | Low | - | - | Redirected, low risk | NA | - | NA | SPONS A&B | NA | (BEAMS Note 2) The ERC for this item should be added to all other rateable items on the hereditament (except land). Therefore the total of the ERC of the other Building Items and the P&M ERC (where applicable) to enable the correct contract size adjustment to be made. ERC of Building Component + ERC of P&M = Total ERC to which contract size adjustment should be applied. The appropriate % adjustment should be made in accordance with the scale for contract size adjustment specified under section 6 of the RCG 2021 Guidance notes. The currency ERC rates are set at £4m (Four Million Pounds) @ 1st April 2019 (AVD) for the RCG 2021 Publication. | Factory Buildings - Process Heavy, Insulated | - | 2 | TRUE
1688 | 41R28B | 5189 | 41R28B | Factory buildings process | Heavy - insulated | Sheet metal cladding | > 5000m² | Eaves ht - 3.5m | Foundations : Concrete pad and strip foundations. Floor : 250mm mesh reinforced concrete floor Frame : Heavy steel frame Walls : Brick cavity wall infill to 2.0m; double skin (insulated) profiled protected metal cladding, fixed to horizontal steel rails with plastic headed screws, translucent sheet glazing; access doors goods/personnel. Roof : Double skin (insulated) profiled protected metal fixed to steel purlins with plastic headed screws, translucent sheet glazing; rainwater gutters, down pipes and drainage Services : Electric light and power, water laid on, toilet | Location Adjustment Applicable (See Guidance Notes) - ERC = UK mean of 1.00 | (BEAMS Note 2) The ERC for this item should be added to all other rateable items on the hereditament (except land). Therefore the total of the ERC of the other Building Items and the P&M ERC (where applicable) to enable the correct contract size adjustment to be made. ERC of Building Component + ERC of P&M = Total ERC to which contract size adjustment should be applied. The appropriate % adjustment should be made in accordance with the scale for contract size adjustment specified under section 6 of the RCG 2023 Guidance notes. The currency ERC rates are set at £4m (Four Million Pounds) @ 1st April 2021 (AVD) for the RCG 2023 Publication. | Costs exclude external works. | - | - | - | The plant and machinery listed in the description has been included in this costing. | - | - | Factory Buildings - Process Heavy, Insulated | - | 10087 |  | - | - | NA | NA | NA | 293.6923 | Option 1 | 364.121 | 23.98% | 0 | 0 | -100% | -100% | 0 | -100% | Redirected | NA | VOA_GPN_GOV_UK\7246041 | 2019-08-30 | Low | - | - | Redirected, low risk | NA | - | NA | SPONS A&B | NA | (BEAMS Note 2) The ERC for this item should be added to all other rateable items on the hereditament (except land). Therefore the total of the ERC of the other Building Items and the P&M ERC (where applicable) to enable the correct contract size adjustment to be made. ERC of Building Component + ERC of P&M = Total ERC to which contract size adjustment should be applied. The appropriate % adjustment should be made in accordance with the scale for contract size adjustment specified under section 6 of the RCG 2021 Guidance notes. The currency ERC rates are set at £4m (Four Million Pounds) @ 1st April 2019 (AVD) for the RCG 2021 Publication. | Factory Buildings - Process Heavy, Insulated | - | 2 | TRUE
1689 | 41R28C | 5190 | 41R28C | Factory buildings process | Heavy - insulated | Sheet metal cladding | > 5000m² | Eaves ht - 4.0m | Foundations : Concrete pad and strip foundations. Floor : 250mm mesh reinforced concrete floor Frame : Heavy steel frame Walls : Brick cavity wall infill to 2.0m; double skin (insulated) profiled protected metal cladding, fixed to horizontal steel rails with plastic headed screws, translucent sheet glazing; access doors goods/personnel. Roof : Double skin (insulated) profiled protected metal fixed to steel purlins with plastic headed screws, translucent sheet glazing; rainwater gutters, down pipes and drainage Services : Electric light and power, water laid on, toilet | Location Adjustment Applicable (See Guidance Notes) - ERC = UK mean of 1.00 | (BEAMS Note 2) The ERC for this item should be added to all other rateable items on the hereditament (except land). Therefore the total of the ERC of the other Building Items and the P&M ERC (where applicable) to enable the correct contract size adjustment to be made. ERC of Building Component + ERC of P&M = Total ERC to which contract size adjustment should be applied. The appropriate % adjustment should be made in accordance with the scale for contract size adjustment specified under section 6 of the RCG 2023 Guidance notes. The currency ERC rates are set at £4m (Four Million Pounds) @ 1st April 2021 (AVD) for the RCG 2023 Publication. | Costs exclude external works. | - | - | - | The plant and machinery listed in the description has been included in this costing. | - | - | Factory Buildings - Process Heavy, Insulated | - | 10087 |  | - | - | NA | NA | NA | 295.9988 | Option 1 | 366.9806 | 23.98% | 0 | 0 | -100% | -100% | 0 | -100% | Redirected | NA | VOA_GPN_GOV_UK\7246041 | 2019-08-30 | Low | - | - | Redirected, low risk | NA | - | NA | SPONS A&B | NA | (BEAMS Note 2) The ERC for this item should be added to all other rateable items on the hereditament (except land). Therefore the total of the ERC of the other Building Items and the P&M ERC (where applicable) to enable the correct contract size adjustment to be made. ERC of Building Component + ERC of P&M = Total ERC to which contract size adjustment should be applied. The appropriate % adjustment should be made in accordance with the scale for contract size adjustment specified under section 6 of the RCG 2021 Guidance notes. The currency ERC rates are set at £4m (Four Million Pounds) @ 1st April 2019 (AVD) for the RCG 2021 Publication. | Factory Buildings - Process Heavy, Insulated | - | 2 | TRUE
1690 | 41R28E | 5191 | 41R28E | Factory buildings process | Heavy - insulated | Sheet metal cladding | > 5000m² | Eaves ht - 4.5m | Foundations : Concrete pad and strip foundations. Floor : 250mm mesh reinforced concrete floor Frame : Heavy steel frame Walls : Brick cavity wall infill to 2.0m; double skin (insulated) profiled protected metal cladding, fixed to horizontal steel rails with plastic headed screws, translucent sheet glazing; access doors goods/personnel. Roof : Double skin (insulated) profiled protected metal fixed to steel purlins with plastic headed screws, translucent sheet glazing; rainwater gutters, down pipes and drainage Services : Electric light and power, water laid on, toilet | Location Adjustment Applicable (See Guidance Notes) - ERC = UK mean of 1.00 | (BEAMS Note 2) The ERC for this item should be added to all other rateable items on the hereditament (except land). Therefore the total of the ERC of the other Building Items and the P&M ERC (where applicable) to enable the correct contract size adjustment to be made. ERC of Building Component + ERC of P&M = Total ERC to which contract size adjustment should be applied. The appropriate % adjustment should be made in accordance with the scale for contract size adjustment specified under section 6 of the RCG 2023 Guidance notes. The currency ERC rates are set at £4m (Four Million Pounds) @ 1st April 2021 (AVD) for the RCG 2023 Publication. | Costs exclude external works. | - | - | - | The plant and machinery listed in the description has been included in this costing. | - | - | Factory Buildings - Process Heavy, Insulated | - | 10087 |  | - | - | NA | NA | NA | 299.0741 | Option 1 | 370.7934 | 23.98% | 0 | 0 | -100% | -100% | 0 | -100% | Redirected | NA | VOA_GPN_GOV_UK\7246041 | 2019-08-30 | Low | - | - | Redirected, low risk | NA | - | NA | SPONS A&B | NA | (BEAMS Note 2) The ERC for this item should be added to all other rateable items on the hereditament (except land). Therefore the total of the ERC of the other Building Items and the P&M ERC (where applicable) to enable the correct contract size adjustment to be made. ERC of Building Component + ERC of P&M = Total ERC to which contract size adjustment should be applied. The appropriate % adjustment should be made in accordance with the scale for contract size adjustment specified under section 6 of the RCG 2021 Guidance notes. The currency ERC rates are set at £4m (Four Million Pounds) @ 1st April 2019 (AVD) for the RCG 2021 Publication. | Factory Buildings - Process Heavy, Insulated | - | 2 | TRUE
1691 | 41R28F | 5192 | 41R28F | Factory buildings process | Heavy - insulated | Sheet metal cladding | > 5000m² | Eaves ht - 5.0m | Foundations : Concrete pad and strip foundations. Floor : 250mm mesh reinforced concrete floor Frame : Heavy steel frame Walls : Brick cavity wall infill to 2.0m; double skin (insulated) profiled protected metal cladding, fixed to horizontal steel rails with plastic headed screws, translucent sheet glazing; access doors goods/personnel. Roof : Double skin (insulated) profiled protected metal fixed to steel purlins with plastic headed screws, translucent sheet glazing; rainwater gutters, down pipes and drainage Services : Electric light and power, water laid on, toilet | Location Adjustment Applicable (See Guidance Notes) - ERC = UK mean of 1.00 | (BEAMS Note 2) The ERC for this item should be added to all other rateable items on the hereditament (except land). Therefore the total of the ERC of the other Building Items and the P&M ERC (where applicable) to enable the correct contract size adjustment to be made. ERC of Building Component + ERC of P&M = Total ERC to which contract size adjustment should be applied. The appropriate % adjustment should be made in accordance with the scale for contract size adjustment specified under section 6 of the RCG 2023 Guidance notes. The currency ERC rates are set at £4m (Four Million Pounds) @ 1st April 2021 (AVD) for the RCG 2023 Publication. | Costs exclude external works. | - | - | - | The plant and machinery listed in the description has been included in this costing. | - | - | Factory Buildings - Process Heavy, Insulated | - | 10087 |  | - | - | NA | NA | NA | 301.3806 | Option 1 | 373.6529 | 23.98% | 0 | 0 | -100% | -100% | 0 | -100% | Redirected | NA | VOA_GPN_GOV_UK\7246041 | 2019-08-30 | Low | - | - | Redirected, low risk | NA | - | NA | SPONS A&B | NA | (BEAMS Note 2) The ERC for this item should be added to all other rateable items on the hereditament (except land). Therefore the total of the ERC of the other Building Items and the P&M ERC (where applicable) to enable the correct contract size adjustment to be made. ERC of Building Component + ERC of P&M = Total ERC to which contract size adjustment should be applied. The appropriate % adjustment should be made in accordance with the scale for contract size adjustment specified under section 6 of the RCG 2021 Guidance notes. The currency ERC rates are set at £4m (Four Million Pounds) @ 1st April 2019 (AVD) for the RCG 2021 Publication. | Factory Buildings - Process Heavy, Insulated | - | 2 | TRUE
1692 | 41R28G | 5193 | 41R28G | Factory buildings process | Heavy - insulated | Sheet metal cladding | > 5000m² | Eaves ht - 5.5m | Foundations : Concrete pad and strip foundations. Floor : 250mm mesh reinforced concrete floor Frame : Heavy steel frame Walls : Brick cavity wall infill to 2.0m; double skin (insulated) profiled protected metal cladding, fixed to horizontal steel rails with plastic headed screws, translucent sheet glazing; access doors goods/personnel. Roof : Double skin (insulated) profiled protected metal fixed to steel purlins with plastic headed screws, translucent sheet glazing; rainwater gutters, down pipes and drainage Services : Electric light and power, water laid on, toilet | Location Adjustment Applicable (See Guidance Notes) - ERC = UK mean of 1.00 | (BEAMS Note 2) The ERC for this item should be added to all other rateable items on the hereditament (except land). Therefore the total of the ERC of the other Building Items and the P&M ERC (where applicable) to enable the correct contract size adjustment to be made. ERC of Building Component + ERC of P&M = Total ERC to which contract size adjustment should be applied. The appropriate % adjustment should be made in accordance with the scale for contract size adjustment specified under section 6 of the RCG 2023 Guidance notes. The currency ERC rates are set at £4m (Four Million Pounds) @ 1st April 2021 (AVD) for the RCG 2023 Publication. | Costs exclude external works. | - | - | - | The plant and machinery listed in the description has been included in this costing. | - | - | Factory Buildings - Process Heavy, Insulated | - | 10087 |  | - | - | NA | NA | NA | 313.6819 | Option 1 | 388.9041 | 23.98% | 0 | 0 | -100% | -100% | 0 | -100% | Redirected | NA | VOA_GPN_GOV_UK\7246041 | 2019-08-30 | Low | - | - | Redirected, low risk | NA | - | NA | SPONS A&B | NA | (BEAMS Note 2) The ERC for this item should be added to all other rateable items on the hereditament (except land). Therefore the total of the ERC of the other Building Items and the P&M ERC (where applicable) to enable the correct contract size adjustment to be made. ERC of Building Component + ERC of P&M = Total ERC to which contract size adjustment should be applied. The appropriate % adjustment should be made in accordance with the scale for contract size adjustment specified under section 6 of the RCG 2021 Guidance notes. The currency ERC rates are set at £4m (Four Million Pounds) @ 1st April 2019 (AVD) for the RCG 2021 Publication. | Factory Buildings - Process Heavy, Insulated | - | 2 | TRUE
1693 | 41R28H | 5194 | 41R28H | Factory buildings process | Heavy - insulated | Sheet metal cladding | > 5000m² | Eaves ht - 6.0m | Foundations : Concrete pad and strip foundations. Floor : 250mm mesh reinforced concrete floor Frame : Heavy steel frame Walls : Brick cavity wall infill to 2.0m; double skin (insulated) profiled protected metal cladding, fixed to horizontal steel rails with plastic headed screws, translucent sheet glazing; access doors goods/personnel. Roof : Double skin (insulated) profiled protected metal fixed to steel purlins with plastic headed screws, translucent sheet glazing; rainwater gutters, down pipes and drainage Services : Electric light and power, water laid on, toilet | Location Adjustment Applicable (See Guidance Notes) - ERC = UK mean of 1.00 | (BEAMS Note 2) The ERC for this item should be added to all other rateable items on the hereditament (except land). Therefore the total of the ERC of the other Building Items and the P&M ERC (where applicable) to enable the correct contract size adjustment to be made. ERC of Building Component + ERC of P&M = Total ERC to which contract size adjustment should be applied. The appropriate % adjustment should be made in accordance with the scale for contract size adjustment specified under section 6 of the RCG 2023 Guidance notes. The currency ERC rates are set at £4m (Four Million Pounds) @ 1st April 2021 (AVD) for the RCG 2023 Publication. | Costs exclude external works. | - | - | - | The plant and machinery listed in the description has been included in this costing. | - | - | Factory Buildings - Process Heavy, Insulated | - | 10087 |  | - | - | NA | NA | NA | 316.7572 | Option 1 | 392.7169 | 23.98% | 0 | 0 | -100% | -100% | 0 | -100% | Redirected | NA | VOA_GPN_GOV_UK\7246041 | 2019-08-30 | Low | - | - | Redirected, low risk | NA | - | NA | SPONS A&B | NA | (BEAMS Note 2) The ERC for this item should be added to all other rateable items on the hereditament (except land). Therefore the total of the ERC of the other Building Items and the P&M ERC (where applicable) to enable the correct contract size adjustment to be made. ERC of Building Component + ERC of P&M = Total ERC to which contract size adjustment should be applied. The appropriate % adjustment should be made in accordance with the scale for contract size adjustment specified under section 6 of the RCG 2021 Guidance notes. The currency ERC rates are set at £4m (Four Million Pounds) @ 1st April 2019 (AVD) for the RCG 2021 Publication. | Factory Buildings - Process Heavy, Insulated | - | 2 | TRUE
1694 | 41R28J | 5195 | 41R28J | Factory buildings process | Heavy - insulated | Sheet metal cladding | > 5000m² | Eaves ht - 6.5m | Foundations : Concrete pad and strip foundations. Floor : 250mm mesh reinforced concrete floor Frame : Heavy steel frame Walls : Brick cavity wall infill to 2.0m; double skin (insulated) profiled protected metal cladding, fixed to horizontal steel rails with plastic headed screws, translucent sheet glazing; access doors goods/personnel. Roof : Double skin (insulated) profiled protected metal fixed to steel purlins with plastic headed screws, translucent sheet glazing; rainwater gutters, down pipes and drainage Services : Electric light and power, water laid on, toilet | Location Adjustment Applicable (See Guidance Notes) - ERC = UK mean of 1.00 | (BEAMS Note 2) The ERC for this item should be added to all other rateable items on the hereditament (except land). Therefore the total of the ERC of the other Building Items and the P&M ERC (where applicable) to enable the correct contract size adjustment to be made. ERC of Building Component + ERC of P&M = Total ERC to which contract size adjustment should be applied. The appropriate % adjustment should be made in accordance with the scale for contract size adjustment specified under section 6 of the RCG 2023 Guidance notes. The currency ERC rates are set at £4m (Four Million Pounds) @ 1st April 2021 (AVD) for the RCG 2023 Publication. | Costs exclude external works. | - | - | - | The plant and machinery listed in the description has been included in this costing. | - | - | Factory Buildings - Process Heavy, Insulated | - | 10087 |  | - | - | NA | NA | NA | 320.6013 | Option 1 | 397.4828 | 23.98% | 0 | 0 | -100% | -100% | 0 | -100% | Redirected | NA | VOA_GPN_GOV_UK\7246041 | 2019-08-30 | Low | - | - | Redirected, low risk | NA | - | NA | SPONS A&B | NA | (BEAMS Note 2) The ERC for this item should be added to all other rateable items on the hereditament (except land). Therefore the total of the ERC of the other Building Items and the P&M ERC (where applicable) to enable the correct contract size adjustment to be made. ERC of Building Component + ERC of P&M = Total ERC to which contract size adjustment should be applied. The appropriate % adjustment should be made in accordance with the scale for contract size adjustment specified under section 6 of the RCG 2021 Guidance notes. The currency ERC rates are set at £4m (Four Million Pounds) @ 1st April 2019 (AVD) for the RCG 2021 Publication. | Factory Buildings - Process Heavy, Insulated | - | 2 | TRUE
1695 | 41R28L | 5196 | 41R28L | Factory buildings process | Heavy - insulated | Sheet metal cladding | > 5000m² | Eaves ht - 7.0m | Foundations : Concrete pad and strip foundations. Floor : 250mm mesh reinforced concrete floor Frame : Heavy steel frame Walls : Brick cavity wall infill to 2.0m; double skin (insulated) profiled protected metal cladding, fixed to horizontal steel rails with plastic headed screws, translucent sheet glazing; access doors goods/personnel. Roof : Double skin (insulated) profiled protected metal fixed to steel purlins with plastic headed screws, translucent sheet glazing; rainwater gutters, down pipes and drainage Services : Electric light and power, water laid on, toilet | Location Adjustment Applicable (See Guidance Notes) - ERC = UK mean of 1.00 | (BEAMS Note 2) The ERC for this item should be added to all other rateable items on the hereditament (except land). Therefore the total of the ERC of the other Building Items and the P&M ERC (where applicable) to enable the correct contract size adjustment to be made. ERC of Building Component + ERC of P&M = Total ERC to which contract size adjustment should be applied. The appropriate % adjustment should be made in accordance with the scale for contract size adjustment specified under section 6 of the RCG 2023 Guidance notes. The currency ERC rates are set at £4m (Four Million Pounds) @ 1st April 2021 (AVD) for the RCG 2023 Publication. | Costs exclude external works. | - | - | - | The plant and machinery listed in the description has been included in this costing. | - | - | Factory Buildings - Process Heavy, Insulated | - | 10087 |  | - | - | NA | NA | NA | 324.4455 | Option 1 | 402.2488 | 23.98% | 0 | 0 | -100% | -100% | 0 | -100% | Redirected | NA | VOA_GPN_GOV_UK\7246041 | 2019-08-30 | Low | - | - | Redirected, low risk | NA | - | NA | SPONS A&B | NA | (BEAMS Note 2) The ERC for this item should be added to all other rateable items on the hereditament (except land). Therefore the total of the ERC of the other Building Items and the P&M ERC (where applicable) to enable the correct contract size adjustment to be made. ERC of Building Component + ERC of P&M = Total ERC to which contract size adjustment should be applied. The appropriate % adjustment should be made in accordance with the scale for contract size adjustment specified under section 6 of the RCG 2021 Guidance notes. The currency ERC rates are set at £4m (Four Million Pounds) @ 1st April 2019 (AVD) for the RCG 2021 Publication. | Factory Buildings - Process Heavy, Insulated | - | 2 | TRUE
1696 | 41R28M | 5197 | 41R28M | Factory buildings process | Heavy - insulated | Sheet metal cladding | > 5000m² | Eaves ht - 7.5m | Foundations : Concrete pad and strip foundations. Floor : 250mm mesh reinforced concrete floor Frame : Heavy steel frame Walls : Brick cavity wall infill to 2.0m; double skin (insulated) profiled protected metal cladding, fixed to horizontal steel rails with plastic headed screws, translucent sheet glazing; access doors goods/personnel. Roof : Double skin (insulated) profiled protected metal fixed to steel purlins with plastic headed screws, translucent sheet glazing; rainwater gutters, down pipes and drainage Services : Electric light and power, water laid on, toilet | Location Adjustment Applicable (See Guidance Notes) - ERC = UK mean of 1.00 | (BEAMS Note 2) The ERC for this item should be added to all other rateable items on the hereditament (except land). Therefore the total of the ERC of the other Building Items and the P&M ERC (where applicable) to enable the correct contract size adjustment to be made. ERC of Building Component + ERC of P&M = Total ERC to which contract size adjustment should be applied. The appropriate % adjustment should be made in accordance with the scale for contract size adjustment specified under section 6 of the RCG 2023 Guidance notes. The currency ERC rates are set at £4m (Four Million Pounds) @ 1st April 2021 (AVD) for the RCG 2023 Publication. | Costs exclude external works. | - | - | - | The plant and machinery listed in the description has been included in this costing. | - | - | Factory Buildings - Process Heavy, Insulated | - | 10087 |  | - | - | NA | NA | NA | 327.5208 | Option 1 | 406.0616 | 23.98% | 0 | 0 | -100% | -100% | 0 | -100% | Redirected | NA | VOA_GPN_GOV_UK\7246041 | 2019-08-30 | Low | - | - | Redirected, low risk | NA | - | NA | SPONS A&B | NA | (BEAMS Note 2) The ERC for this item should be added to all other rateable items on the hereditament (except land). Therefore the total of the ERC of the other Building Items and the P&M ERC (where applicable) to enable the correct contract size adjustment to be made. ERC of Building Component + ERC of P&M = Total ERC to which contract size adjustment should be applied. The appropriate % adjustment should be made in accordance with the scale for contract size adjustment specified under section 6 of the RCG 2021 Guidance notes. The currency ERC rates are set at £4m (Four Million Pounds) @ 1st April 2019 (AVD) for the RCG 2021 Publication. | Factory Buildings - Process Heavy, Insulated | - | 2 | TRUE
1697 | 41R28P | 5198 | 41R28P | Factory buildings process | Heavy - insulated | Sheet metal cladding | > 5000m² | Eaves ht - 8.0m | Foundations : Concrete pad and strip foundations. Floor : 250mm mesh reinforced concrete floor Frame : Heavy steel frame Walls : Brick cavity wall infill to 2.0m; double skin (insulated) profiled protected metal cladding, fixed to horizontal steel rails with plastic headed screws, translucent sheet glazing; access doors goods/personnel. Roof : Double skin (insulated) profiled protected metal fixed to steel purlins with plastic headed screws, translucent sheet glazing; rainwater gutters, down pipes and drainage Services : Electric light and power, water laid on, toilet | Location Adjustment Applicable (See Guidance Notes) - ERC = UK mean of 1.00 | (BEAMS Note 2) The ERC for this item should be added to all other rateable items on the hereditament (except land). Therefore the total of the ERC of the other Building Items and the P&M ERC (where applicable) to enable the correct contract size adjustment to be made. ERC of Building Component + ERC of P&M = Total ERC to which contract size adjustment should be applied. The appropriate % adjustment should be made in accordance with the scale for contract size adjustment specified under section 6 of the RCG 2023 Guidance notes. The currency ERC rates are set at £4m (Four Million Pounds) @ 1st April 2021 (AVD) for the RCG 2023 Publication. | Costs exclude external works. | - | - | - | The plant and machinery listed in the description has been included in this costing. | - | - | Factory Buildings - Process Heavy, Insulated | - | 10087 |  | - | - | NA | NA | NA | 333.6714 | Option 1 | 413.6872 | 23.98% | 0 | 0 | -100% | -100% | 0 | -100% | Redirected | NA | VOA_GPN_GOV_UK\7246041 | 2019-08-30 | Low | - | - | Redirected, low risk | NA | - | NA | SPONS A&B | NA | (BEAMS Note 2) The ERC for this item should be added to all other rateable items on the hereditament (except land). Therefore the total of the ERC of the other Building Items and the P&M ERC (where applicable) to enable the correct contract size adjustment to be made. ERC of Building Component + ERC of P&M = Total ERC to which contract size adjustment should be applied. The appropriate % adjustment should be made in accordance with the scale for contract size adjustment specified under section 6 of the RCG 2021 Guidance notes. The currency ERC rates are set at £4m (Four Million Pounds) @ 1st April 2019 (AVD) for the RCG 2021 Publication. | Factory Buildings - Process Heavy, Insulated | - | 2 | TRUE
1698 | 41R28T | 5199 | 41R28T | Factory buildings process | Heavy - insulated | Sheet metal cladding | > 5000m² | Eaves ht - 8.5m | Foundations : Concrete pad and strip foundations. Floor : 250mm mesh reinforced concrete floor Frame : Heavy steel frame Walls : Brick cavity wall infill to 2.0m; double skin (insulated) profiled protected metal cladding, fixed to horizontal steel rails with plastic headed screws, translucent sheet glazing; access doors goods/personnel. Roof : Double skin (insulated) profiled protected metal fixed to steel purlins with plastic headed screws, translucent sheet glazing; rainwater gutters, down pipes and drainage Services : Electric light and power, water laid on, toilet | Location Adjustment Applicable (See Guidance Notes) - ERC = UK mean of 1.00 | (BEAMS Note 2) The ERC for this item should be added to all other rateable items on the hereditament (except land). Therefore the total of the ERC of the other Building Items and the P&M ERC (where applicable) to enable the correct contract size adjustment to be made. ERC of Building Component + ERC of P&M = Total ERC to which contract size adjustment should be applied. The appropriate % adjustment should be made in accordance with the scale for contract size adjustment specified under section 6 of the RCG 2023 Guidance notes. The currency ERC rates are set at £4m (Four Million Pounds) @ 1st April 2021 (AVD) for the RCG 2023 Publication. | Costs exclude external works. | - | - | - | The plant and machinery listed in the description has been included in this costing. | - | - | Factory Buildings - Process Heavy, Insulated | - | 10087 |  | - | - | NA | NA | NA | 336.7467 | Option 1 | 417.5 | 23.98% | 0 | 0 | -100% | -100% | 0 | -100% | Redirected | NA | VOA_GPN_GOV_UK\7246041 | 2019-08-30 | Low | - | - | Redirected, low risk | NA | - | NA | SPONS A&B | NA | (BEAMS Note 2) The ERC for this item should be added to all other rateable items on the hereditament (except land). Therefore the total of the ERC of the other Building Items and the P&M ERC (where applicable) to enable the correct contract size adjustment to be made. ERC of Building Component + ERC of P&M = Total ERC to which contract size adjustment should be applied. The appropriate % adjustment should be made in accordance with the scale for contract size adjustment specified under section 6 of the RCG 2021 Guidance notes. The currency ERC rates are set at £4m (Four Million Pounds) @ 1st April 2019 (AVD) for the RCG 2021 Publication. | Factory Buildings - Process Heavy, Insulated | - | 2 | TRUE
1699 | 41R28V | 5200 | 41R28V | Factory buildings process | Heavy - insulated | Sheet metal cladding | > 5000m² | Eaves ht - 9.0m | Foundations : Concrete pad and strip foundations. Floor : 250mm mesh reinforced concrete floor Frame : Heavy steel frame Walls : Brick cavity wall infill to 2.0m; double skin (insulated) profiled protected metal cladding, fixed to horizontal steel rails with plastic headed screws, translucent sheet glazing; access doors goods/personnel. Roof : Double skin (insulated) profiled protected metal fixed to steel purlins with plastic headed screws, translucent sheet glazing; rainwater gutters, down pipes and drainage Services : Electric light and power, water laid on, toilet | Location Adjustment Applicable (See Guidance Notes) - ERC = UK mean of 1.00 | (BEAMS Note 2) The ERC for this item should be added to all other rateable items on the hereditament (except land). Therefore the total of the ERC of the other Building Items and the P&M ERC (where applicable) to enable the correct contract size adjustment to be made. ERC of Building Component + ERC of P&M = Total ERC to which contract size adjustment should be applied. The appropriate % adjustment should be made in accordance with the scale for contract size adjustment specified under section 6 of the RCG 2023 Guidance notes. The currency ERC rates are set at £4m (Four Million Pounds) @ 1st April 2021 (AVD) for the RCG 2023 Publication. | Costs exclude external works. | - | - | - | The plant and machinery listed in the description has been included in this costing. | - | - | Factory Buildings - Process Heavy, Insulated | - | 10087 |  | - | - | NA | NA | NA | 340.5909 | Option 1 | 422.266 | 23.98% | 0 | 0 | -100% | -100% | 0 | -100% | Redirected | NA | VOA_GPN_GOV_UK\7246041 | 2019-08-30 | Low | - | - | Redirected, low risk | NA | - | NA | SPONS A&B | NA | (BEAMS Note 2) The ERC for this item should be added to all other rateable items on the hereditament (except land). Therefore the total of the ERC of the other Building Items and the P&M ERC (where applicable) to enable the correct contract size adjustment to be made. ERC of Building Component + ERC of P&M = Total ERC to which contract size adjustment should be applied. The appropriate % adjustment should be made in accordance with the scale for contract size adjustment specified under section 6 of the RCG 2021 Guidance notes. The currency ERC rates are set at £4m (Four Million Pounds) @ 1st April 2019 (AVD) for the RCG 2021 Publication. | Factory Buildings - Process Heavy, Insulated | - | 2 | TRUE
1700 | 41R28X | 5340 | 41R28X | Factory buildings process | Heavy - insulated | Sheet metal cladding | > 5000m² | Eaves ht - 9.5m | Foundations : Concrete pad and strip foundations. Floor : 250mm mesh reinforced concrete floor Frame : Heavy steel frame Walls : Brick cavity wall infill to 2.0m; double skin (insulated) profiled protected metal cladding, fixed to horizontal steel rails with plastic headed screws, translucent sheet glazing; access doors goods/personnel. Roof : Double skin (insulated) profiled protected metal fixed to steel purlins with plastic headed screws, translucent sheet glazing; rainwater gutters, down pipes and drainage Services : Electric light and power, water laid on, toilet | Location Adjustment Applicable (See Guidance Notes) - ERC = UK mean of 1.00 | (BEAMS Note 2) The ERC for this item should be added to all other rateable items on the hereditament (except land). Therefore the total of the ERC of the other Building Items and the P&M ERC (where applicable) to enable the correct contract size adjustment to be made. ERC of Building Component + ERC of P&M = Total ERC to which contract size adjustment should be applied. The appropriate % adjustment should be made in accordance with the scale for contract size adjustment specified under section 6 of the RCG 2023 Guidance notes. The currency ERC rates are set at £4m (Four Million Pounds) @ 1st April 2021 (AVD) for the RCG 2023 Publication. | Costs exclude external works. | - | - | - | The plant and machinery listed in the description has been included in this costing. | - | - | Factory Buildings - Process Heavy, Insulated | - | 10087 |  | - | - | NA | NA | NA | 343.6662 | Option 1 | 426.0787 | 23.98% | 0 | 0 | -100% | -100% | 0 | -100% | Redirected | NA | VOA_GPN_GOV_UK\7246041 | 2019-08-30 | Low | - | - | Redirected, low risk | NA | - | NA | SPONS A&B | NA | (BEAMS Note 2) The ERC for this item should be added to all other rateable items on the hereditament (except land). Therefore the total of the ERC of the other Building Items and the P&M ERC (where applicable) to enable the correct contract size adjustment to be made. ERC of Building Component + ERC of P&M = Total ERC to which contract size adjustment should be applied. The appropriate % adjustment should be made in accordance with the scale for contract size adjustment specified under section 6 of the RCG 2021 Guidance notes. The currency ERC rates are set at £4m (Four Million Pounds) @ 1st April 2019 (AVD) for the RCG 2021 Publication. | Factory Buildings - Process Heavy, Insulated | - | 2 | TRUE
1701 | 41R28Y | 5201 | 41R28Y | Factory buildings process | Heavy - insulated | Sheet metal cladding | > 5000m² | Eaves ht - 10.0m | Foundations : Concrete pad and strip foundations. Floor : 250mm mesh reinforced concrete floor Frame : Heavy steel frame Walls : Brick cavity wall infill to 2.0m; double skin (insulated) profiled protected metal cladding, fixed to horizontal steel rails with plastic headed screws, translucent sheet glazing; access doors goods/personnel. Roof : Double skin (insulated) profiled protected metal fixed to steel purlins with plastic headed screws, translucent sheet glazing; rainwater gutters, down pipes and drainage Services : Electric light and power, water laid on, toilet | Location Adjustment Applicable (See Guidance Notes) - ERC = UK mean of 1.00 | (BEAMS Note 2) The ERC for this item should be added to all other rateable items on the hereditament (except land). Therefore the total of the ERC of the other Building Items and the P&M ERC (where applicable) to enable the correct contract size adjustment to be made. ERC of Building Component + ERC of P&M = Total ERC to which contract size adjustment should be applied. The appropriate % adjustment should be made in accordance with the scale for contract size adjustment specified under section 6 of the RCG 2023 Guidance notes. The currency ERC rates are set at £4m (Four Million Pounds) @ 1st April 2021 (AVD) for the RCG 2023 Publication. | Costs exclude external works. | - | - | - | The plant and machinery listed in the description has been included in this costing. | - | - | Factory Buildings - Process Heavy, Insulated | - | 10087 |  | - | - | NA | NA | NA | 347.5103 | Option 1 | 430.8447 | 23.98% | 0 | 0 | -100% | -100% | 0 | -100% | Redirected | NA | VOA_GPN_GOV_UK\7246041 | 2019-08-30 | Low | - | - | Redirected, low risk | NA | - | NA | SPONS A&B | NA | (BEAMS Note 2) The ERC for this item should be added to all other rateable items on the hereditament (except land). Therefore the total of the ERC of the other Building Items and the P&M ERC (where applicable) to enable the correct contract size adjustment to be made. ERC of Building Component + ERC of P&M = Total ERC to which contract size adjustment should be applied. The appropriate % adjustment should be made in accordance with the scale for contract size adjustment specified under section 6 of the RCG 2021 Guidance notes. The currency ERC rates are set at £4m (Four Million Pounds) @ 1st April 2019 (AVD) for the RCG 2021 Publication. | Factory Buildings - Process Heavy, Insulated | - | 2 | TRUE
1702 | 41R29A | 5202 | 41R29A | Factory buildings process | Heavy - insulated | Sheet metal cladding | > 5000m² | Eaves ht - 11.0m | Foundations : Concrete pad and strip foundations. Floor : 250mm mesh reinforced concrete floor Frame : Heavy steel frame Walls : Brick cavity wall infill to 2.0m; double skin (insulated) profiled protected metal cladding, fixed to horizontal steel rails with plastic headed screws, translucent sheet glazing; access doors goods/personnel. Roof : Double skin (insulated) profiled protected metal fixed to steel purlins with plastic headed screws, translucent sheet glazing; rainwater gutters, down pipes and drainage Services : Electric light and power, water laid on, toilet | Location Adjustment Applicable (See Guidance Notes) - ERC = UK mean of 1.00 | (BEAMS Note 2) The ERC for this item should be added to all other rateable items on the hereditament (except land). Therefore the total of the ERC of the other Building Items and the P&M ERC (where applicable) to enable the correct contract size adjustment to be made. ERC of Building Component + ERC of P&M = Total ERC to which contract size adjustment should be applied. The appropriate % adjustment should be made in accordance with the scale for contract size adjustment specified under section 6 of the RCG 2023 Guidance notes. The currency ERC rates are set at £4m (Four Million Pounds) @ 1st April 2021 (AVD) for the RCG 2023 Publication. | Costs exclude external works. | - | - | - | The plant and machinery listed in the description has been included in this costing. | - | - | Factory Buildings - Process Heavy, Insulated | - | 10087 |  | - | - | NA | NA | NA | 354.4298 | Option 1 | 439.4235 | 23.98% | 0 | 0 | -100% | -100% | 0 | -100% | Redirected | NA | VOA_GPN_GOV_UK\7246041 | 2019-08-30 | Low | - | - | Redirected, low risk | NA | - | NA | SPONS A&B | NA | (BEAMS Note 2) The ERC for this item should be added to all other rateable items on the hereditament (except land). Therefore the total of the ERC of the other Building Items and the P&M ERC (where applicable) to enable the correct contract size adjustment to be made. ERC of Building Component + ERC of P&M = Total ERC to which contract size adjustment should be applied. The appropriate % adjustment should be made in accordance with the scale for contract size adjustment specified under section 6 of the RCG 2021 Guidance notes. The currency ERC rates are set at £4m (Four Million Pounds) @ 1st April 2019 (AVD) for the RCG 2021 Publication. | Factory Buildings - Process Heavy, Insulated | - | 2 | TRUE
1703 | 41R29F | 5203 | 41R29F | Factory buildings process | Heavy - insulated | Sheet metal cladding | > 5000m² | Eaves ht - 12.0m | Foundations : Concrete pad and strip foundations. Floor : 250mm mesh reinforced concrete floor Frame : Heavy steel frame Walls : Brick cavity wall infill to 2.0m; double skin (insulated) profiled protected metal cladding, fixed to horizontal steel rails with plastic headed screws, translucent sheet glazing; access doors goods/personnel. Roof : Double skin (insulated) profiled protected metal fixed to steel purlins with plastic headed screws, translucent sheet glazing; rainwater gutters, down pipes and drainage Services : Electric light and power, water laid on, toilet | Location Adjustment Applicable (See Guidance Notes) - ERC = UK mean of 1.00 | (BEAMS Note 2) The ERC for this item should be added to all other rateable items on the hereditament (except land). Therefore the total of the ERC of the other Building Items and the P&M ERC (where applicable) to enable the correct contract size adjustment to be made. ERC of Building Component + ERC of P&M = Total ERC to which contract size adjustment should be applied. The appropriate % adjustment should be made in accordance with the scale for contract size adjustment specified under section 6 of the RCG 2023 Guidance notes. The currency ERC rates are set at £4m (Four Million Pounds) @ 1st April 2021 (AVD) for the RCG 2023 Publication. | Costs exclude external works. | - | - | - | The plant and machinery listed in the description has been included in this costing. | - | - | Factory Buildings - Process Heavy, Insulated | - | 10087 |  | - | - | NA | NA | NA | 360.5804 | Option 1 | 447.0491 | 23.98% | 0 | 0 | -100% | -100% | 0 | -100% | Redirected | NA | VOA_GPN_GOV_UK\7246041 | 2019-08-30 | Low | - | - | Redirected, low risk | NA | - | NA | SPONS A&B | NA | (BEAMS Note 2) The ERC for this item should be added to all other rateable items on the hereditament (except land). Therefore the total of the ERC of the other Building Items and the P&M ERC (where applicable) to enable the correct contract size adjustment to be made. ERC of Building Component + ERC of P&M = Total ERC to which contract size adjustment should be applied. The appropriate % adjustment should be made in accordance with the scale for contract size adjustment specified under section 6 of the RCG 2021 Guidance notes. The currency ERC rates are set at £4m (Four Million Pounds) @ 1st April 2019 (AVD) for the RCG 2021 Publication. | Factory Buildings - Process Heavy, Insulated | - | 2 | TRUE
1704 | 41R29G | 5204 | 41R29G | Factory buildings process | Heavy - insulated | Sheet metal cladding | > 5000m² | Eaves ht - 13.0m | Foundations : Concrete pad and strip foundations. Floor : 250mm mesh reinforced concrete floor Frame : Heavy steel frame Walls : Brick cavity wall infill to 2.0m; double skin (insulated) profiled protected metal cladding, fixed to horizontal steel rails with plastic headed screws, translucent sheet glazing; access doors goods/personnel. Roof : Double skin (insulated) profiled protected metal fixed to steel purlins with plastic headed screws, translucent sheet glazing; rainwater gutters, down pipes and drainage Services : Electric light and power, water laid on, toilet | Location Adjustment Applicable (See Guidance Notes) - ERC = UK mean of 1.00 | (BEAMS Note 2) The ERC for this item should be added to all other rateable items on the hereditament (except land). Therefore the total of the ERC of the other Building Items and the P&M ERC (where applicable) to enable the correct contract size adjustment to be made. ERC of Building Component + ERC of P&M = Total ERC to which contract size adjustment should be applied. The appropriate % adjustment should be made in accordance with the scale for contract size adjustment specified under section 6 of the RCG 2023 Guidance notes. The currency ERC rates are set at £4m (Four Million Pounds) @ 1st April 2021 (AVD) for the RCG 2023 Publication. | Costs exclude external works. | - | - | - | The plant and machinery listed in the description has been included in this costing. | - | - | Factory Buildings - Process Heavy, Insulated | - | 10087 |  | - | - | NA | NA | NA | 367.4998 | Option 1 | 455.6278 | 23.98% | 0 | 0 | -100% | -100% | 0 | -100% | Redirected | NA | VOA_GPN_GOV_UK\7246041 | 2019-08-30 | Low | - | - | Redirected, low risk | NA | - | NA | SPONS A&B | NA | (BEAMS Note 2) The ERC for this item should be added to all other rateable items on the hereditament (except land). Therefore the total of the ERC of the other Building Items and the P&M ERC (where applicable) to enable the correct contract size adjustment to be made. ERC of Building Component + ERC of P&M = Total ERC to which contract size adjustment should be applied. The appropriate % adjustment should be made in accordance with the scale for contract size adjustment specified under section 6 of the RCG 2021 Guidance notes. The currency ERC rates are set at £4m (Four Million Pounds) @ 1st April 2019 (AVD) for the RCG 2021 Publication. | Factory Buildings - Process Heavy, Insulated | - | 2 | TRUE
1705 | 41R29H | 4921 | 41R29H | Factory buildings process | Heavy - insulated | Sheet metal cladding | > 5000m² | Eaves ht - 14.0m | Foundations : Concrete pad and strip foundations. Floor : 250mm mesh reinforced concrete floor Frame : Heavy steel frame Walls : Brick cavity wall infill to 2.0m; double skin (insulated) profiled protected metal cladding, fixed to horizontal steel rails with plastic headed screws, translucent sheet glazing; access doors goods/personnel. Roof : Double skin (insulated) profiled protected metal fixed to steel purlins with plastic headed screws, translucent sheet glazing; rainwater gutters, down pipes and drainage Services : Electric light and power, water laid on, toilet | Location Adjustment Applicable (See Guidance Notes) - ERC = UK mean of 1.00 | (BEAMS Note 2) The ERC for this item should be added to all other rateable items on the hereditament (except land). Therefore the total of the ERC of the other Building Items and the P&M ERC (where applicable) to enable the correct contract size adjustment to be made. ERC of Building Component + ERC of P&M = Total ERC to which contract size adjustment should be applied. The appropriate % adjustment should be made in accordance with the scale for contract size adjustment specified under section 6 of the RCG 2023 Guidance notes. The currency ERC rates are set at £4m (Four Million Pounds) @ 1st April 2021 (AVD) for the RCG 2023 Publication. | Costs exclude external works. | - | - | - | The plant and machinery listed in the description has been included in this costing. | - | - | Factory Buildings - Process Heavy, Insulated | - | 10087 |  | - | - | NA | NA | NA | 374.4193 | Option 1 | 464.2066 | 23.98% | 0 | 0 | -100% | -100% | 0 | -100% | Redirected | NA | VOA_GPN_GOV_UK\7246041 | 2019-08-30 | Low | - | - | Redirected, low risk | NA | - | NA | SPONS A&B | NA | (BEAMS Note 2) The ERC for this item should be added to all other rateable items on the hereditament (except land). Therefore the total of the ERC of the other Building Items and the P&M ERC (where applicable) to enable the correct contract size adjustment to be made. ERC of Building Component + ERC of P&M = Total ERC to which contract size adjustment should be applied. The appropriate % adjustment should be made in accordance with the scale for contract size adjustment specified under section 6 of the RCG 2021 Guidance notes. The currency ERC rates are set at £4m (Four Million Pounds) @ 1st April 2019 (AVD) for the RCG 2021 Publication. | Factory Buildings - Process Heavy, Insulated | - | 2 | TRUE
1706 | 41R29J | 4922 | 41R29J | Factory buildings process | Heavy - insulated | Sheet metal cladding | > 5000m² | Eaves ht - 15.0m | Foundations : Concrete pad and strip foundations. Floor : 250mm mesh reinforced concrete floor Frame : Heavy steel frame Walls : Brick cavity wall infill to 2.0m; double skin (insulated) profiled protected metal cladding, fixed to horizontal steel rails with plastic headed screws, translucent sheet glazing; access doors goods/personnel. Roof : Double skin (insulated) profiled protected metal fixed to steel purlins with plastic headed screws, translucent sheet glazing; rainwater gutters, down pipes and drainage Services : Electric light and power, water laid on, toilet | Location Adjustment Applicable (See Guidance Notes) - ERC = UK mean of 1.00 | (BEAMS Note 2) The ERC for this item should be added to all other rateable items on the hereditament (except land). Therefore the total of the ERC of the other Building Items and the P&M ERC (where applicable) to enable the correct contract size adjustment to be made. ERC of Building Component + ERC of P&M = Total ERC to which contract size adjustment should be applied. The appropriate % adjustment should be made in accordance with the scale for contract size adjustment specified under section 6 of the RCG 2023 Guidance notes. The currency ERC rates are set at £4m (Four Million Pounds) @ 1st April 2021 (AVD) for the RCG 2023 Publication. | Costs exclude external works. | - | - | - | The plant and machinery listed in the description has been included in this costing. | - | - | Factory Buildings - Process Heavy, Insulated | - | 10087 |  | - | - | NA | NA | NA | 381.3388 | Option 1 | 472.7854 | 23.98% | 0 | 0 | -100% | -100% | 0 | -100% | Redirected | NA | VOA_GPN_GOV_UK\7246041 | 2019-08-30 | Low | - | - | Redirected, low risk | NA | - | NA | SPONS A&B | NA | (BEAMS Note 2) The ERC for this item should be added to all other rateable items on the hereditament (except land). Therefore the total of the ERC of the other Building Items and the P&M ERC (where applicable) to enable the correct contract size adjustment to be made. ERC of Building Component + ERC of P&M = Total ERC to which contract size adjustment should be applied. The appropriate % adjustment should be made in accordance with the scale for contract size adjustment specified under section 6 of the RCG 2021 Guidance notes. The currency ERC rates are set at £4m (Four Million Pounds) @ 1st April 2019 (AVD) for the RCG 2021 Publication. | Factory Buildings - Process Heavy, Insulated | - | 2 | TRUE
1707 | 41R02A | 5310 | 41R02A | Factory buildings process | Heavy - uninsulated | Sheet metal cladding | <= 500m² | Eaves ht - 3.0m | Building Construction : - Foundations : Concrete pad and strip foundations with 250mm mesh reinforced concrete floor Frame : Heavy steel frame Upper Floors : None Roof : Single skin profiled protected metal, fixed to steel purlins with plastic headed screws, translucent sheet glazing, rainwater gutters, downpipes and drainage. External Walls : Brick cavity infill to 2.0m; single skin profiled protected metal cladding, fixed to horizontal steel rails with plastic headed screws, translucent sheet glazing; access doors goods/personnel. Windows and Doors : Internal Walls : Internal Finishes : Building Services : Electric light and power, water laid on, toilets, unheated External Works : Drainage to the curtilage Accommodation : Single storey uninsulated heavy process factory building | Location Adjustment Applicable (See Guidance Notes) - ERC = UK mean of 1.00 | (BEAMS Note 2) The ERC for this item should be added to all other rateable items on the hereditament (except land). Therefore the total of the ERC of the other Building Items and the P&M ERC (where applicable) to enable the correct contract size adjustment to be made. ERC of Building Component + ERC of P&M = Total ERC to which contract size adjustment should be applied. The appropriate % adjustment should be made in accordance with the scale for contract size adjustment specified under section 6 of the RCG 2023 Guidance notes. The currency ERC rates are set at £4m (Four Million Pounds) @ 1st April 2021 (AVD) for the RCG 2023 Publication. | Costs exclude external works. | - | - | - | The plant and machinery listed in the description has been included in this costing. | - | - | Factory Buildings - Process Heavy, Insulated | - | 10088 |  | - | - | NA | NA | NA | 268.321 | Option 1 | 332.6655 | 23.98% | 0 | 0 | -100% | -100% | 0 | -100% | Redirected | NA | VOA_GPN_GOV_UK\7246041 | 2019-08-30 | Low | - | - | Redirected, low risk | NA | - | NA | SPONS A&B | NA | (BEAMS Note 2) The ERC for this item should be added to all other rateable items on the hereditament (except land). Therefore the total of the ERC of the other Building Items and the P&M ERC (where applicable) to enable the correct contract size adjustment to be made. ERC of Building Component + ERC of P&M = Total ERC to which contract size adjustment should be applied. The appropriate % adjustment should be made in accordance with the scale for contract size adjustment specified under section 6 of the RCG 2021 Guidance notes. The currency ERC rates are set at £4m (Four Million Pounds) @ 1st April 2019 (AVD) for the RCG 2021 Publication. | Factory Buildings - Process Heavy, Insulated | - | 2 | TRUE
1708 | 41R02B | 5311 | 41R02B | Factory buildings process | Heavy - uninsulated | Sheet metal cladding | <= 500m² | Eaves ht - 3.5m | Building Construction : - Foundations : Concrete pad and strip foundations with 250mm mesh reinforced concrete floor Frame : Heavy steel frame Upper Floors : None Roof : Single skin profiled protected metal, fixed to steel purlins with plastic headed screws, translucent sheet glazing, rainwater gutters, downpipes and drainage. External Walls : Brick cavity infill to 2.0m; single skin profiled protected metal cladding, fixed to horizontal steel rails with plastic headed screws, translucent sheet glazing; access doors goods/personnel. Windows and Doors : Internal Walls : Internal Finishes : Building Services : Electric light and power, water laid on, toilets, unheated External Works : Drainage to the curtilage Accommodation : Single storey uninsulated heavy process factory building | Location Adjustment Applicable (See Guidance Notes) - ERC = UK mean of 1.00 | (BEAMS Note 2) The ERC for this item should be added to all other rateable items on the hereditament (except land). Therefore the total of the ERC of the other Building Items and the P&M ERC (where applicable) to enable the correct contract size adjustment to be made. ERC of Building Component + ERC of P&M = Total ERC to which contract size adjustment should be applied. The appropriate % adjustment should be made in accordance with the scale for contract size adjustment specified under section 6 of the RCG 2023 Guidance notes. The currency ERC rates are set at £4m (Four Million Pounds) @ 1st April 2021 (AVD) for the RCG 2023 Publication. | Costs exclude external works. | - | - | - | The plant and machinery listed in the description has been included in this costing. | - | - | Factory Buildings - Process Heavy, Insulated | - | 10088 |  | - | - | NA | NA | NA | 275.2405 | Option 1 | 341.2443 | 23.98% | 0 | 0 | -100% | -100% | 0 | -100% | Redirected | NA | VOA_GPN_GOV_UK\7246041 | 2019-08-30 | Low | - | - | Redirected, low risk | NA | - | NA | SPONS A&B | NA | (BEAMS Note 2) The ERC for this item should be added to all other rateable items on the hereditament (except land). Therefore the total of the ERC of the other Building Items and the P&M ERC (where applicable) to enable the correct contract size adjustment to be made. ERC of Building Component + ERC of P&M = Total ERC to which contract size adjustment should be applied. The appropriate % adjustment should be made in accordance with the scale for contract size adjustment specified under section 6 of the RCG 2021 Guidance notes. The currency ERC rates are set at £4m (Four Million Pounds) @ 1st April 2019 (AVD) for the RCG 2021 Publication. | Factory Buildings - Process Heavy, Insulated | - | 2 | TRUE
1709 | 41R02C | 5312 | 41R02C | Factory buildings process | Heavy - uninsulated | Sheet metal cladding | <= 500m² | Eaves ht - 4.0m | Building Construction : - Foundations : Concrete pad and strip foundations with 250mm mesh reinforced concrete floor Frame : Heavy steel frame Upper Floors : None Roof : Single skin profiled protected metal, fixed to steel purlins with plastic headed screws, translucent sheet glazing, rainwater gutters, downpipes and drainage. External Walls : Brick cavity infill to 2.0m; single skin profiled protected metal cladding, fixed to horizontal steel rails with plastic headed screws, translucent sheet glazing; access doors goods/personnel. Windows and Doors : Internal Walls : Internal Finishes : Building Services : Electric light and power, water laid on, toilets, unheated External Works : Drainage to the curtilage Accommodation : Single storey uninsulated heavy process factory building | Location Adjustment Applicable (See Guidance Notes) - ERC = UK mean of 1.00 | (BEAMS Note 2) The ERC for this item should be added to all other rateable items on the hereditament (except land). Therefore the total of the ERC of the other Building Items and the P&M ERC (where applicable) to enable the correct contract size adjustment to be made. ERC of Building Component + ERC of P&M = Total ERC to which contract size adjustment should be applied. The appropriate % adjustment should be made in accordance with the scale for contract size adjustment specified under section 6 of the RCG 2023 Guidance notes. The currency ERC rates are set at £4m (Four Million Pounds) @ 1st April 2021 (AVD) for the RCG 2023 Publication. | Costs exclude external works. | - | - | - | The plant and machinery listed in the description has been included in this costing. | - | - | Factory Buildings - Process Heavy, Insulated | - | 10088 |  | - | - | NA | NA | NA | 282.9288 | Option 1 | 350.7762 | 23.98% | 0 | 0 | -100% | -100% | 0 | -100% | Redirected | NA | VOA_GPN_GOV_UK\7246041 | 2019-08-30 | Low | - | - | Redirected, low risk | NA | - | NA | SPONS A&B | NA | (BEAMS Note 2) The ERC for this item should be added to all other rateable items on the hereditament (except land). Therefore the total of the ERC of the other Building Items and the P&M ERC (where applicable) to enable the correct contract size adjustment to be made. ERC of Building Component + ERC of P&M = Total ERC to which contract size adjustment should be applied. The appropriate % adjustment should be made in accordance with the scale for contract size adjustment specified under section 6 of the RCG 2021 Guidance notes. The currency ERC rates are set at £4m (Four Million Pounds) @ 1st April 2019 (AVD) for the RCG 2021 Publication. | Factory Buildings - Process Heavy, Insulated | - | 2 | TRUE
1710 | 41R02E | 5457 | 41R02E | Factory buildings process | Heavy - uninsulated | Sheet metal cladding | <= 500m² | Eaves ht - 4.5m | Building Construction : - Foundations : Concrete pad and strip foundations with 250mm mesh reinforced concrete floor Frame : Heavy steel frame Upper Floors : None Roof : Single skin profiled protected metal, fixed to steel purlins with plastic headed screws, translucent sheet glazing, rainwater gutters, downpipes and drainage. External Walls : Brick cavity infill to 2.0m; single skin profiled protected metal cladding, fixed to horizontal steel rails with plastic headed screws, translucent sheet glazing; access doors goods/personnel. Windows and Doors : Internal Walls : Internal Finishes : Building Services : Electric light and power, water laid on, toilets, unheated External Works : Drainage to the curtilage Accommodation : Single storey uninsulated heavy process factory building | Location Adjustment Applicable (See Guidance Notes) - ERC = UK mean of 1.00 | (BEAMS Note 2) The ERC for this item should be added to all other rateable items on the hereditament (except land). Therefore the total of the ERC of the other Building Items and the P&M ERC (where applicable) to enable the correct contract size adjustment to be made. ERC of Building Component + ERC of P&M = Total ERC to which contract size adjustment should be applied. The appropriate % adjustment should be made in accordance with the scale for contract size adjustment specified under section 6 of the RCG 2023 Guidance notes. The currency ERC rates are set at £4m (Four Million Pounds) @ 1st April 2021 (AVD) for the RCG 2023 Publication. | Costs exclude external works. | - | - | - | The plant and machinery listed in the description has been included in this costing. | - | - | Factory Buildings - Process Heavy, Insulated | - | 10088 |  | - | - | NA | NA | NA | 290.617 | Option 1 | 360.3082 | 23.98% | 0 | 0 | -100% | -100% | 0 | -100% | Redirected | NA | VOA_GPN_GOV_UK\7246041 | 2019-08-30 | Low | - | - | Redirected, low risk | NA | - | NA | SPONS A&B | NA | (BEAMS Note 2) The ERC for this item should be added to all other rateable items on the hereditament (except land). Therefore the total of the ERC of the other Building Items and the P&M ERC (where applicable) to enable the correct contract size adjustment to be made. ERC of Building Component + ERC of P&M = Total ERC to which contract size adjustment should be applied. The appropriate % adjustment should be made in accordance with the scale for contract size adjustment specified under section 6 of the RCG 2021 Guidance notes. The currency ERC rates are set at £4m (Four Million Pounds) @ 1st April 2019 (AVD) for the RCG 2021 Publication. | Factory Buildings - Process Heavy, Insulated | - | 2 | TRUE
1711 | 41R02F | 5313 | 41R02F | Factory buildings process | Heavy - uninsulated | Sheet metal cladding | <= 500m² | Eaves ht - 5.0m | Building Construction : - Foundations : Concrete pad and strip foundations with 250mm mesh reinforced concrete floor Frame : Heavy steel frame Upper Floors : None Roof : Single skin profiled protected metal, fixed to steel purlins with plastic headed screws, translucent sheet glazing, rainwater gutters, downpipes and drainage. External Walls : Brick cavity infill to 2.0m; single skin profiled protected metal cladding, fixed to horizontal steel rails with plastic headed screws, translucent sheet glazing; access doors goods/personnel. Windows and Doors : Internal Walls : Internal Finishes : Building Services : Electric light and power, water laid on, toilets, unheated External Works : Drainage to the curtilage Accommodation : Single storey uninsulated heavy process factory building | Location Adjustment Applicable (See Guidance Notes) - ERC = UK mean of 1.00 | (BEAMS Note 2) The ERC for this item should be added to all other rateable items on the hereditament (except land). Therefore the total of the ERC of the other Building Items and the P&M ERC (where applicable) to enable the correct contract size adjustment to be made. ERC of Building Component + ERC of P&M = Total ERC to which contract size adjustment should be applied. The appropriate % adjustment should be made in accordance with the scale for contract size adjustment specified under section 6 of the RCG 2023 Guidance notes. The currency ERC rates are set at £4m (Four Million Pounds) @ 1st April 2021 (AVD) for the RCG 2023 Publication. | Costs exclude external works. | - | - | - | The plant and machinery listed in the description has been included in this costing. | - | - | Factory Buildings - Process Heavy, Insulated | - | 10088 |  | - | - | NA | NA | NA | 297.5365 | Option 1 | 368.887 | 23.98% | 0 | 0 | -100% | -100% | 0 | -100% | Redirected | NA | VOA_GPN_GOV_UK\7246041 | 2019-08-30 | Low | - | - | Redirected, low risk | NA | - | NA | SPONS A&B | NA | (BEAMS Note 2) The ERC for this item should be added to all other rateable items on the hereditament (except land). Therefore the total of the ERC of the other Building Items and the P&M ERC (where applicable) to enable the correct contract size adjustment to be made. ERC of Building Component + ERC of P&M = Total ERC to which contract size adjustment should be applied. The appropriate % adjustment should be made in accordance with the scale for contract size adjustment specified under section 6 of the RCG 2021 Guidance notes. The currency ERC rates are set at £4m (Four Million Pounds) @ 1st April 2019 (AVD) for the RCG 2021 Publication. | Factory Buildings - Process Heavy, Insulated | - | 2 | TRUE
1712 | 41R02G | 5314 | 41R02G | Factory buildings process | Heavy - uninsulated | Sheet metal cladding | <= 500m² | Eaves ht - 5.5m | Building Construction : - Foundations : Concrete pad and strip foundations with 250mm mesh reinforced concrete floor Frame : Heavy steel frame Upper Floors : None Roof : Single skin profiled protected metal, fixed to steel purlins with plastic headed screws, translucent sheet glazing, rainwater gutters, downpipes and drainage. External Walls : Brick cavity infill to 2.0m; single skin profiled protected metal cladding, fixed to horizontal steel rails with plastic headed screws, translucent sheet glazing; access doors goods/personnel. Windows and Doors : Internal Walls : Internal Finishes : Building Services : Electric light and power, water laid on, toilets, unheated External Works : Drainage to the curtilage Accommodation : Single storey uninsulated heavy process factory building | Location Adjustment Applicable (See Guidance Notes) - ERC = UK mean of 1.00 | (BEAMS Note 2) The ERC for this item should be added to all other rateable items on the hereditament (except land). Therefore the total of the ERC of the other Building Items and the P&M ERC (where applicable) to enable the correct contract size adjustment to be made. ERC of Building Component + ERC of P&M = Total ERC to which contract size adjustment should be applied. The appropriate % adjustment should be made in accordance with the scale for contract size adjustment specified under section 6 of the RCG 2023 Guidance notes. The currency ERC rates are set at £4m (Four Million Pounds) @ 1st April 2021 (AVD) for the RCG 2023 Publication. | Costs exclude external works. | - | - | - | The plant and machinery listed in the description has been included in this costing. | - | - | Factory Buildings - Process Heavy, Insulated | - | 10088 |  | - | - | NA | NA | NA | 333.6714 | Option 1 | 413.6872 | 23.98% | 0 | 0 | -100% | -100% | 0 | -100% | Redirected | NA | VOA_GPN_GOV_UK\7246041 | 2019-08-30 | Low | - | - | Redirected, low risk | NA | - | NA | SPONS A&B | NA | (BEAMS Note 2) The ERC for this item should be added to all other rateable items on the hereditament (except land). Therefore the total of the ERC of the other Building Items and the P&M ERC (where applicable) to enable the correct contract size adjustment to be made. ERC of Building Component + ERC of P&M = Total ERC to which contract size adjustment should be applied. The appropriate % adjustment should be made in accordance with the scale for contract size adjustment specified under section 6 of the RCG 2021 Guidance notes. The currency ERC rates are set at £4m (Four Million Pounds) @ 1st April 2019 (AVD) for the RCG 2021 Publication. | Factory Buildings - Process Heavy, Insulated | - | 2 | TRUE
1713 | 41R02H | 5315 | 41R02H | Factory buildings process | Heavy - uninsulated | Sheet metal cladding | <= 500m² | Eaves ht - 6.0m | Building Construction : - Foundations : Concrete pad and strip foundations with 250mm mesh reinforced concrete floor Frame : Heavy steel frame Upper Floors : None Roof : Single skin profiled protected metal, fixed to steel purlins with plastic headed screws, translucent sheet glazing, rainwater gutters, downpipes and drainage. External Walls : Brick cavity infill to 2.0m; single skin profiled protected metal cladding, fixed to horizontal steel rails with plastic headed screws, translucent sheet glazing; access doors goods/personnel. Windows and Doors : Internal Walls : Internal Finishes : Building Services : Electric light and power, water laid on, toilets, unheated External Works : Drainage to the curtilage Accommodation : Single storey uninsulated heavy process factory building | Location Adjustment Applicable (See Guidance Notes) - ERC = UK mean of 1.00 | (BEAMS Note 2) The ERC for this item should be added to all other rateable items on the hereditament (except land). Therefore the total of the ERC of the other Building Items and the P&M ERC (where applicable) to enable the correct contract size adjustment to be made. ERC of Building Component + ERC of P&M = Total ERC to which contract size adjustment should be applied. The appropriate % adjustment should be made in accordance with the scale for contract size adjustment specified under section 6 of the RCG 2023 Guidance notes. The currency ERC rates are set at £4m (Four Million Pounds) @ 1st April 2021 (AVD) for the RCG 2023 Publication. | Costs exclude external works. | - | - | - | The plant and machinery listed in the description has been included in this costing. | - | - | Factory Buildings - Process Heavy, Insulated | - | 10088 |  | - | - | NA | NA | NA | 342.8973 | Option 1 | 425.1255 | 23.98% | 0 | 0 | -100% | -100% | 0 | -100% | Redirected | NA | VOA_GPN_GOV_UK\7246041 | 2019-08-30 | Low | - | - | Redirected, low risk | NA | - | NA | SPONS A&B | NA | (BEAMS Note 2) The ERC for this item should be added to all other rateable items on the hereditament (except land). Therefore the total of the ERC of the other Building Items and the P&M ERC (where applicable) to enable the correct contract size adjustment to be made. ERC of Building Component + ERC of P&M = Total ERC to which contract size adjustment should be applied. The appropriate % adjustment should be made in accordance with the scale for contract size adjustment specified under section 6 of the RCG 2021 Guidance notes. The currency ERC rates are set at £4m (Four Million Pounds) @ 1st April 2019 (AVD) for the RCG 2021 Publication. | Factory Buildings - Process Heavy, Insulated | - | 2 | TRUE
1714 | 41R02J | 5316 | 41R02J | Factory buildings process | Heavy - uninsulated | Sheet metal cladding | <= 500m² | Eaves ht - 6.5m | Building Construction : - Foundations : Concrete pad and strip foundations with 250mm mesh reinforced concrete floor Frame : Heavy steel frame Upper Floors : None Roof : Single skin profiled protected metal, fixed to steel purlins with plastic headed screws, translucent sheet glazing, rainwater gutters, downpipes and drainage. External Walls : Brick cavity infill to 2.0m; single skin profiled protected metal cladding, fixed to horizontal steel rails with plastic headed screws, translucent sheet glazing; access doors goods/personnel. Windows and Doors : Internal Walls : Internal Finishes : Building Services : Electric light and power, water laid on, toilets, unheated External Works : Drainage to the curtilage Accommodation : Single storey uninsulated heavy process factory building | Location Adjustment Applicable (See Guidance Notes) - ERC = UK mean of 1.00 | (BEAMS Note 2) The ERC for this item should be added to all other rateable items on the hereditament (except land). Therefore the total of the ERC of the other Building Items and the P&M ERC (where applicable) to enable the correct contract size adjustment to be made. ERC of Building Component + ERC of P&M = Total ERC to which contract size adjustment should be applied. The appropriate % adjustment should be made in accordance with the scale for contract size adjustment specified under section 6 of the RCG 2023 Guidance notes. The currency ERC rates are set at £4m (Four Million Pounds) @ 1st April 2021 (AVD) for the RCG 2023 Publication. | Costs exclude external works. | - | - | - | The plant and machinery listed in the description has been included in this costing. | - | - | Factory Buildings - Process Heavy, Insulated | - | 10088 |  | - | - | NA | NA | NA | 352.8921 | Option 1 | 437.5171 | 23.98% | 0 | 0 | -100% | -100% | 0 | -100% | Redirected | NA | VOA_GPN_GOV_UK\7246041 | 2019-08-30 | Low | - | - | Redirected, low risk | NA | - | NA | SPONS A&B | NA | (BEAMS Note 2) The ERC for this item should be added to all other rateable items on the hereditament (except land). Therefore the total of the ERC of the other Building Items and the P&M ERC (where applicable) to enable the correct contract size adjustment to be made. ERC of Building Component + ERC of P&M = Total ERC to which contract size adjustment should be applied. The appropriate % adjustment should be made in accordance with the scale for contract size adjustment specified under section 6 of the RCG 2021 Guidance notes. The currency ERC rates are set at £4m (Four Million Pounds) @ 1st April 2019 (AVD) for the RCG 2021 Publication. | Factory Buildings - Process Heavy, Insulated | - | 2 | TRUE
1715 | 41R02L | 5317 | 41R02L | Factory buildings process | Heavy - uninsulated | Sheet metal cladding | <= 500m² | Eaves ht - 7.0m | Building Construction : - Foundations : Concrete pad and strip foundations with 250mm mesh reinforced concrete floor Frame : Heavy steel frame Upper Floors : None Roof : Single skin profiled protected metal, fixed to steel purlins with plastic headed screws, translucent sheet glazing, rainwater gutters, downpipes and drainage. External Walls : Brick cavity infill to 2.0m; single skin profiled protected metal cladding, fixed to horizontal steel rails with plastic headed screws, translucent sheet glazing; access doors goods/personnel. Windows and Doors : Internal Walls : Internal Finishes : Building Services : Electric light and power, water laid on, toilets, unheated External Works : Drainage to the curtilage Accommodation : Single storey uninsulated heavy process factory building | Location Adjustment Applicable (See Guidance Notes) - ERC = UK mean of 1.00 | (BEAMS Note 2) The ERC for this item should be added to all other rateable items on the hereditament (except land). Therefore the total of the ERC of the other Building Items and the P&M ERC (where applicable) to enable the correct contract size adjustment to be made. ERC of Building Component + ERC of P&M = Total ERC to which contract size adjustment should be applied. The appropriate % adjustment should be made in accordance with the scale for contract size adjustment specified under section 6 of the RCG 2023 Guidance notes. The currency ERC rates are set at £4m (Four Million Pounds) @ 1st April 2021 (AVD) for the RCG 2023 Publication. | Costs exclude external works. | - | - | - | The plant and machinery listed in the description has been included in this costing. | - | - | Factory Buildings - Process Heavy, Insulated | - | 10088 |  | - | - | NA | NA | NA | 362.1181 | Option 1 | 448.9554 | 23.98% | 0 | 0 | -100% | -100% | 0 | -100% | Redirected | NA | VOA_GPN_GOV_UK\7246041 | 2019-08-30 | Low | - | - | Redirected, low risk | NA | - | NA | SPONS A&B | NA | (BEAMS Note 2) The ERC for this item should be added to all other rateable items on the hereditament (except land). Therefore the total of the ERC of the other Building Items and the P&M ERC (where applicable) to enable the correct contract size adjustment to be made. ERC of Building Component + ERC of P&M = Total ERC to which contract size adjustment should be applied. The appropriate % adjustment should be made in accordance with the scale for contract size adjustment specified under section 6 of the RCG 2021 Guidance notes. The currency ERC rates are set at £4m (Four Million Pounds) @ 1st April 2019 (AVD) for the RCG 2021 Publication. | Factory Buildings - Process Heavy, Insulated | - | 2 | TRUE
1716 | 41R02M | 5321 | 41R02M | Factory buildings process | Heavy - uninsulated | Sheet metal cladding | <= 500m² | Eaves ht - 7.5m | Building Construction : - Foundations : Concrete pad and strip foundations with 250mm mesh reinforced concrete floor Frame : Heavy steel frame Upper Floors : None Roof : Single skin profiled protected metal, fixed to steel purlins with plastic headed screws, translucent sheet glazing, rainwater gutters, downpipes and drainage. External Walls : Brick cavity infill to 2.0m; single skin profiled protected metal cladding, fixed to horizontal steel rails with plastic headed screws, translucent sheet glazing; access doors goods/personnel. Windows and Doors : Internal Walls : Internal Finishes : Building Services : Electric light and power, water laid on, toilets, unheated External Works : Drainage to the curtilage Accommodation : Single storey uninsulated heavy process factory building | Location Adjustment Applicable (See Guidance Notes) - ERC = UK mean of 1.00 | (BEAMS Note 2) The ERC for this item should be added to all other rateable items on the hereditament (except land). Therefore the total of the ERC of the other Building Items and the P&M ERC (where applicable) to enable the correct contract size adjustment to be made. ERC of Building Component + ERC of P&M = Total ERC to which contract size adjustment should be applied. The appropriate % adjustment should be made in accordance with the scale for contract size adjustment specified under section 6 of the RCG 2023 Guidance notes. The currency ERC rates are set at £4m (Four Million Pounds) @ 1st April 2021 (AVD) for the RCG 2023 Publication. | Costs exclude external works. | - | - | - | The plant and machinery listed in the description has been included in this costing. | - | - | Factory Buildings - Process Heavy, Insulated | - | 10088 |  | - | - | NA | NA | NA | 371.344 | Option 1 | 460.3938 | 23.98% | 0 | 0 | -100% | -100% | 0 | -100% | Redirected | NA | VOA_GPN_GOV_UK\7246041 | 2019-08-30 | Low | - | - | Redirected, low risk | NA | - | NA | SPONS A&B | NA | (BEAMS Note 2) The ERC for this item should be added to all other rateable items on the hereditament (except land). Therefore the total of the ERC of the other Building Items and the P&M ERC (where applicable) to enable the correct contract size adjustment to be made. ERC of Building Component + ERC of P&M = Total ERC to which contract size adjustment should be applied. The appropriate % adjustment should be made in accordance with the scale for contract size adjustment specified under section 6 of the RCG 2021 Guidance notes. The currency ERC rates are set at £4m (Four Million Pounds) @ 1st April 2019 (AVD) for the RCG 2021 Publication. | Factory Buildings - Process Heavy, Insulated | - | 2 | TRUE
1717 | 41R02P | 5322 | 41R02P | Factory buildings process | Heavy - uninsulated | Sheet metal cladding | <= 500m² | Eaves ht - 8.0m | Building Construction : - Foundations : Concrete pad and strip foundations with 250mm mesh reinforced concrete floor Frame : Heavy steel frame Upper Floors : None Roof : Single skin profiled protected metal, fixed to steel purlins with plastic headed screws, translucent sheet glazing, rainwater gutters, downpipes and drainage. External Walls : Brick cavity infill to 2.0m; single skin profiled protected metal cladding, fixed to horizontal steel rails with plastic headed screws, translucent sheet glazing; access doors goods/personnel. Windows and Doors : Internal Walls : Internal Finishes : Building Services : Electric light and power, water laid on, toilets, unheated External Works : Drainage to the curtilage Accommodation : Single storey uninsulated heavy process factory building | Location Adjustment Applicable (See Guidance Notes) - ERC = UK mean of 1.00 | (BEAMS Note 2) The ERC for this item should be added to all other rateable items on the hereditament (except land). Therefore the total of the ERC of the other Building Items and the P&M ERC (where applicable) to enable the correct contract size adjustment to be made. ERC of Building Component + ERC of P&M = Total ERC to which contract size adjustment should be applied. The appropriate % adjustment should be made in accordance with the scale for contract size adjustment specified under section 6 of the RCG 2023 Guidance notes. The currency ERC rates are set at £4m (Four Million Pounds) @ 1st April 2021 (AVD) for the RCG 2023 Publication. | Costs exclude external works. | - | - | - | The plant and machinery listed in the description has been included in this costing. | - | - | Factory Buildings - Process Heavy, Insulated | - | 10088 |  | - | - | NA | NA | NA | 384.4141 | Option 1 | 476.5981 | 23.98% | 0 | 0 | -100% | -100% | 0 | -100% | Redirected | NA | VOA_GPN_GOV_UK\7246041 | 2019-08-30 | Low | - | - | Redirected, low risk | NA | - | NA | SPONS A&B | NA | (BEAMS Note 2) The ERC for this item should be added to all other rateable items on the hereditament (except land). Therefore the total of the ERC of the other Building Items and the P&M ERC (where applicable) to enable the correct contract size adjustment to be made. ERC of Building Component + ERC of P&M = Total ERC to which contract size adjustment should be applied. The appropriate % adjustment should be made in accordance with the scale for contract size adjustment specified under section 6 of the RCG 2021 Guidance notes. The currency ERC rates are set at £4m (Four Million Pounds) @ 1st April 2019 (AVD) for the RCG 2021 Publication. | Factory Buildings - Process Heavy, Insulated | - | 2 | TRUE
1718 | 41R02T | 5323 | 41R02T | Factory buildings process | Heavy - uninsulated | Sheet metal cladding | <= 500m² | Eaves ht - 8.5m | Building Construction : - Foundations : Concrete pad and strip foundations with 250mm mesh reinforced concrete floor Frame : Heavy steel frame Upper Floors : None Roof : Single skin profiled protected metal, fixed to steel purlins with plastic headed screws, translucent sheet glazing, rainwater gutters, downpipes and drainage. External Walls : Brick cavity infill to 2.0m; single skin profiled protected metal cladding, fixed to horizontal steel rails with plastic headed screws, translucent sheet glazing; access doors goods/personnel. Windows and Doors : Internal Walls : Internal Finishes : Building Services : Electric light and power, water laid on, toilets, unheated External Works : Drainage to the curtilage Accommodation : Single storey uninsulated heavy process factory building | Location Adjustment Applicable (See Guidance Notes) - ERC = UK mean of 1.00 | (BEAMS Note 2) The ERC for this item should be added to all other rateable items on the hereditament (except land). Therefore the total of the ERC of the other Building Items and the P&M ERC (where applicable) to enable the correct contract size adjustment to be made. ERC of Building Component + ERC of P&M = Total ERC to which contract size adjustment should be applied. The appropriate % adjustment should be made in accordance with the scale for contract size adjustment specified under section 6 of the RCG 2023 Guidance notes. The currency ERC rates are set at £4m (Four Million Pounds) @ 1st April 2021 (AVD) for the RCG 2023 Publication. | Costs exclude external works. | - | - | - | The plant and machinery listed in the description has been included in this costing. | - | - | Factory Buildings - Process Heavy, Insulated | - | 10088 |  | - | - | NA | NA | NA | 393.64 | Option 1 | 488.0365 | 23.98% | 0 | 0 | -100% | -100% | 0 | -100% | Redirected | NA | VOA_GPN_GOV_UK\7246041 | 2019-08-30 | Low | - | - | Redirected, low risk | NA | - | NA | SPONS A&B | NA | (BEAMS Note 2) The ERC for this item should be added to all other rateable items on the hereditament (except land). Therefore the total of the ERC of the other Building Items and the P&M ERC (where applicable) to enable the correct contract size adjustment to be made. ERC of Building Component + ERC of P&M = Total ERC to which contract size adjustment should be applied. The appropriate % adjustment should be made in accordance with the scale for contract size adjustment specified under section 6 of the RCG 2021 Guidance notes. The currency ERC rates are set at £4m (Four Million Pounds) @ 1st April 2019 (AVD) for the RCG 2021 Publication. | Factory Buildings - Process Heavy, Insulated | - | 2 | TRUE
1719 | 41R02V | 5324 | 41R02V | Factory buildings process | Heavy - uninsulated | Sheet metal cladding | <= 500m² | Eaves ht - 9.0m | Building Construction : - Foundations : Concrete pad and strip foundations with 250mm mesh reinforced concrete floor Frame : Heavy steel frame Upper Floors : None Roof : Single skin profiled protected metal, fixed to steel purlins with plastic headed screws, translucent sheet glazing, rainwater gutters, downpipes and drainage. External Walls : Brick cavity infill to 2.0m; single skin profiled protected metal cladding, fixed to horizontal steel rails with plastic headed screws, translucent sheet glazing; access doors goods/personnel. Windows and Doors : Internal Walls : Internal Finishes : Building Services : Electric light and power, water laid on, toilets, unheated External Works : Drainage to the curtilage Accommodation : Single storey uninsulated heavy process factory building | Location Adjustment Applicable (See Guidance Notes) - ERC = UK mean of 1.00 | (BEAMS Note 2) The ERC for this item should be added to all other rateable items on the hereditament (except land). Therefore the total of the ERC of the other Building Items and the P&M ERC (where applicable) to enable the correct contract size adjustment to be made. ERC of Building Component + ERC of P&M = Total ERC to which contract size adjustment should be applied. The appropriate % adjustment should be made in accordance with the scale for contract size adjustment specified under section 6 of the RCG 2023 Guidance notes. The currency ERC rates are set at £4m (Four Million Pounds) @ 1st April 2021 (AVD) for the RCG 2023 Publication. | Costs exclude external works. | - | - | - | The plant and machinery listed in the description has been included in this costing. | - | - | Factory Buildings - Process Heavy, Insulated | - | 10088 |  | - | - | NA | NA | NA | 403.6348 | Option 1 | 500.428 | 23.98% | 0 | 0 | -100% | -100% | 0 | -100% | Redirected | NA | VOA_GPN_GOV_UK\7246041 | 2019-08-30 | Low | - | - | Redirected, low risk | NA | - | NA | SPONS A&B | NA | (BEAMS Note 2) The ERC for this item should be added to all other rateable items on the hereditament (except land). Therefore the total of the ERC of the other Building Items and the P&M ERC (where applicable) to enable the correct contract size adjustment to be made. ERC of Building Component + ERC of P&M = Total ERC to which contract size adjustment should be applied. The appropriate % adjustment should be made in accordance with the scale for contract size adjustment specified under section 6 of the RCG 2021 Guidance notes. The currency ERC rates are set at £4m (Four Million Pounds) @ 1st April 2019 (AVD) for the RCG 2021 Publication. | Factory Buildings - Process Heavy, Insulated | - | 2 | TRUE
1720 | 41R02X | 5325 | 41R02X | Factory buildings process | Heavy - uninsulated | Sheet metal cladding | <= 500m² | Eaves ht - 9.5m | Building Construction : - Foundations : Concrete pad and strip foundations with 250mm mesh reinforced concrete floor Frame : Heavy steel frame Upper Floors : None Roof : Single skin profiled protected metal, fixed to steel purlins with plastic headed screws, translucent sheet glazing, rainwater gutters, downpipes and drainage. External Walls : Brick cavity infill to 2.0m; single skin profiled protected metal cladding, fixed to horizontal steel rails with plastic headed screws, translucent sheet glazing; access doors goods/personnel. Windows and Doors : Internal Walls : Internal Finishes : Building Services : Electric light and power, water laid on, toilets, unheated External Works : Drainage to the curtilage Accommodation : Single storey uninsulated heavy process factory building | Location Adjustment Applicable (See Guidance Notes) - ERC = UK mean of 1.00 | (BEAMS Note 2) The ERC for this item should be added to all other rateable items on the hereditament (except land). Therefore the total of the ERC of the other Building Items and the P&M ERC (where applicable) to enable the correct contract size adjustment to be made. ERC of Building Component + ERC of P&M = Total ERC to which contract size adjustment should be applied. The appropriate % adjustment should be made in accordance with the scale for contract size adjustment specified under section 6 of the RCG 2023 Guidance notes. The currency ERC rates are set at £4m (Four Million Pounds) @ 1st April 2021 (AVD) for the RCG 2023 Publication. | Costs exclude external works. | - | - | - | The plant and machinery listed in the description has been included in this costing. | - | - | Factory Buildings - Process Heavy, Insulated | - | 10088 |  | - | - | NA | NA | NA | 412.8607 | Option 1 | 511.8664 | 23.98% | 0 | 0 | -100% | -100% | 0 | -100% | Redirected | NA | VOA_GPN_GOV_UK\7246041 | 2019-08-30 | Low | - | - | Redirected, low risk | NA | - | NA | SPONS A&B | NA | (BEAMS Note 2) The ERC for this item should be added to all other rateable items on the hereditament (except land). Therefore the total of the ERC of the other Building Items and the P&M ERC (where applicable) to enable the correct contract size adjustment to be made. ERC of Building Component + ERC of P&M = Total ERC to which contract size adjustment should be applied. The appropriate % adjustment should be made in accordance with the scale for contract size adjustment specified under section 6 of the RCG 2021 Guidance notes. The currency ERC rates are set at £4m (Four Million Pounds) @ 1st April 2019 (AVD) for the RCG 2021 Publication. | Factory Buildings - Process Heavy, Insulated | - | 2 | TRUE
1721 | 41R02Y | 5326 | 41R02Y | Factory buildings process | Heavy - uninsulated | Sheet metal cladding | <= 500m² | Eaves ht - 10.0m | Building Construction : - Foundations : Concrete pad and strip foundations with 250mm mesh reinforced concrete floor Frame : Heavy steel frame Upper Floors : None Roof : Single skin profiled protected metal, fixed to steel purlins with plastic headed screws, translucent sheet glazing, rainwater gutters, downpipes and drainage. External Walls : Brick cavity infill to 2.0m; single skin profiled protected metal cladding, fixed to horizontal steel rails with plastic headed screws, translucent sheet glazing; access doors goods/personnel. Windows and Doors : Internal Walls : Internal Finishes : Building Services : Electric light and power, water laid on, toilets, unheated External Works : Drainage to the curtilage Accommodation : Single storey uninsulated heavy process factory building | Location Adjustment Applicable (See Guidance Notes) - ERC = UK mean of 1.00 | (BEAMS Note 2) The ERC for this item should be added to all other rateable items on the hereditament (except land). Therefore the total of the ERC of the other Building Items and the P&M ERC (where applicable) to enable the correct contract size adjustment to be made. ERC of Building Component + ERC of P&M = Total ERC to which contract size adjustment should be applied. The appropriate % adjustment should be made in accordance with the scale for contract size adjustment specified under section 6 of the RCG 2023 Guidance notes. The currency ERC rates are set at £4m (Four Million Pounds) @ 1st April 2021 (AVD) for the RCG 2023 Publication. | Costs exclude external works. | - | - | - | The plant and machinery listed in the description has been included in this costing. | - | - | Factory Buildings - Process Heavy, Insulated | - | 10088 |  | - | - | NA | NA | NA | 422.0866 | Option 1 | 523.3048 | 23.98% | 0 | 0 | -100% | -100% | 0 | -100% | Redirected | NA | VOA_GPN_GOV_UK\7246041 | 2019-08-30 | Low | - | - | Redirected, low risk | NA | - | NA | SPONS A&B | NA | (BEAMS Note 2) The ERC for this item should be added to all other rateable items on the hereditament (except land). Therefore the total of the ERC of the other Building Items and the P&M ERC (where applicable) to enable the correct contract size adjustment to be made. ERC of Building Component + ERC of P&M = Total ERC to which contract size adjustment should be applied. The appropriate % adjustment should be made in accordance with the scale for contract size adjustment specified under section 6 of the RCG 2021 Guidance notes. The currency ERC rates are set at £4m (Four Million Pounds) @ 1st April 2019 (AVD) for the RCG 2021 Publication. | Factory Buildings - Process Heavy, Insulated | - | 2 | TRUE
1722 | 41R03A | 5327 | 41R03A | Factory buildings process | Heavy - uninsulated | Sheet metal cladding | <= 500m² | Eaves ht - 11.0m | Building Construction : - Foundations : Concrete pad and strip foundations with 250mm mesh reinforced concrete floor Frame : Heavy steel frame Upper Floors : None Roof : Single skin profiled protected metal, fixed to steel purlins with plastic headed screws, translucent sheet glazing, rainwater gutters, downpipes and drainage. External Walls : Brick cavity infill to 2.0m; single skin profiled protected metal cladding, fixed to horizontal steel rails with plastic headed screws, translucent sheet glazing; access doors goods/personnel. Windows and Doors : Internal Walls : Internal Finishes : Building Services : Electric light and power, water laid on, toilets, unheated External Works : Drainage to the curtilage Accommodation : Single storey uninsulated heavy process factory building | Location Adjustment Applicable (See Guidance Notes) - ERC = UK mean of 1.00 | (BEAMS Note 2) The ERC for this item should be added to all other rateable items on the hereditament (except land). Therefore the total of the ERC of the other Building Items and the P&M ERC (where applicable) to enable the correct contract size adjustment to be made. ERC of Building Component + ERC of P&M = Total ERC to which contract size adjustment should be applied. The appropriate % adjustment should be made in accordance with the scale for contract size adjustment specified under section 6 of the RCG 2023 Guidance notes. The currency ERC rates are set at £4m (Four Million Pounds) @ 1st April 2021 (AVD) for the RCG 2023 Publication. | Costs exclude external works. | - | - | - | The plant and machinery listed in the description has been included in this costing. | - | - | Factory Buildings - Process Heavy, Insulated | - | 10088 |  | - | - | NA | NA | NA | 441.3074 | Option 1 | 547.1347 | 23.98% | 0 | 0 | -100% | -100% | 0 | -100% | Redirected | NA | VOA_GPN_GOV_UK\7246041 | 2019-08-30 | Low | - | - | Redirected, low risk | NA | - | NA | SPONS A&B | NA | (BEAMS Note 2) The ERC for this item should be added to all other rateable items on the hereditament (except land). Therefore the total of the ERC of the other Building Items and the P&M ERC (where applicable) to enable the correct contract size adjustment to be made. ERC of Building Component + ERC of P&M = Total ERC to which contract size adjustment should be applied. The appropriate % adjustment should be made in accordance with the scale for contract size adjustment specified under section 6 of the RCG 2021 Guidance notes. The currency ERC rates are set at £4m (Four Million Pounds) @ 1st April 2019 (AVD) for the RCG 2021 Publication. | Factory Buildings - Process Heavy, Insulated | - | 2 | TRUE
1723 | 41R03F | 5328 | 41R03F | Factory buildings process | Heavy - uninsulated | Sheet metal cladding | <= 500m² | Eaves ht - 12.0m | Building Construction : - Foundations : Concrete pad and strip foundations with 250mm mesh reinforced concrete floor Frame : Heavy steel frame Upper Floors : None Roof : Single skin profiled protected metal, fixed to steel purlins with plastic headed screws, translucent sheet glazing, rainwater gutters, downpipes and drainage. External Walls : Brick cavity infill to 2.0m; single skin profiled protected metal cladding, fixed to horizontal steel rails with plastic headed screws, translucent sheet glazing; access doors goods/personnel. Windows and Doors : Internal Walls : Internal Finishes : Building Services : Electric light and power, water laid on, toilets, unheated External Works : Drainage to the curtilage Accommodation : Single storey uninsulated heavy process factory building | Location Adjustment Applicable (See Guidance Notes) - ERC = UK mean of 1.00 | (BEAMS Note 2) The ERC for this item should be added to all other rateable items on the hereditament (except land). Therefore the total of the ERC of the other Building Items and the P&M ERC (where applicable) to enable the correct contract size adjustment to be made. ERC of Building Component + ERC of P&M = Total ERC to which contract size adjustment should be applied. The appropriate % adjustment should be made in accordance with the scale for contract size adjustment specified under section 6 of the RCG 2023 Guidance notes. The currency ERC rates are set at £4m (Four Million Pounds) @ 1st April 2021 (AVD) for the RCG 2023 Publication. | Costs exclude external works. | - | - | - | The plant and machinery listed in the description has been included in this costing. | - | - | Factory Buildings - Process Heavy, Insulated | - | 10088 |  | - | - | NA | NA | NA | 460.5281 | Option 1 | 570.9646 | 23.98% | 0 | 0 | -100% | -100% | 0 | -100% | Redirected | NA | VOA_GPN_GOV_UK\7246041 | 2019-08-30 | Low | - | - | Redirected, low risk | NA | - | NA | SPONS A&B | NA | (BEAMS Note 2) The ERC for this item should be added to all other rateable items on the hereditament (except land). Therefore the total of the ERC of the other Building Items and the P&M ERC (where applicable) to enable the correct contract size adjustment to be made. ERC of Building Component + ERC of P&M = Total ERC to which contract size adjustment should be applied. The appropriate % adjustment should be made in accordance with the scale for contract size adjustment specified under section 6 of the RCG 2021 Guidance notes. The currency ERC rates are set at £4m (Four Million Pounds) @ 1st April 2019 (AVD) for the RCG 2021 Publication. | Factory Buildings - Process Heavy, Insulated | - | 2 | TRUE
1724 | 41R03G | 5329 | 41R03G | Factory buildings process | Heavy - uninsulated | Sheet metal cladding | <= 500m² | Eaves ht - 13.0m | Building Construction : - Foundations : Concrete pad and strip foundations with 250mm mesh reinforced concrete floor Frame : Heavy steel frame Upper Floors : None Roof : Single skin profiled protected metal, fixed to steel purlins with plastic headed screws, translucent sheet glazing, rainwater gutters, downpipes and drainage. External Walls : Brick cavity infill to 2.0m; single skin profiled protected metal cladding, fixed to horizontal steel rails with plastic headed screws, translucent sheet glazing; access doors goods/personnel. Windows and Doors : Internal Walls : Internal Finishes : Building Services : Electric light and power, water laid on, toilets, unheated External Works : Drainage to the curtilage Accommodation : Single storey uninsulated heavy process factory building | Location Adjustment Applicable (See Guidance Notes) - ERC = UK mean of 1.00 | (BEAMS Note 2) The ERC for this item should be added to all other rateable items on the hereditament (except land). Therefore the total of the ERC of the other Building Items and the P&M ERC (where applicable) to enable the correct contract size adjustment to be made. ERC of Building Component + ERC of P&M = Total ERC to which contract size adjustment should be applied. The appropriate % adjustment should be made in accordance with the scale for contract size adjustment specified under section 6 of the RCG 2023 Guidance notes. The currency ERC rates are set at £4m (Four Million Pounds) @ 1st April 2021 (AVD) for the RCG 2023 Publication. | Costs exclude external works. | - | - | - | The plant and machinery listed in the description has been included in this costing. | - | - | Factory Buildings - Process Heavy, Insulated | - | 10088 |  | - | - | NA | NA | NA | 478.9799 | Option 1 | 593.8413 | 23.98% | 0 | 0 | -100% | -100% | 0 | -100% | Redirected | NA | VOA_GPN_GOV_UK\7246041 | 2019-08-30 | Low | - | - | Redirected, low risk | NA | - | NA | SPONS A&B | NA | (BEAMS Note 2) The ERC for this item should be added to all other rateable items on the hereditament (except land). Therefore the total of the ERC of the other Building Items and the P&M ERC (where applicable) to enable the correct contract size adjustment to be made. ERC of Building Component + ERC of P&M = Total ERC to which contract size adjustment should be applied. The appropriate % adjustment should be made in accordance with the scale for contract size adjustment specified under section 6 of the RCG 2021 Guidance notes. The currency ERC rates are set at £4m (Four Million Pounds) @ 1st April 2019 (AVD) for the RCG 2021 Publication. | Factory Buildings - Process Heavy, Insulated | - | 2 | TRUE
1725 | 41R03H | 5330 | 41R03H | Factory buildings process | Heavy - uninsulated | Sheet metal cladding | <= 500m² | Eaves ht - 14.0m | Building Construction : - Foundations : Concrete pad and strip foundations with 250mm mesh reinforced concrete floor Frame : Heavy steel frame Upper Floors : None Roof : Single skin profiled protected metal, fixed to steel purlins with plastic headed screws, translucent sheet glazing, rainwater gutters, downpipes and drainage. External Walls : Brick cavity infill to 2.0m; single skin profiled protected metal cladding, fixed to horizontal steel rails with plastic headed screws, translucent sheet glazing; access doors goods/personnel. Windows and Doors : Internal Walls : Internal Finishes : Building Services : Electric light and power, water laid on, toilets, unheated External Works : Drainage to the curtilage Accommodation : Single storey uninsulated heavy process factory building | Location Adjustment Applicable (See Guidance Notes) - ERC = UK mean of 1.00 | (BEAMS Note 2) The ERC for this item should be added to all other rateable items on the hereditament (except land). Therefore the total of the ERC of the other Building Items and the P&M ERC (where applicable) to enable the correct contract size adjustment to be made. ERC of Building Component + ERC of P&M = Total ERC to which contract size adjustment should be applied. The appropriate % adjustment should be made in accordance with the scale for contract size adjustment specified under section 6 of the RCG 2023 Guidance notes. The currency ERC rates are set at £4m (Four Million Pounds) @ 1st April 2021 (AVD) for the RCG 2023 Publication. | Costs exclude external works. | - | - | - | The plant and machinery listed in the description has been included in this costing. | - | - | Factory Buildings - Process Heavy, Insulated | - | 10088 |  | - | - | NA | NA | NA | 498.2006 | Option 1 | 617.6712 | 23.98% | 0 | 0 | -100% | -100% | 0 | -100% | Redirected | NA | VOA_GPN_GOV_UK\7246041 | 2019-08-30 | Low | - | - | Redirected, low risk | NA | - | NA | SPONS A&B | NA | (BEAMS Note 2) The ERC for this item should be added to all other rateable items on the hereditament (except land). Therefore the total of the ERC of the other Building Items and the P&M ERC (where applicable) to enable the correct contract size adjustment to be made. ERC of Building Component + ERC of P&M = Total ERC to which contract size adjustment should be applied. The appropriate % adjustment should be made in accordance with the scale for contract size adjustment specified under section 6 of the RCG 2021 Guidance notes. The currency ERC rates are set at £4m (Four Million Pounds) @ 1st April 2019 (AVD) for the RCG 2021 Publication. | Factory Buildings - Process Heavy, Insulated | - | 2 | TRUE
1726 | 41R03K | 5344 | 41R03K | Factory buildings process | Heavy - uninsulated | Sheet metal cladding | <= 500m² | Eaves ht - 15.0m | Building Construction : - Foundations : Concrete pad and strip foundations with 250mm mesh reinforced concrete floor Frame : Heavy steel frame Upper Floors : None Roof : Single skin profiled protected metal, fixed to steel purlins with plastic headed screws, translucent sheet glazing, rainwater gutters, downpipes and drainage. External Walls : Brick cavity infill to 2.0m; single skin profiled protected metal cladding, fixed to horizontal steel rails with plastic headed screws, translucent sheet glazing; access doors goods/personnel. Windows and Doors : Internal Walls : Internal Finishes : Building Services : Electric light and power, water laid on, toilets, unheated External Works : Drainage to the curtilage Accommodation : Single storey uninsulated heavy process factory building | Location Adjustment Applicable (See Guidance Notes) - ERC = UK mean of 1.00 | (BEAMS Note 2) The ERC for this item should be added to all other rateable items on the hereditament (except land). Therefore the total of the ERC of the other Building Items and the P&M ERC (where applicable) to enable the correct contract size adjustment to be made. ERC of Building Component + ERC of P&M = Total ERC to which contract size adjustment should be applied. The appropriate % adjustment should be made in accordance with the scale for contract size adjustment specified under section 6 of the RCG 2023 Guidance notes. The currency ERC rates are set at £4m (Four Million Pounds) @ 1st April 2021 (AVD) for the RCG 2023 Publication. | Costs exclude external works. | - | - | - | The plant and machinery listed in the description has been included in this costing. | - | - | Factory Buildings - Process Heavy, Insulated | - | 10088 |  | - | - | NA | NA | NA | 517.4213 | Option 1 | 641.5011 | 23.98% | 0 | 0 | -100% | -100% | 0 | -100% | Redirected | NA | VOA_GPN_GOV_UK\7246041 | 2019-08-30 | Low | - | - | Redirected, low risk | NA | - | NA | SPONS A&B | NA | (BEAMS Note 2) The ERC for this item should be added to all other rateable items on the hereditament (except land). Therefore the total of the ERC of the other Building Items and the P&M ERC (where applicable) to enable the correct contract size adjustment to be made. ERC of Building Component + ERC of P&M = Total ERC to which contract size adjustment should be applied. The appropriate % adjustment should be made in accordance with the scale for contract size adjustment specified under section 6 of the RCG 2021 Guidance notes. The currency ERC rates are set at £4m (Four Million Pounds) @ 1st April 2019 (AVD) for the RCG 2021 Publication. | Factory Buildings - Process Heavy, Insulated | - | 2 | TRUE
1727 | 41R04A | 5345 | 41R04A | Factory buildings process | Heavy - uninsulated | Sheet metal cladding | 501m² - 1000m² | Eaves ht - 3.0m | Building Construction : - Foundations : Concrete pad and strip foundations with 250mm mesh reinforced concrete floor Frame : Heavy steel frame Upper Floors : None Roof : Single skin profiled protected metal, fixed to steel purlins with plastic headed screws, translucent sheet glazing, rainwater gutters, downpipes and drainage. External Walls : Brick cavity infill to 2.0m; single skin profiled protected metal cladding, fixed to horizontal steel rails with plastic headed screws, translucent sheet glazing; access doors goods/personnel. Windows and Doors : Internal Walls : Internal Finishes : Building Services : Electric light and power, water laid on, toilets, unheated External Works : Drainage to the curtilage Accommodation : Single storey uninsulated heavy process factory building | Location Adjustment Applicable (See Guidance Notes) - ERC = UK mean of 1.00 | (BEAMS Note 2) The ERC for this item should be added to all other rateable items on the hereditament (except land). Therefore the total of the ERC of the other Building Items and the P&M ERC (where applicable) to enable the correct contract size adjustment to be made. ERC of Building Component + ERC of P&M = Total ERC to which contract size adjustment should be applied. The appropriate % adjustment should be made in accordance with the scale for contract size adjustment specified under section 6 of the RCG 2023 Guidance notes. The currency ERC rates are set at £4m (Four Million Pounds) @ 1st April 2021 (AVD) for the RCG 2023 Publication. | Costs exclude external works. | - | - | - | - | The plant and machinery listed in the description has been included in this costing. | - | Factory Buildings - Process Heavy, Insulated | - | 10089 |  | - | - | NA | NA | NA | 242.1809 | Option 1 | 300.2568 | 23.98% | 0 | 0 | -100% | -100% | 0 | -100% | Redirected | NA | VOA_GPN_GOV_UK\7246041 | 2019-08-30 | Low | - | - | Redirected, low risk | NA | - | NA | SPONS A&B | NA | (BEAMS Note 2) The ERC for this item should be added to all other rateable items on the hereditament (except land). Therefore the total of the ERC of the other Building Items and the P&M ERC (where applicable) to enable the correct contract size adjustment to be made. ERC of Building Component + ERC of P&M = Total ERC to which contract size adjustment should be applied. The appropriate % adjustment should be made in accordance with the scale for contract size adjustment specified under section 6 of the RCG 2021 Guidance notes. The currency ERC rates are set at £4m (Four Million Pounds) @ 1st April 2019 (AVD) for the RCG 2021 Publication. | Factory Buildings - Process Heavy, Insulated | - | 2 | TRUE
1728 | 41R04B | 5346 | 41R04B | Factory buildings process | Heavy - uninsulated | Sheet metal cladding | 501m² - 1000m² | Eaves ht - 3.5m | Building Construction : - Foundations : Concrete pad and strip foundations with 250mm mesh reinforced concrete floor Frame : Heavy steel frame Upper Floors : None Roof : Single skin profiled protected metal, fixed to steel purlins with plastic headed screws, translucent sheet glazing, rainwater gutters, downpipes and drainage. External Walls : Brick cavity infill to 2.0m; single skin profiled protected metal cladding, fixed to horizontal steel rails with plastic headed screws, translucent sheet glazing; access doors goods/personnel. Windows and Doors : Internal Walls : Internal Finishes : Building Services : Electric light and power, water laid on, toilets, unheated External Works : Drainage to the curtilage Accommodation : Single storey uninsulated heavy process factory building | Location Adjustment Applicable (See Guidance Notes) - ERC = UK mean of 1.00 | (BEAMS Note 2) The ERC for this item should be added to all other rateable items on the hereditament (except land). Therefore the total of the ERC of the other Building Items and the P&M ERC (where applicable) to enable the correct contract size adjustment to be made. ERC of Building Component + ERC of P&M = Total ERC to which contract size adjustment should be applied. The appropriate % adjustment should be made in accordance with the scale for contract size adjustment specified under section 6 of the RCG 2023 Guidance notes. The currency ERC rates are set at £4m (Four Million Pounds) @ 1st April 2021 (AVD) for the RCG 2023 Publication. | Costs exclude external works. | - | - | - | - | The plant and machinery listed in the description has been included in this costing. | - | Factory Buildings - Process Heavy, Insulated | - | 10089 |  | - | - | NA | NA | NA | 246.7938 | Option 1 | 305.976 | 23.98% | 0 | 0 | -100% | -100% | 0 | -100% | Redirected | NA | VOA_GPN_GOV_UK\7246041 | 2019-08-30 | Low | - | - | Redirected, low risk | NA | - | NA | SPONS A&B | NA | (BEAMS Note 2) The ERC for this item should be added to all other rateable items on the hereditament (except land). Therefore the total of the ERC of the other Building Items and the P&M ERC (where applicable) to enable the correct contract size adjustment to be made. ERC of Building Component + ERC of P&M = Total ERC to which contract size adjustment should be applied. The appropriate % adjustment should be made in accordance with the scale for contract size adjustment specified under section 6 of the RCG 2021 Guidance notes. The currency ERC rates are set at £4m (Four Million Pounds) @ 1st April 2019 (AVD) for the RCG 2021 Publication. | Factory Buildings - Process Heavy, Insulated | - | 2 | TRUE
1729 | 41R04C | 5347 | 41R04C | Factory buildings process | Heavy - uninsulated | Sheet metal cladding | 501m² - 1000m² | Eaves ht - 4.0m | Building Construction : - Foundations : Concrete pad and strip foundations with 250mm mesh reinforced concrete floor Frame : Heavy steel frame Upper Floors : None Roof : Single skin profiled protected metal, fixed to steel purlins with plastic headed screws, translucent sheet glazing, rainwater gutters, downpipes and drainage. External Walls : Brick cavity infill to 2.0m; single skin profiled protected metal cladding, fixed to horizontal steel rails with plastic headed screws, translucent sheet glazing; access doors goods/personnel. Windows and Doors : Internal Walls : Internal Finishes : Building Services : Electric light and power, water laid on, toilets, unheated External Works : Drainage to the curtilage Accommodation : Single storey uninsulated heavy process factory building | Location Adjustment Applicable (See Guidance Notes) - ERC = UK mean of 1.00 | (BEAMS Note 2) The ERC for this item should be added to all other rateable items on the hereditament (except land). Therefore the total of the ERC of the other Building Items and the P&M ERC (where applicable) to enable the correct contract size adjustment to be made. ERC of Building Component + ERC of P&M = Total ERC to which contract size adjustment should be applied. The appropriate % adjustment should be made in accordance with the scale for contract size adjustment specified under section 6 of the RCG 2023 Guidance notes. The currency ERC rates are set at £4m (Four Million Pounds) @ 1st April 2021 (AVD) for the RCG 2023 Publication. | Costs exclude external works. | - | - | - | - | The plant and machinery listed in the description has been included in this costing. | - | Factory Buildings - Process Heavy, Insulated | - | 10089 |  | - | - | NA | NA | NA | 252.1756 | Option 1 | 312.6484 | 23.98% | 0 | 0 | -100% | -100% | 0 | -100% | Redirected | NA | VOA_GPN_GOV_UK\7246041 | 2019-08-30 | Low | - | - | Redirected, low risk | NA | - | NA | SPONS A&B | NA | (BEAMS Note 2) The ERC for this item should be added to all other rateable items on the hereditament (except land). Therefore the total of the ERC of the other Building Items and the P&M ERC (where applicable) to enable the correct contract size adjustment to be made. ERC of Building Component + ERC of P&M = Total ERC to which contract size adjustment should be applied. The appropriate % adjustment should be made in accordance with the scale for contract size adjustment specified under section 6 of the RCG 2021 Guidance notes. The currency ERC rates are set at £4m (Four Million Pounds) @ 1st April 2019 (AVD) for the RCG 2021 Publication. | Factory Buildings - Process Heavy, Insulated | - | 2 | TRUE
1730 | 41R04E | 5348 | 41R04E | Factory buildings process | Heavy - uninsulated | Sheet metal cladding | 501m² - 1000m² | Eaves ht - 4.5m | Building Construction : - Foundations : Concrete pad and strip foundations with 250mm mesh reinforced concrete floor Frame : Heavy steel frame Upper Floors : None Roof : Single skin profiled protected metal, fixed to steel purlins with plastic headed screws, translucent sheet glazing, rainwater gutters, downpipes and drainage. External Walls : Brick cavity infill to 2.0m; single skin profiled protected metal cladding, fixed to horizontal steel rails with plastic headed screws, translucent sheet glazing; access doors goods/personnel. Windows and Doors : Internal Walls : Internal Finishes : Building Services : Electric light and power, water laid on, toilets, unheated External Works : Drainage to the curtilage Accommodation : Single storey uninsulated heavy process factory building | Location Adjustment Applicable (See Guidance Notes) - ERC = UK mean of 1.00 | (BEAMS Note 2) The ERC for this item should be added to all other rateable items on the hereditament (except land). Therefore the total of the ERC of the other Building Items and the P&M ERC (where applicable) to enable the correct contract size adjustment to be made. ERC of Building Component + ERC of P&M = Total ERC to which contract size adjustment should be applied. The appropriate % adjustment should be made in accordance with the scale for contract size adjustment specified under section 6 of the RCG 2023 Guidance notes. The currency ERC rates are set at £4m (Four Million Pounds) @ 1st April 2021 (AVD) for the RCG 2023 Publication. | Costs exclude external works. | - | - | - | - | The plant and machinery listed in the description has been included in this costing. | - | Factory Buildings - Process Heavy, Insulated | - | 10089 |  | - | - | NA | NA | NA | 256.7886 | Option 1 | 318.3676 | 23.98% | 0 | 0 | -100% | -100% | 0 | -100% | Redirected | NA | VOA_GPN_GOV_UK\7246041 | 2019-08-30 | Low | - | - | Redirected, low risk | NA | - | NA | SPONS A&B | NA | (BEAMS Note 2) The ERC for this item should be added to all other rateable items on the hereditament (except land). Therefore the total of the ERC of the other Building Items and the P&M ERC (where applicable) to enable the correct contract size adjustment to be made. ERC of Building Component + ERC of P&M = Total ERC to which contract size adjustment should be applied. The appropriate % adjustment should be made in accordance with the scale for contract size adjustment specified under section 6 of the RCG 2021 Guidance notes. The currency ERC rates are set at £4m (Four Million Pounds) @ 1st April 2019 (AVD) for the RCG 2021 Publication. | Factory Buildings - Process Heavy, Insulated | - | 2 | TRUE
1731 | 41R04F | 5349 | 41R04F | Factory buildings process | Heavy - uninsulated | Sheet metal cladding | 501m² - 1000m² | Eaves ht - 5.0m | Building Construction : - Foundations : Concrete pad and strip foundations with 250mm mesh reinforced concrete floor Frame : Heavy steel frame Upper Floors : None Roof : Single skin profiled protected metal, fixed to steel purlins with plastic headed screws, translucent sheet glazing, rainwater gutters, downpipes and drainage. External Walls : Brick cavity infill to 2.0m; single skin profiled protected metal cladding, fixed to horizontal steel rails with plastic headed screws, translucent sheet glazing; access doors goods/personnel. Windows and Doors : Internal Walls : Internal Finishes : Building Services : Electric light and power, water laid on, toilets, unheated External Works : Drainage to the curtilage Accommodation : Single storey uninsulated heavy process factory building | Location Adjustment Applicable (See Guidance Notes) - ERC = UK mean of 1.00 | (BEAMS Note 2) The ERC for this item should be added to all other rateable items on the hereditament (except land). Therefore the total of the ERC of the other Building Items and the P&M ERC (where applicable) to enable the correct contract size adjustment to be made. ERC of Building Component + ERC of P&M = Total ERC to which contract size adjustment should be applied. The appropriate % adjustment should be made in accordance with the scale for contract size adjustment specified under section 6 of the RCG 2023 Guidance notes. The currency ERC rates are set at £4m (Four Million Pounds) @ 1st April 2021 (AVD) for the RCG 2023 Publication. | Costs exclude external works. | - | - | - | - | The plant and machinery listed in the description has been included in this costing. | - | Factory Buildings - Process Heavy, Insulated | - | 10089 |  | - | - | NA | NA | NA | 262.1704 | Option 1 | 325.0399 | 23.98% | 0 | 0 | -100% | -100% | 0 | -100% | Redirected | NA | VOA_GPN_GOV_UK\7246041 | 2019-08-30 | Low | - | - | Redirected, low risk | NA | - | NA | SPONS A&B | NA | (BEAMS Note 2) The ERC for this item should be added to all other rateable items on the hereditament (except land). Therefore the total of the ERC of the other Building Items and the P&M ERC (where applicable) to enable the correct contract size adjustment to be made. ERC of Building Component + ERC of P&M = Total ERC to which contract size adjustment should be applied. The appropriate % adjustment should be made in accordance with the scale for contract size adjustment specified under section 6 of the RCG 2021 Guidance notes. The currency ERC rates are set at £4m (Four Million Pounds) @ 1st April 2019 (AVD) for the RCG 2021 Publication. | Factory Buildings - Process Heavy, Insulated | - | 2 | TRUE
1732 | 41R04G | 5350 | 41R04G | Factory buildings process | Heavy - uninsulated | Sheet metal cladding | 501m² - 1000m² | Eaves ht - 5.5m | Building Construction : - Foundations : Concrete pad and strip foundations with 250mm mesh reinforced concrete floor Frame : Heavy steel frame Upper Floors : None Roof : Single skin profiled protected metal, fixed to steel purlins with plastic headed screws, translucent sheet glazing, rainwater gutters, downpipes and drainage. External Walls : Brick cavity infill to 2.0m; single skin profiled protected metal cladding, fixed to horizontal steel rails with plastic headed screws, translucent sheet glazing; access doors goods/personnel. Windows and Doors : Internal Walls : Internal Finishes : Building Services : Electric light and power, water laid on, toilets, unheated External Works : Drainage to the curtilage Accommodation : Single storey uninsulated heavy process factory building | Location Adjustment Applicable (See Guidance Notes) - ERC = UK mean of 1.00 | (BEAMS Note 2) The ERC for this item should be added to all other rateable items on the hereditament (except land). Therefore the total of the ERC of the other Building Items and the P&M ERC (where applicable) to enable the correct contract size adjustment to be made. ERC of Building Component + ERC of P&M = Total ERC to which contract size adjustment should be applied. The appropriate % adjustment should be made in accordance with the scale for contract size adjustment specified under section 6 of the RCG 2023 Guidance notes. The currency ERC rates are set at £4m (Four Million Pounds) @ 1st April 2021 (AVD) for the RCG 2023 Publication. | Costs exclude external works. | - | - | - | - | The plant and machinery listed in the description has been included in this costing. | - | Factory Buildings - Process Heavy, Insulated | - | 10089 |  | - | - | NA | NA | NA | 284.4664 | Option 1 | 352.6826 | 23.98% | 0 | 0 | -100% | -100% | 0 | -100% | Redirected | NA | VOA_GPN_GOV_UK\7246041 | 2019-08-30 | Low | - | - | Redirected, low risk | NA | - | NA | SPONS A&B | NA | (BEAMS Note 2) The ERC for this item should be added to all other rateable items on the hereditament (except land). Therefore the total of the ERC of the other Building Items and the P&M ERC (where applicable) to enable the correct contract size adjustment to be made. ERC of Building Component + ERC of P&M = Total ERC to which contract size adjustment should be applied. The appropriate % adjustment should be made in accordance with the scale for contract size adjustment specified under section 6 of the RCG 2021 Guidance notes. The currency ERC rates are set at £4m (Four Million Pounds) @ 1st April 2019 (AVD) for the RCG 2021 Publication. | Factory Buildings - Process Heavy, Insulated | - | 2 | TRUE
1733 | 41R04H | 5351 | 41R04H | Factory buildings process | Heavy - uninsulated | Sheet metal cladding | 501m² - 1000m² | Eaves ht - 6.0m | Building Construction : - Foundations : Concrete pad and strip foundations with 250mm mesh reinforced concrete floor Frame : Heavy steel frame Upper Floors : None Roof : Single skin profiled protected metal, fixed to steel purlins with plastic headed screws, translucent sheet glazing, rainwater gutters, downpipes and drainage. External Walls : Brick cavity infill to 2.0m; single skin profiled protected metal cladding, fixed to horizontal steel rails with plastic headed screws, translucent sheet glazing; access doors goods/personnel. Windows and Doors : Internal Walls : Internal Finishes : Building Services : Electric light and power, water laid on, toilets, unheated External Works : Drainage to the curtilage Accommodation : Single storey uninsulated heavy process factory building | Location Adjustment Applicable (See Guidance Notes) - ERC = UK mean of 1.00 | (BEAMS Note 2) The ERC for this item should be added to all other rateable items on the hereditament (except land). Therefore the total of the ERC of the other Building Items and the P&M ERC (where applicable) to enable the correct contract size adjustment to be made. ERC of Building Component + ERC of P&M = Total ERC to which contract size adjustment should be applied. The appropriate % adjustment should be made in accordance with the scale for contract size adjustment specified under section 6 of the RCG 2023 Guidance notes. The currency ERC rates are set at £4m (Four Million Pounds) @ 1st April 2021 (AVD) for the RCG 2023 Publication. | Costs exclude external works. | - | - | - | - | The plant and machinery listed in the description has been included in this costing. | - | Factory Buildings - Process Heavy, Insulated | - | 10089 |  | - | - | NA | NA | NA | 290.617 | Option 1 | 360.3082 | 23.98% | 0 | 0 | -100% | -100% | 0 | -100% | Redirected | NA | VOA_GPN_GOV_UK\7246041 | 2019-08-30 | Low | - | - | Redirected, low risk | NA | - | NA | SPONS A&B | NA | (BEAMS Note 2) The ERC for this item should be added to all other rateable items on the hereditament (except land). Therefore the total of the ERC of the other Building Items and the P&M ERC (where applicable) to enable the correct contract size adjustment to be made. ERC of Building Component + ERC of P&M = Total ERC to which contract size adjustment should be applied. The appropriate % adjustment should be made in accordance with the scale for contract size adjustment specified under section 6 of the RCG 2021 Guidance notes. The currency ERC rates are set at £4m (Four Million Pounds) @ 1st April 2019 (AVD) for the RCG 2021 Publication. | Factory Buildings - Process Heavy, Insulated | - | 2 | TRUE
1734 | 41R04J | 5352 | 41R04J | Factory buildings process | Heavy - uninsulated | Sheet metal cladding | 501m² - 1000m² | Eaves ht - 6.5m | Building Construction : - Foundations : Concrete pad and strip foundations with 250mm mesh reinforced concrete floor Frame : Heavy steel frame Upper Floors : None Roof : Single skin profiled protected metal, fixed to steel purlins with plastic headed screws, translucent sheet glazing, rainwater gutters, downpipes and drainage. External Walls : Brick cavity infill to 2.0m; single skin profiled protected metal cladding, fixed to horizontal steel rails with plastic headed screws, translucent sheet glazing; access doors goods/personnel. Windows and Doors : Internal Walls : Internal Finishes : Building Services : Electric light and power, water laid on, toilets, unheated External Works : Drainage to the curtilage Accommodation : Single storey uninsulated heavy process factory building | Location Adjustment Applicable (See Guidance Notes) - ERC = UK mean of 1.00 | (BEAMS Note 2) The ERC for this item should be added to all other rateable items on the hereditament (except land). Therefore the total of the ERC of the other Building Items and the P&M ERC (where applicable) to enable the correct contract size adjustment to be made. ERC of Building Component + ERC of P&M = Total ERC to which contract size adjustment should be applied. The appropriate % adjustment should be made in accordance with the scale for contract size adjustment specified under section 6 of the RCG 2023 Guidance notes. The currency ERC rates are set at £4m (Four Million Pounds) @ 1st April 2021 (AVD) for the RCG 2023 Publication. | Costs exclude external works. | - | - | - | - | The plant and machinery listed in the description has been included in this costing. | - | Factory Buildings - Process Heavy, Insulated | - | 10089 |  | - | - | NA | NA | NA | 296.7677 | Option 1 | 367.9338 | 23.98% | 0 | 0 | -100% | -100% | 0 | -100% | Redirected | NA | VOA_GPN_GOV_UK\7246041 | 2019-08-30 | Low | - | - | Redirected, low risk | NA | - | NA | SPONS A&B | NA | (BEAMS Note 2) The ERC for this item should be added to all other rateable items on the hereditament (except land). Therefore the total of the ERC of the other Building Items and the P&M ERC (where applicable) to enable the correct contract size adjustment to be made. ERC of Building Component + ERC of P&M = Total ERC to which contract size adjustment should be applied. The appropriate % adjustment should be made in accordance with the scale for contract size adjustment specified under section 6 of the RCG 2021 Guidance notes. The currency ERC rates are set at £4m (Four Million Pounds) @ 1st April 2019 (AVD) for the RCG 2021 Publication. | Factory Buildings - Process Heavy, Insulated | - | 2 | TRUE
1735 | 41R04L | 5353 | 41R04L | Factory buildings process | Heavy - uninsulated | Sheet metal cladding | 501m² - 1000m² | Eaves ht - 7.0m | Building Construction : - Foundations : Concrete pad and strip foundations with 250mm mesh reinforced concrete floor Frame : Heavy steel frame Upper Floors : None Roof : Single skin profiled protected metal, fixed to steel purlins with plastic headed screws, translucent sheet glazing, rainwater gutters, downpipes and drainage. External Walls : Brick cavity infill to 2.0m; single skin profiled protected metal cladding, fixed to horizontal steel rails with plastic headed screws, translucent sheet glazing; access doors goods/personnel. Windows and Doors : Internal Walls : Internal Finishes : Building Services : Electric light and power, water laid on, toilets, unheated External Works : Drainage to the curtilage Accommodation : Single storey uninsulated heavy process factory building | Location Adjustment Applicable (See Guidance Notes) - ERC = UK mean of 1.00 | (BEAMS Note 2) The ERC for this item should be added to all other rateable items on the hereditament (except land). Therefore the total of the ERC of the other Building Items and the P&M ERC (where applicable) to enable the correct contract size adjustment to be made. ERC of Building Component + ERC of P&M = Total ERC to which contract size adjustment should be applied. The appropriate % adjustment should be made in accordance with the scale for contract size adjustment specified under section 6 of the RCG 2023 Guidance notes. The currency ERC rates are set at £4m (Four Million Pounds) @ 1st April 2021 (AVD) for the RCG 2023 Publication. | Costs exclude external works. | - | - | - | - | The plant and machinery listed in the description has been included in this costing. | - | Factory Buildings - Process Heavy, Insulated | - | 10089 |  | - | - | NA | NA | NA | 302.9183 | Option 1 | 375.5593 | 23.98% | 0 | 0 | -100% | -100% | 0 | -100% | Redirected | NA | VOA_GPN_GOV_UK\7246041 | 2019-08-30 | Low | - | - | Redirected, low risk | NA | - | NA | SPONS A&B | NA | (BEAMS Note 2) The ERC for this item should be added to all other rateable items on the hereditament (except land). Therefore the total of the ERC of the other Building Items and the P&M ERC (where applicable) to enable the correct contract size adjustment to be made. ERC of Building Component + ERC of P&M = Total ERC to which contract size adjustment should be applied. The appropriate % adjustment should be made in accordance with the scale for contract size adjustment specified under section 6 of the RCG 2021 Guidance notes. The currency ERC rates are set at £4m (Four Million Pounds) @ 1st April 2019 (AVD) for the RCG 2021 Publication. | Factory Buildings - Process Heavy, Insulated | - | 2 | TRUE
1736 | 41R04M | 5354 | 41R04M | Factory buildings process | Heavy - uninsulated | Sheet metal cladding | 501m² - 1000m² | Eaves ht - 7.5m | Building Construction : - Foundations : Concrete pad and strip foundations with 250mm mesh reinforced concrete floor Frame : Heavy steel frame Upper Floors : None Roof : Single skin profiled protected metal, fixed to steel purlins with plastic headed screws, translucent sheet glazing, rainwater gutters, downpipes and drainage. External Walls : Brick cavity infill to 2.0m; single skin profiled protected metal cladding, fixed to horizontal steel rails with plastic headed screws, translucent sheet glazing; access doors goods/personnel. Windows and Doors : Internal Walls : Internal Finishes : Building Services : Electric light and power, water laid on, toilets, unheated External Works : Drainage to the curtilage Accommodation : Single storey uninsulated heavy process factory building | Location Adjustment Applicable (See Guidance Notes) - ERC = UK mean of 1.00 | (BEAMS Note 2) The ERC for this item should be added to all other rateable items on the hereditament (except land). Therefore the total of the ERC of the other Building Items and the P&M ERC (where applicable) to enable the correct contract size adjustment to be made. ERC of Building Component + ERC of P&M = Total ERC to which contract size adjustment should be applied. The appropriate % adjustment should be made in accordance with the scale for contract size adjustment specified under section 6 of the RCG 2023 Guidance notes. The currency ERC rates are set at £4m (Four Million Pounds) @ 1st April 2021 (AVD) for the RCG 2023 Publication. | Costs exclude external works. | - | - | - | - | The plant and machinery listed in the description has been included in this costing. | - | Factory Buildings - Process Heavy, Insulated | - | 10089 |  | - | - | NA | NA | NA | 309.0689 | Option 1 | 383.1849 | 23.98% | 0 | 0 | -100% | -100% | 0 | -100% | Redirected | NA | VOA_GPN_GOV_UK\7246041 | 2019-08-30 | Low | - | - | Redirected, low risk | NA | - | NA | SPONS A&B | NA | (BEAMS Note 2) The ERC for this item should be added to all other rateable items on the hereditament (except land). Therefore the total of the ERC of the other Building Items and the P&M ERC (where applicable) to enable the correct contract size adjustment to be made. ERC of Building Component + ERC of P&M = Total ERC to which contract size adjustment should be applied. The appropriate % adjustment should be made in accordance with the scale for contract size adjustment specified under section 6 of the RCG 2021 Guidance notes. The currency ERC rates are set at £4m (Four Million Pounds) @ 1st April 2019 (AVD) for the RCG 2021 Publication. | Factory Buildings - Process Heavy, Insulated | - | 2 | TRUE
1737 | 41R04P | 5355 | 41R04P | Factory buildings process | Heavy - uninsulated | Sheet metal cladding | 501m² - 1000m² | Eaves ht - 8.0m | Building Construction : - Foundations : Concrete pad and strip foundations with 250mm mesh reinforced concrete floor Frame : Heavy steel frame Upper Floors : None Roof : Single skin profiled protected metal, fixed to steel purlins with plastic headed screws, translucent sheet glazing, rainwater gutters, downpipes and drainage. External Walls : Brick cavity infill to 2.0m; single skin profiled protected metal cladding, fixed to horizontal steel rails with plastic headed screws, translucent sheet glazing; access doors goods/personnel. Windows and Doors : Internal Walls : Internal Finishes : Building Services : Electric light and power, water laid on, toilets, unheated External Works : Drainage to the curtilage Accommodation : Single storey uninsulated heavy process factory building | Location Adjustment Applicable (See Guidance Notes) - ERC = UK mean of 1.00 | (BEAMS Note 2) The ERC for this item should be added to all other rateable items on the hereditament (except land). Therefore the total of the ERC of the other Building Items and the P&M ERC (where applicable) to enable the correct contract size adjustment to be made. ERC of Building Component + ERC of P&M = Total ERC to which contract size adjustment should be applied. The appropriate % adjustment should be made in accordance with the scale for contract size adjustment specified under section 6 of the RCG 2023 Guidance notes. The currency ERC rates are set at £4m (Four Million Pounds) @ 1st April 2021 (AVD) for the RCG 2023 Publication. | Costs exclude external works. | - | - | - | - | The plant and machinery listed in the description has been included in this costing. | - | Factory Buildings - Process Heavy, Insulated | - | 10089 |  | - | - | NA | NA | NA | 318.2948 | Option 1 | 394.6233 | 23.98% | 0 | 0 | -100% | -100% | 0 | -100% | Redirected | NA | VOA_GPN_GOV_UK\7246041 | 2019-08-30 | Low | - | - | Redirected, low risk | NA | - | NA | SPONS A&B | NA | (BEAMS Note 2) The ERC for this item should be added to all other rateable items on the hereditament (except land). Therefore the total of the ERC of the other Building Items and the P&M ERC (where applicable) to enable the correct contract size adjustment to be made. ERC of Building Component + ERC of P&M = Total ERC to which contract size adjustment should be applied. The appropriate % adjustment should be made in accordance with the scale for contract size adjustment specified under section 6 of the RCG 2021 Guidance notes. The currency ERC rates are set at £4m (Four Million Pounds) @ 1st April 2019 (AVD) for the RCG 2021 Publication. | Factory Buildings - Process Heavy, Insulated | - | 2 | TRUE
1738 | 41R04T | 5062 | 41R04T | Factory buildings process | Heavy - uninsulated | Sheet metal cladding | 501m² - 1000m² | Eaves ht - 8.5m | Building Construction : - Foundations : Concrete pad and strip foundations with 250mm mesh reinforced concrete floor Frame : Heavy steel frame Upper Floors : None Roof : Single skin profiled protected metal, fixed to steel purlins with plastic headed screws, translucent sheet glazing, rainwater gutters, downpipes and drainage. External Walls : Brick cavity infill to 2.0m; single skin profiled protected metal cladding, fixed to horizontal steel rails with plastic headed screws, translucent sheet glazing; access doors goods/personnel. Windows and Doors : Internal Walls : Internal Finishes : Building Services : Electric light and power, water laid on, toilets, unheated External Works : Drainage to the curtilage Accommodation : Single storey uninsulated heavy process factory building | Location Adjustment Applicable (See Guidance Notes) - ERC = UK mean of 1.00 | (BEAMS Note 2) The ERC for this item should be added to all other rateable items on the hereditament (except land). Therefore the total of the ERC of the other Building Items and the P&M ERC (where applicable) to enable the correct contract size adjustment to be made. ERC of Building Component + ERC of P&M = Total ERC to which contract size adjustment should be applied. The appropriate % adjustment should be made in accordance with the scale for contract size adjustment specified under section 6 of the RCG 2023 Guidance notes. The currency ERC rates are set at £4m (Four Million Pounds) @ 1st April 2021 (AVD) for the RCG 2023 Publication. | Costs exclude external works. | - | - | - | - | The plant and machinery listed in the description has been included in this costing. | - | Factory Buildings - Process Heavy, Insulated | - | 10089 |  | - | - | NA | NA | NA | 324.4455 | Option 1 | 402.2488 | 23.98% | 0 | 0 | -100% | -100% | 0 | -100% | Redirected | NA | VOA_GPN_GOV_UK\7246041 | 2019-08-30 | Low | - | - | Redirected, low risk | NA | - | NA | SPONS A&B | NA | (BEAMS Note 2) The ERC for this item should be added to all other rateable items on the hereditament (except land). Therefore the total of the ERC of the other Building Items and the P&M ERC (where applicable) to enable the correct contract size adjustment to be made. ERC of Building Component + ERC of P&M = Total ERC to which contract size adjustment should be applied. The appropriate % adjustment should be made in accordance with the scale for contract size adjustment specified under section 6 of the RCG 2021 Guidance notes. The currency ERC rates are set at £4m (Four Million Pounds) @ 1st April 2019 (AVD) for the RCG 2021 Publication. | Factory Buildings - Process Heavy, Insulated | - | 2 | TRUE
1739 | 41R04V | 5332 | 41R04V | Factory buildings process | Heavy - uninsulated | Sheet metal cladding | 501m² - 1000m² | Eaves ht - 9.0m | Building Construction : - Foundations : Concrete pad and strip foundations with 250mm mesh reinforced concrete floor Frame : Heavy steel frame Upper Floors : None Roof : Single skin profiled protected metal, fixed to steel purlins with plastic headed screws, translucent sheet glazing, rainwater gutters, downpipes and drainage. External Walls : Brick cavity infill to 2.0m; single skin profiled protected metal cladding, fixed to horizontal steel rails with plastic headed screws, translucent sheet glazing; access doors goods/personnel. Windows and Doors : Internal Walls : Internal Finishes : Building Services : Electric light and power, water laid on, toilets, unheated External Works : Drainage to the curtilage Accommodation : Single storey uninsulated heavy process factory building | Location Adjustment Applicable (See Guidance Notes) - ERC = UK mean of 1.00 | (BEAMS Note 2) The ERC for this item should be added to all other rateable items on the hereditament (except land). Therefore the total of the ERC of the other Building Items and the P&M ERC (where applicable) to enable the correct contract size adjustment to be made. ERC of Building Component + ERC of P&M = Total ERC to which contract size adjustment should be applied. The appropriate % adjustment should be made in accordance with the scale for contract size adjustment specified under section 6 of the RCG 2023 Guidance notes. The currency ERC rates are set at £4m (Four Million Pounds) @ 1st April 2021 (AVD) for the RCG 2023 Publication. | Costs exclude external works. | - | - | - | - | The plant and machinery listed in the description has been included in this costing. | - | Factory Buildings - Process Heavy, Insulated | - | 10089 |  | - | - | NA | NA | NA | 330.5961 | Option 1 | 409.8744 | 23.98% | 0 | 0 | -100% | -100% | 0 | -100% | Redirected | NA | VOA_GPN_GOV_UK\7246041 | 2019-08-30 | Low | - | - | Redirected, low risk | NA | - | NA | SPONS A&B | NA | (BEAMS Note 2) The ERC for this item should be added to all other rateable items on the hereditament (except land). Therefore the total of the ERC of the other Building Items and the P&M ERC (where applicable) to enable the correct contract size adjustment to be made. ERC of Building Component + ERC of P&M = Total ERC to which contract size adjustment should be applied. The appropriate % adjustment should be made in accordance with the scale for contract size adjustment specified under section 6 of the RCG 2021 Guidance notes. The currency ERC rates are set at £4m (Four Million Pounds) @ 1st April 2019 (AVD) for the RCG 2021 Publication. | Factory Buildings - Process Heavy, Insulated | - | 2 | TRUE
1740 | 41R04X | 5333 | 41R04X | Factory buildings process | Heavy - uninsulated | Sheet metal cladding | 501m² - 1000m² | Eaves ht - 9.5m | Building Construction : - Foundations : Concrete pad and strip foundations with 250mm mesh reinforced concrete floor Frame : Heavy steel frame Upper Floors : None Roof : Single skin profiled protected metal, fixed to steel purlins with plastic headed screws, translucent sheet glazing, rainwater gutters, downpipes and drainage. External Walls : Brick cavity infill to 2.0m; single skin profiled protected metal cladding, fixed to horizontal steel rails with plastic headed screws, translucent sheet glazing; access doors goods/personnel. Windows and Doors : Internal Walls : Internal Finishes : Building Services : Electric light and power, water laid on, toilets, unheated External Works : Drainage to the curtilage Accommodation : Single storey uninsulated heavy process factory building | Location Adjustment Applicable (See Guidance Notes) - ERC = UK mean of 1.00 | (BEAMS Note 2) The ERC for this item should be added to all other rateable items on the hereditament (except land). Therefore the total of the ERC of the other Building Items and the P&M ERC (where applicable) to enable the correct contract size adjustment to be made. ERC of Building Component + ERC of P&M = Total ERC to which contract size adjustment should be applied. The appropriate % adjustment should be made in accordance with the scale for contract size adjustment specified under section 6 of the RCG 2023 Guidance notes. The currency ERC rates are set at £4m (Four Million Pounds) @ 1st April 2021 (AVD) for the RCG 2023 Publication. | Costs exclude external works. | - | - | - | - | The plant and machinery listed in the description has been included in this costing. | - | Factory Buildings - Process Heavy, Insulated | - | 10089 |  | - | - | NA | NA | NA | 336.7467 | Option 1 | 417.5 | 23.98% | 0 | 0 | -100% | -100% | 0 | -100% | Redirected | NA | VOA_GPN_GOV_UK\7246041 | 2019-08-30 | Low | - | - | Redirected, low risk | NA | - | NA | SPONS A&B | NA | (BEAMS Note 2) The ERC for this item should be added to all other rateable items on the hereditament (except land). Therefore the total of the ERC of the other Building Items and the P&M ERC (where applicable) to enable the correct contract size adjustment to be made. ERC of Building Component + ERC of P&M = Total ERC to which contract size adjustment should be applied. The appropriate % adjustment should be made in accordance with the scale for contract size adjustment specified under section 6 of the RCG 2021 Guidance notes. The currency ERC rates are set at £4m (Four Million Pounds) @ 1st April 2019 (AVD) for the RCG 2021 Publication. | Factory Buildings - Process Heavy, Insulated | - | 2 | TRUE
1741 | 41R04Y | 5063 | 41R04Y | Factory buildings process | Heavy - uninsulated | Sheet metal cladding | 501m² - 1000m² | Eaves ht - 10.0m | Building Construction : - Foundations : Concrete pad and strip foundations with 250mm mesh reinforced concrete floor Frame : Heavy steel frame Upper Floors : None Roof : Single skin profiled protected metal, fixed to steel purlins with plastic headed screws, translucent sheet glazing, rainwater gutters, downpipes and drainage. External Walls : Brick cavity infill to 2.0m; single skin profiled protected metal cladding, fixed to horizontal steel rails with plastic headed screws, translucent sheet glazing; access doors goods/personnel. Windows and Doors : Internal Walls : Internal Finishes : Building Services : Electric light and power, water laid on, toilets, unheated External Works : Drainage to the curtilage Accommodation : Single storey uninsulated heavy process factory building | Location Adjustment Applicable (See Guidance Notes) - ERC = UK mean of 1.00 | (BEAMS Note 2) The ERC for this item should be added to all other rateable items on the hereditament (except land). Therefore the total of the ERC of the other Building Items and the P&M ERC (where applicable) to enable the correct contract size adjustment to be made. ERC of Building Component + ERC of P&M = Total ERC to which contract size adjustment should be applied. The appropriate % adjustment should be made in accordance with the scale for contract size adjustment specified under section 6 of the RCG 2023 Guidance notes. The currency ERC rates are set at £4m (Four Million Pounds) @ 1st April 2021 (AVD) for the RCG 2023 Publication. | Costs exclude external works. | - | - | - | - | The plant and machinery listed in the description has been included in this costing. | - | Factory Buildings - Process Heavy, Insulated | - | 10089 |  | - | - | NA | NA | NA | 342.8973 | Option 1 | 425.1255 | 23.98% | 0 | 0 | -100% | -100% | 0 | -100% | Redirected | NA | VOA_GPN_GOV_UK\7246041 | 2019-08-30 | Low | - | - | Redirected, low risk | NA | - | NA | SPONS A&B | NA | (BEAMS Note 2) The ERC for this item should be added to all other rateable items on the hereditament (except land). Therefore the total of the ERC of the other Building Items and the P&M ERC (where applicable) to enable the correct contract size adjustment to be made. ERC of Building Component + ERC of P&M = Total ERC to which contract size adjustment should be applied. The appropriate % adjustment should be made in accordance with the scale for contract size adjustment specified under section 6 of the RCG 2021 Guidance notes. The currency ERC rates are set at £4m (Four Million Pounds) @ 1st April 2019 (AVD) for the RCG 2021 Publication. | Factory Buildings - Process Heavy, Insulated | - | 2 | TRUE
1742 | 41R05A | 5064 | 41R05A | Factory buildings process | Heavy - uninsulated | Sheet metal cladding | 501m² - 1000m² | Eaves ht - 11.0m | Building Construction : - Foundations : Concrete pad and strip foundations with 250mm mesh reinforced concrete floor Frame : Heavy steel frame Upper Floors : None Roof : Single skin profiled protected metal, fixed to steel purlins with plastic headed screws, translucent sheet glazing, rainwater gutters, downpipes and drainage. External Walls : Brick cavity infill to 2.0m; single skin profiled protected metal cladding, fixed to horizontal steel rails with plastic headed screws, translucent sheet glazing; access doors goods/personnel. Windows and Doors : Internal Walls : Internal Finishes : Building Services : Electric light and power, water laid on, toilets, unheated External Works : Drainage to the curtilage Accommodation : Single storey uninsulated heavy process factory building | Location Adjustment Applicable (See Guidance Notes) - ERC = UK mean of 1.00 | (BEAMS Note 2) The ERC for this item should be added to all other rateable items on the hereditament (except land). Therefore the total of the ERC of the other Building Items and the P&M ERC (where applicable) to enable the correct contract size adjustment to be made. ERC of Building Component + ERC of P&M = Total ERC to which contract size adjustment should be applied. The appropriate % adjustment should be made in accordance with the scale for contract size adjustment specified under section 6 of the RCG 2023 Guidance notes. The currency ERC rates are set at £4m (Four Million Pounds) @ 1st April 2021 (AVD) for the RCG 2023 Publication. | Costs exclude external works. | - | - | - | - | The plant and machinery listed in the description has been included in this costing. | - | Factory Buildings - Process Heavy, Insulated | - | 10089 |  | - | - | NA | NA | NA | 355.9674 | Option 1 | 441.3299 | 23.98% | 0 | 0 | -100% | -100% | 0 | -100% | Redirected | NA | VOA_GPN_GOV_UK\7246041 | 2019-08-30 | Low | - | - | Redirected, low risk | NA | - | NA | SPONS A&B | NA | (BEAMS Note 2) The ERC for this item should be added to all other rateable items on the hereditament (except land). Therefore the total of the ERC of the other Building Items and the P&M ERC (where applicable) to enable the correct contract size adjustment to be made. ERC of Building Component + ERC of P&M = Total ERC to which contract size adjustment should be applied. The appropriate % adjustment should be made in accordance with the scale for contract size adjustment specified under section 6 of the RCG 2021 Guidance notes. The currency ERC rates are set at £4m (Four Million Pounds) @ 1st April 2019 (AVD) for the RCG 2021 Publication. | Factory Buildings - Process Heavy, Insulated | - | 2 | TRUE
1743 | 41R05F | 5065 | 41R05F | Factory buildings process | Heavy - uninsulated | Sheet metal cladding | 501m² - 1000m² | Eaves ht - 12.0m | Building Construction : - Foundations : Concrete pad and strip foundations with 250mm mesh reinforced concrete floor Frame : Heavy steel frame Upper Floors : None Roof : Single skin profiled protected metal, fixed to steel purlins with plastic headed screws, translucent sheet glazing, rainwater gutters, downpipes and drainage. External Walls : Brick cavity infill to 2.0m; single skin profiled protected metal cladding, fixed to horizontal steel rails with plastic headed screws, translucent sheet glazing; access doors goods/personnel. Windows and Doors : Internal Walls : Internal Finishes : Building Services : Electric light and power, water laid on, toilets, unheated External Works : Drainage to the curtilage Accommodation : Single storey uninsulated heavy process factory building | Location Adjustment Applicable (See Guidance Notes) - ERC = UK mean of 1.00 | (BEAMS Note 2) The ERC for this item should be added to all other rateable items on the hereditament (except land). Therefore the total of the ERC of the other Building Items and the P&M ERC (where applicable) to enable the correct contract size adjustment to be made. ERC of Building Component + ERC of P&M = Total ERC to which contract size adjustment should be applied. The appropriate % adjustment should be made in accordance with the scale for contract size adjustment specified under section 6 of the RCG 2023 Guidance notes. The currency ERC rates are set at £4m (Four Million Pounds) @ 1st April 2021 (AVD) for the RCG 2023 Publication. | Costs exclude external works. | - | - | - | - | The plant and machinery listed in the description has been included in this costing. | - | Factory Buildings - Process Heavy, Insulated | - | 10089 |  | - | - | NA | NA | NA | 368.2687 | Option 1 | 456.581 | 23.98% | 0 | 0 | -100% | -100% | 0 | -100% | Redirected | NA | VOA_GPN_GOV_UK\7246041 | 2019-08-30 | Low | - | - | Redirected, low risk | NA | - | NA | SPONS A&B | NA | (BEAMS Note 2) The ERC for this item should be added to all other rateable items on the hereditament (except land). Therefore the total of the ERC of the other Building Items and the P&M ERC (where applicable) to enable the correct contract size adjustment to be made. ERC of Building Component + ERC of P&M = Total ERC to which contract size adjustment should be applied. The appropriate % adjustment should be made in accordance with the scale for contract size adjustment specified under section 6 of the RCG 2021 Guidance notes. The currency ERC rates are set at £4m (Four Million Pounds) @ 1st April 2019 (AVD) for the RCG 2021 Publication. | Factory Buildings - Process Heavy, Insulated | - | 2 | TRUE
1744 | 41R05G | 5066 | 41R05G | Factory buildings process | Heavy - uninsulated | Sheet metal cladding | 501m² - 1000m² | Eaves ht - 13.0m | Building Construction : - Foundations : Concrete pad and strip foundations with 250mm mesh reinforced concrete floor Frame : Heavy steel frame Upper Floors : None Roof : Single skin profiled protected metal, fixed to steel purlins with plastic headed screws, translucent sheet glazing, rainwater gutters, downpipes and drainage. External Walls : Brick cavity infill to 2.0m; single skin profiled protected metal cladding, fixed to horizontal steel rails with plastic headed screws, translucent sheet glazing; access doors goods/personnel. Windows and Doors : Internal Walls : Internal Finishes : Building Services : Electric light and power, water laid on, toilets, unheated External Works : Drainage to the curtilage Accommodation : Single storey uninsulated heavy process factory building | Location Adjustment Applicable (See Guidance Notes) - ERC = UK mean of 1.00 | (BEAMS Note 2) The ERC for this item should be added to all other rateable items on the hereditament (except land). Therefore the total of the ERC of the other Building Items and the P&M ERC (where applicable) to enable the correct contract size adjustment to be made. ERC of Building Component + ERC of P&M = Total ERC to which contract size adjustment should be applied. The appropriate % adjustment should be made in accordance with the scale for contract size adjustment specified under section 6 of the RCG 2023 Guidance notes. The currency ERC rates are set at £4m (Four Million Pounds) @ 1st April 2021 (AVD) for the RCG 2023 Publication. | Costs exclude external works. | - | - | - | - | The plant and machinery listed in the description has been included in this costing. | - | Factory Buildings - Process Heavy, Insulated | - | 10089 |  | - | - | NA | NA | NA | 380.5699 | Option 1 | 471.8322 | 23.98% | 0 | 0 | -100% | -100% | 0 | -100% | Redirected | NA | VOA_GPN_GOV_UK\7246041 | 2019-08-30 | Low | - | - | Redirected, low risk | NA | - | NA | SPONS A&B | NA | (BEAMS Note 2) The ERC for this item should be added to all other rateable items on the hereditament (except land). Therefore the total of the ERC of the other Building Items and the P&M ERC (where applicable) to enable the correct contract size adjustment to be made. ERC of Building Component + ERC of P&M = Total ERC to which contract size adjustment should be applied. The appropriate % adjustment should be made in accordance with the scale for contract size adjustment specified under section 6 of the RCG 2021 Guidance notes. The currency ERC rates are set at £4m (Four Million Pounds) @ 1st April 2019 (AVD) for the RCG 2021 Publication. | Factory Buildings - Process Heavy, Insulated | - | 2 | TRUE
1745 | 41R05H | 5067 | 41R05H | Factory buildings process | Heavy - uninsulated | Sheet metal cladding | 501m² - 1000m² | Eaves ht - 14.0m | Building Construction : - Foundations : Concrete pad and strip foundations with 250mm mesh reinforced concrete floor Frame : Heavy steel frame Upper Floors : None Roof : Single skin profiled protected metal, fixed to steel purlins with plastic headed screws, translucent sheet glazing, rainwater gutters, downpipes and drainage. External Walls : Brick cavity infill to 2.0m; single skin profiled protected metal cladding, fixed to horizontal steel rails with plastic headed screws, translucent sheet glazing; access doors goods/personnel. Windows and Doors : Internal Walls : Internal Finishes : Building Services : Electric light and power, water laid on, toilets, unheated External Works : Drainage to the curtilage Accommodation : Single storey uninsulated heavy process factory building | Location Adjustment Applicable (See Guidance Notes) - ERC = UK mean of 1.00 | (BEAMS Note 2) The ERC for this item should be added to all other rateable items on the hereditament (except land). Therefore the total of the ERC of the other Building Items and the P&M ERC (where applicable) to enable the correct contract size adjustment to be made. ERC of Building Component + ERC of P&M = Total ERC to which contract size adjustment should be applied. The appropriate % adjustment should be made in accordance with the scale for contract size adjustment specified under section 6 of the RCG 2023 Guidance notes. The currency ERC rates are set at £4m (Four Million Pounds) @ 1st April 2021 (AVD) for the RCG 2023 Publication. | Costs exclude external works. | - | - | - | - | The plant and machinery listed in the description has been included in this costing. | - | Factory Buildings - Process Heavy, Insulated | - | 10089 |  | - | - | NA | NA | NA | 392.8712 | Option 1 | 487.0833 | 23.98% | 0 | 0 | -100% | -100% | 0 | -100% | Redirected | NA | VOA_GPN_GOV_UK\7246041 | 2019-08-30 | Low | - | - | Redirected, low risk | NA | - | NA | SPONS A&B | NA | (BEAMS Note 2) The ERC for this item should be added to all other rateable items on the hereditament (except land). Therefore the total of the ERC of the other Building Items and the P&M ERC (where applicable) to enable the correct contract size adjustment to be made. ERC of Building Component + ERC of P&M = Total ERC to which contract size adjustment should be applied. The appropriate % adjustment should be made in accordance with the scale for contract size adjustment specified under section 6 of the RCG 2021 Guidance notes. The currency ERC rates are set at £4m (Four Million Pounds) @ 1st April 2019 (AVD) for the RCG 2021 Publication. | Factory Buildings - Process Heavy, Insulated | - | 2 | TRUE
1746 | 41R05K | 5068 | 41R05K | Factory buildings process | Heavy - uninsulated | Sheet metal cladding | 501m² - 1000m² | Eaves ht - 15.0m | Building Construction : - Foundations : Concrete pad and strip foundations with 250mm mesh reinforced concrete floor Frame : Heavy steel frame Upper Floors : None Roof : Single skin profiled protected metal, fixed to steel purlins with plastic headed screws, translucent sheet glazing, rainwater gutters, downpipes and drainage. External Walls : Brick cavity infill to 2.0m; single skin profiled protected metal cladding, fixed to horizontal steel rails with plastic headed screws, translucent sheet glazing; access doors goods/personnel. Windows and Doors : Internal Walls : Internal Finishes : Building Services : Electric light and power, water laid on, toilets, unheated External Works : Drainage to the curtilage Accommodation : Single storey uninsulated heavy process factory building | Location Adjustment Applicable (See Guidance Notes) - ERC = UK mean of 1.00 | (BEAMS Note 2) The ERC for this item should be added to all other rateable items on the hereditament (except land). Therefore the total of the ERC of the other Building Items and the P&M ERC (where applicable) to enable the correct contract size adjustment to be made. ERC of Building Component + ERC of P&M = Total ERC to which contract size adjustment should be applied. The appropriate % adjustment should be made in accordance with the scale for contract size adjustment specified under section 6 of the RCG 2023 Guidance notes. The currency ERC rates are set at £4m (Four Million Pounds) @ 1st April 2021 (AVD) for the RCG 2023 Publication. | Costs exclude external works. | - | - | - | - | The plant and machinery listed in the description has been included in this costing. | - | Factory Buildings - Process Heavy, Insulated | - | 10089 |  | - | - | NA | NA | NA | 405.1724 | Option 1 | 502.3344 | 23.98% | 0 | 0 | -100% | -100% | 0 | -100% | Redirected | NA | VOA_GPN_GOV_UK\7246041 | 2019-08-30 | Low | - | - | Redirected, low risk | NA | - | NA | SPONS A&B | NA | (BEAMS Note 2) The ERC for this item should be added to all other rateable items on the hereditament (except land). Therefore the total of the ERC of the other Building Items and the P&M ERC (where applicable) to enable the correct contract size adjustment to be made. ERC of Building Component + ERC of P&M = Total ERC to which contract size adjustment should be applied. The appropriate % adjustment should be made in accordance with the scale for contract size adjustment specified under section 6 of the RCG 2021 Guidance notes. The currency ERC rates are set at £4m (Four Million Pounds) @ 1st April 2019 (AVD) for the RCG 2021 Publication. | Factory Buildings - Process Heavy, Insulated | - | 2 | TRUE
1747 | 41R08A | 5100 | 41R08A | Factory buildings process | Heavy - uninsulated | Sheet metal cladding | > 5000m² | Eaves ht - 3.0m | Building Construction : - Foundations : Concrete pad and strip foundations with 250mm mesh reinforced concrete floor Frame : Heavy steel frame Upper Floors : None Roof : Single skin profiled protected metal, fixed to steel purlins with plastic headed screws, translucent sheet glazing, rainwater gutters, downpipes and drainage. External Walls : Brick cavity infill to 2.0m; single skin profiled protected metal cladding, fixed to horizontal steel rails with plastic headed screws, translucent sheet glazing; access doors goods/personnel. Windows and Doors : Internal Walls : Internal Finishes : Building Services : Electric light and power, water laid on, toilets, unheated External Works : Drainage to the curtilage Accommodation : Single storey uninsulated heavy process factory building | Location Adjustment Applicable (See Guidance Notes) - ERC = UK mean of 1.00 | (BEAMS Note 2) The ERC for this item should be added to all other rateable items on the hereditament (except land). Therefore the total of the ERC of the other Building Items and the P&M ERC (where applicable) to enable the correct contract size adjustment to be made. ERC of Building Component + ERC of P&M = Total ERC to which contract size adjustment should be applied. The appropriate % adjustment should be made in accordance with the scale for contract size adjustment specified under section 6 of the RCG 2023 Guidance notes. The currency ERC rates are set at £4m (Four Million Pounds) @ 1st April 2021 (AVD) for the RCG 2023 Publication. | Costs exclude external works. | - | - | - | - | The plant and machinery listed in the description has been included in this costing. | - | Factory Buildings - Process Heavy, Insulated | - | 10091 |  | - | - | NA | NA | NA | 209.1213 | Option 1 | 259.2694 | 23.98% | 0 | 0 | -100% | -100% | 0 | -100% | Redirected | NA | VOA_GPN_GOV_UK\7246041 | 2019-08-30 | Low | - | - | Redirected, low risk | NA | - | NA | SPONS A&B | NA | (BEAMS Note 2) The ERC for this item should be added to all other rateable items on the hereditament (except land). Therefore the total of the ERC of the other Building Items and the P&M ERC (where applicable) to enable the correct contract size adjustment to be made. ERC of Building Component + ERC of P&M = Total ERC to which contract size adjustment should be applied. The appropriate % adjustment should be made in accordance with the scale for contract size adjustment specified under section 6 of the RCG 2021 Guidance notes. The currency ERC rates are set at £4m (Four Million Pounds) @ 1st April 2019 (AVD) for the RCG 2021 Publication. | Factory Buildings - Process Heavy, Insulated | - | 2 | TRUE
1748 | 41R08B | 5101 | 41R08B | Factory buildings process | Heavy - uninsulated | Sheet metal cladding | > 5000m² | Eaves ht - 3.5m | Building Construction : - Foundations : Concrete pad and strip foundations with 250mm mesh reinforced concrete floor Frame : Heavy steel frame Upper Floors : None Roof : Single skin profiled protected metal, fixed to steel purlins with plastic headed screws, translucent sheet glazing, rainwater gutters, downpipes and drainage. External Walls : Brick cavity infill to 2.0m; single skin profiled protected metal cladding, fixed to horizontal steel rails with plastic headed screws, translucent sheet glazing; access doors goods/personnel. Windows and Doors : Internal Walls : Internal Finishes : Building Services : Electric light and power, water laid on, toilets, unheated External Works : Drainage to the curtilage Accommodation : Single storey uninsulated heavy process factory building | Location Adjustment Applicable (See Guidance Notes) - ERC = UK mean of 1.00 | (BEAMS Note 2) The ERC for this item should be added to all other rateable items on the hereditament (except land). Therefore the total of the ERC of the other Building Items and the P&M ERC (where applicable) to enable the correct contract size adjustment to be made. ERC of Building Component + ERC of P&M = Total ERC to which contract size adjustment should be applied. The appropriate % adjustment should be made in accordance with the scale for contract size adjustment specified under section 6 of the RCG 2023 Guidance notes. The currency ERC rates are set at £4m (Four Million Pounds) @ 1st April 2021 (AVD) for the RCG 2023 Publication. | Costs exclude external works. | - | - | - | - | The plant and machinery listed in the description has been included in this costing. | - | Factory Buildings - Process Heavy, Insulated | - | 10091 |  | - | - | NA | NA | NA | 211.4277 | Option 1 | 262.129 | 23.98% | 0 | 0 | -100% | -100% | 0 | -100% | Redirected | NA | VOA_GPN_GOV_UK\7246041 | 2019-08-30 | Low | - | - | Redirected, low risk | NA | - | NA | SPONS A&B | NA | (BEAMS Note 2) The ERC for this item should be added to all other rateable items on the hereditament (except land). Therefore the total of the ERC of the other Building Items and the P&M ERC (where applicable) to enable the correct contract size adjustment to be made. ERC of Building Component + ERC of P&M = Total ERC to which contract size adjustment should be applied. The appropriate % adjustment should be made in accordance with the scale for contract size adjustment specified under section 6 of the RCG 2021 Guidance notes. The currency ERC rates are set at £4m (Four Million Pounds) @ 1st April 2019 (AVD) for the RCG 2021 Publication. | Factory Buildings - Process Heavy, Insulated | - | 2 | TRUE
1749 | 41R08C | 5102 | 41R08C | Factory buildings process | Heavy - uninsulated | Sheet metal cladding | > 5000m² | Eaves ht - 4.0m | Building Construction : - Foundations : Concrete pad and strip foundations with 250mm mesh reinforced concrete floor Frame : Heavy steel frame Upper Floors : None Roof : Single skin profiled protected metal, fixed to steel purlins with plastic headed screws, translucent sheet glazing, rainwater gutters, downpipes and drainage. External Walls : Brick cavity infill to 2.0m; single skin profiled protected metal cladding, fixed to horizontal steel rails with plastic headed screws, translucent sheet glazing; access doors goods/personnel. Windows and Doors : Internal Walls : Internal Finishes : Building Services : Electric light and power, water laid on, toilets, unheated External Works : Drainage to the curtilage Accommodation : Single storey uninsulated heavy process factory building | Location Adjustment Applicable (See Guidance Notes) - ERC = UK mean of 1.00 | (BEAMS Note 2) The ERC for this item should be added to all other rateable items on the hereditament (except land). Therefore the total of the ERC of the other Building Items and the P&M ERC (where applicable) to enable the correct contract size adjustment to be made. ERC of Building Component + ERC of P&M = Total ERC to which contract size adjustment should be applied. The appropriate % adjustment should be made in accordance with the scale for contract size adjustment specified under section 6 of the RCG 2023 Guidance notes. The currency ERC rates are set at £4m (Four Million Pounds) @ 1st April 2021 (AVD) for the RCG 2023 Publication. | Costs exclude external works. | - | - | - | - | The plant and machinery listed in the description has been included in this costing. | - | Factory Buildings - Process Heavy, Insulated | - | 10091 |  | - | - | NA | NA | NA | 213.7342 | Option 1 | 264.9886 | 23.98% | 0 | 0 | -100% | -100% | 0 | -100% | Redirected | NA | VOA_GPN_GOV_UK\7246041 | 2019-08-30 | Low | - | - | Redirected, low risk | NA | - | NA | SPONS A&B | NA | (BEAMS Note 2) The ERC for this item should be added to all other rateable items on the hereditament (except land). Therefore the total of the ERC of the other Building Items and the P&M ERC (where applicable) to enable the correct contract size adjustment to be made. ERC of Building Component + ERC of P&M = Total ERC to which contract size adjustment should be applied. The appropriate % adjustment should be made in accordance with the scale for contract size adjustment specified under section 6 of the RCG 2021 Guidance notes. The currency ERC rates are set at £4m (Four Million Pounds) @ 1st April 2019 (AVD) for the RCG 2021 Publication. | Factory Buildings - Process Heavy, Insulated | - | 2 | TRUE
1750 | 41R08E | 5103 | 41R08E | Factory buildings process | Heavy - uninsulated | Sheet metal cladding | > 5000m² | Eaves ht - 4.5m | Building Construction : - Foundations : Concrete pad and strip foundations with 250mm mesh reinforced concrete floor Frame : Heavy steel frame Upper Floors : None Roof : Single skin profiled protected metal, fixed to steel purlins with plastic headed screws, translucent sheet glazing, rainwater gutters, downpipes and drainage. External Walls : Brick cavity infill to 2.0m; single skin profiled protected metal cladding, fixed to horizontal steel rails with plastic headed screws, translucent sheet glazing; access doors goods/personnel. Windows and Doors : Internal Walls : Internal Finishes : Building Services : Electric light and power, water laid on, toilets, unheated External Works : Drainage to the curtilage Accommodation : Single storey uninsulated heavy process factory building | Location Adjustment Applicable (See Guidance Notes) - ERC = UK mean of 1.00 | (BEAMS Note 2) The ERC for this item should be added to all other rateable items on the hereditament (except land). Therefore the total of the ERC of the other Building Items and the P&M ERC (where applicable) to enable the correct contract size adjustment to be made. ERC of Building Component + ERC of P&M = Total ERC to which contract size adjustment should be applied. The appropriate % adjustment should be made in accordance with the scale for contract size adjustment specified under section 6 of the RCG 2023 Guidance notes. The currency ERC rates are set at £4m (Four Million Pounds) @ 1st April 2021 (AVD) for the RCG 2023 Publication. | Costs exclude external works. | - | - | - | - | The plant and machinery listed in the description has been included in this costing. | - | Factory Buildings - Process Heavy, Insulated | - | 10091 |  | - | - | NA | NA | NA | 216.0407 | Option 1 | 267.8482 | 23.98% | 0 | 0 | -100% | -100% | 0 | -100% | Redirected | NA | VOA_GPN_GOV_UK\7246041 | 2019-08-30 | Low | - | - | Redirected, low risk | NA | - | NA | SPONS A&B | NA | (BEAMS Note 2) The ERC for this item should be added to all other rateable items on the hereditament (except land). Therefore the total of the ERC of the other Building Items and the P&M ERC (where applicable) to enable the correct contract size adjustment to be made. ERC of Building Component + ERC of P&M = Total ERC to which contract size adjustment should be applied. The appropriate % adjustment should be made in accordance with the scale for contract size adjustment specified under section 6 of the RCG 2021 Guidance notes. The currency ERC rates are set at £4m (Four Million Pounds) @ 1st April 2019 (AVD) for the RCG 2021 Publication. | Factory Buildings - Process Heavy, Insulated | - | 2 | TRUE
1751 | 41R08F | 5104 | 41R08F | Factory buildings process | Heavy - uninsulated | Sheet metal cladding | > 5000m² | Eaves ht - 5.0m | Building Construction : - Foundations : Concrete pad and strip foundations with 250mm mesh reinforced concrete floor Frame : Heavy steel frame Upper Floors : None Roof : Single skin profiled protected metal, fixed to steel purlins with plastic headed screws, translucent sheet glazing, rainwater gutters, downpipes and drainage. External Walls : Brick cavity infill to 2.0m; single skin profiled protected metal cladding, fixed to horizontal steel rails with plastic headed screws, translucent sheet glazing; access doors goods/personnel. Windows and Doors : Internal Walls : Internal Finishes : Building Services : Electric light and power, water laid on, toilets, unheated External Works : Drainage to the curtilage Accommodation : Single storey uninsulated heavy process factory building | Location Adjustment Applicable (See Guidance Notes) - ERC = UK mean of 1.00 | (BEAMS Note 2) The ERC for this item should be added to all other rateable items on the hereditament (except land). Therefore the total of the ERC of the other Building Items and the P&M ERC (where applicable) to enable the correct contract size adjustment to be made. ERC of Building Component + ERC of P&M = Total ERC to which contract size adjustment should be applied. The appropriate % adjustment should be made in accordance with the scale for contract size adjustment specified under section 6 of the RCG 2023 Guidance notes. The currency ERC rates are set at £4m (Four Million Pounds) @ 1st April 2021 (AVD) for the RCG 2023 Publication. | Costs exclude external works. | - | - | - | - | The plant and machinery listed in the description has been included in this costing. | - | Factory Buildings - Process Heavy, Insulated | - | 10091 |  | - | - | NA | NA | NA | 218.3472 | Option 1 | 270.7077 | 23.98% | 0 | 0 | -100% | -100% | 0 | -100% | Redirected | NA | VOA_GPN_GOV_UK\7246041 | 2019-08-30 | Low | - | - | Redirected, low risk | NA | - | NA | SPONS A&B | NA | (BEAMS Note 2) The ERC for this item should be added to all other rateable items on the hereditament (except land). Therefore the total of the ERC of the other Building Items and the P&M ERC (where applicable) to enable the correct contract size adjustment to be made. ERC of Building Component + ERC of P&M = Total ERC to which contract size adjustment should be applied. The appropriate % adjustment should be made in accordance with the scale for contract size adjustment specified under section 6 of the RCG 2021 Guidance notes. The currency ERC rates are set at £4m (Four Million Pounds) @ 1st April 2019 (AVD) for the RCG 2021 Publication. | Factory Buildings - Process Heavy, Insulated | - | 2 | TRUE
1752 | 41R08G | 5105 | 41R08G | Factory buildings process | Heavy - uninsulated | Sheet metal cladding | > 5000m² | Eaves ht - 5.5m | Building Construction : - Foundations : Concrete pad and strip foundations with 250mm mesh reinforced concrete floor Frame : Heavy steel frame Upper Floors : None Roof : Single skin profiled protected metal, fixed to steel purlins with plastic headed screws, translucent sheet glazing, rainwater gutters, downpipes and drainage. External Walls : Brick cavity infill to 2.0m; single skin profiled protected metal cladding, fixed to horizontal steel rails with plastic headed screws, translucent sheet glazing; access doors goods/personnel. Windows and Doors : Internal Walls : Internal Finishes : Building Services : Electric light and power, water laid on, toilets, unheated External Works : Drainage to the curtilage Accommodation : Single storey uninsulated heavy process factory building | Location Adjustment Applicable (See Guidance Notes) - ERC = UK mean of 1.00 | (BEAMS Note 2) The ERC for this item should be added to all other rateable items on the hereditament (except land). Therefore the total of the ERC of the other Building Items and the P&M ERC (where applicable) to enable the correct contract size adjustment to be made. ERC of Building Component + ERC of P&M = Total ERC to which contract size adjustment should be applied. The appropriate % adjustment should be made in accordance with the scale for contract size adjustment specified under section 6 of the RCG 2023 Guidance notes. The currency ERC rates are set at £4m (Four Million Pounds) @ 1st April 2021 (AVD) for the RCG 2023 Publication. | Costs exclude external works. | - | - | - | - | The plant and machinery listed in the description has been included in this costing. | - | Factory Buildings - Process Heavy, Insulated | - | 10091 |  | - | - | NA | NA | NA | 230.6484 | Option 1 | 285.9589 | 23.98% | 0 | 0 | -100% | -100% | 0 | -100% | Redirected | NA | VOA_GPN_GOV_UK\7246041 | 2019-08-30 | Low | - | - | Redirected, low risk | NA | - | NA | SPONS A&B | NA | (BEAMS Note 2) The ERC for this item should be added to all other rateable items on the hereditament (except land). Therefore the total of the ERC of the other Building Items and the P&M ERC (where applicable) to enable the correct contract size adjustment to be made. ERC of Building Component + ERC of P&M = Total ERC to which contract size adjustment should be applied. The appropriate % adjustment should be made in accordance with the scale for contract size adjustment specified under section 6 of the RCG 2021 Guidance notes. The currency ERC rates are set at £4m (Four Million Pounds) @ 1st April 2019 (AVD) for the RCG 2021 Publication. | Factory Buildings - Process Heavy, Insulated | - | 2 | TRUE
1753 | 41R08H | 5106 | 41R08H | Factory buildings process | Heavy - uninsulated | Sheet metal cladding | > 5000m² | Eaves ht - 6.0m | Building Construction : - Foundations : Concrete pad and strip foundations with 250mm mesh reinforced concrete floor Frame : Heavy steel frame Upper Floors : None Roof : Single skin profiled protected metal, fixed to steel purlins with plastic headed screws, translucent sheet glazing, rainwater gutters, downpipes and drainage. External Walls : Brick cavity infill to 2.0m; single skin profiled protected metal cladding, fixed to horizontal steel rails with plastic headed screws, translucent sheet glazing; access doors goods/personnel. Windows and Doors : Internal Walls : Internal Finishes : Building Services : Electric light and power, water laid on, toilets, unheated External Works : Drainage to the curtilage Accommodation : Single storey uninsulated heavy process factory building | Location Adjustment Applicable (See Guidance Notes) - ERC = UK mean of 1.00 | (BEAMS Note 2) The ERC for this item should be added to all other rateable items on the hereditament (except land). Therefore the total of the ERC of the other Building Items and the P&M ERC (where applicable) to enable the correct contract size adjustment to be made. ERC of Building Component + ERC of P&M = Total ERC to which contract size adjustment should be applied. The appropriate % adjustment should be made in accordance with the scale for contract size adjustment specified under section 6 of the RCG 2023 Guidance notes. The currency ERC rates are set at £4m (Four Million Pounds) @ 1st April 2021 (AVD) for the RCG 2023 Publication. | Costs exclude external works. | - | - | - | - | The plant and machinery listed in the description has been included in this costing. | - | Factory Buildings - Process Heavy, Insulated | - | 10091 |  | - | - | NA | NA | NA | 233.7238 | Option 1 | 289.7717 | 23.98% | 0 | 0 | -100% | -100% | 0 | -100% | Redirected | NA | VOA_GPN_GOV_UK\7246041 | 2019-08-30 | Low | - | - | Redirected, low risk | NA | - | NA | SPONS A&B | NA | (BEAMS Note 2) The ERC for this item should be added to all other rateable items on the hereditament (except land). Therefore the total of the ERC of the other Building Items and the P&M ERC (where applicable) to enable the correct contract size adjustment to be made. ERC of Building Component + ERC of P&M = Total ERC to which contract size adjustment should be applied. The appropriate % adjustment should be made in accordance with the scale for contract size adjustment specified under section 6 of the RCG 2021 Guidance notes. The currency ERC rates are set at £4m (Four Million Pounds) @ 1st April 2019 (AVD) for the RCG 2021 Publication. | Factory Buildings - Process Heavy, Insulated | - | 2 | TRUE
1754 | 41R08J | 5107 | 41R08J | Factory buildings process | Heavy - uninsulated | Sheet metal cladding | > 5000m² | Eaves ht - 6.5m | Building Construction : - Foundations : Concrete pad and strip foundations with 250mm mesh reinforced concrete floor Frame : Heavy steel frame Upper Floors : None Roof : Single skin profiled protected metal, fixed to steel purlins with plastic headed screws, translucent sheet glazing, rainwater gutters, downpipes and drainage. External Walls : Brick cavity infill to 2.0m; single skin profiled protected metal cladding, fixed to horizontal steel rails with plastic headed screws, translucent sheet glazing; access doors goods/personnel. Windows and Doors : Internal Walls : Internal Finishes : Building Services : Electric light and power, water laid on, toilets, unheated External Works : Drainage to the curtilage Accommodation : Single storey uninsulated heavy process factory building | Location Adjustment Applicable (See Guidance Notes) - ERC = UK mean of 1.00 | (BEAMS Note 2) The ERC for this item should be added to all other rateable items on the hereditament (except land). Therefore the total of the ERC of the other Building Items and the P&M ERC (where applicable) to enable the correct contract size adjustment to be made. ERC of Building Component + ERC of P&M = Total ERC to which contract size adjustment should be applied. The appropriate % adjustment should be made in accordance with the scale for contract size adjustment specified under section 6 of the RCG 2023 Guidance notes. The currency ERC rates are set at £4m (Four Million Pounds) @ 1st April 2021 (AVD) for the RCG 2023 Publication. | Costs exclude external works. | - | - | - | - | The plant and machinery listed in the description has been included in this costing. | - | Factory Buildings - Process Heavy, Insulated | - | 10091 |  | - | - | NA | NA | NA | 236.7991 | Option 1 | 293.5845 | 23.98% | 0 | 0 | -100% | -100% | 0 | -100% | Redirected | NA | VOA_GPN_GOV_UK\7246041 | 2019-08-30 | Low | - | - | Redirected, low risk | NA | - | NA | SPONS A&B | NA | (BEAMS Note 2) The ERC for this item should be added to all other rateable items on the hereditament (except land). Therefore the total of the ERC of the other Building Items and the P&M ERC (where applicable) to enable the correct contract size adjustment to be made. ERC of Building Component + ERC of P&M = Total ERC to which contract size adjustment should be applied. The appropriate % adjustment should be made in accordance with the scale for contract size adjustment specified under section 6 of the RCG 2021 Guidance notes. The currency ERC rates are set at £4m (Four Million Pounds) @ 1st April 2019 (AVD) for the RCG 2021 Publication. | Factory Buildings - Process Heavy, Insulated | - | 2 | TRUE
1755 | 41R08L | 5108 | 41R08L | Factory buildings process | Heavy - uninsulated | Sheet metal cladding | > 5000m² | Eaves ht - 7.0m | Building Construction : - Foundations : Concrete pad and strip foundations with 250mm mesh reinforced concrete floor Frame : Heavy steel frame Upper Floors : None Roof : Single skin profiled protected metal, fixed to steel purlins with plastic headed screws, translucent sheet glazing, rainwater gutters, downpipes and drainage. External Walls : Brick cavity infill to 2.0m; single skin profiled protected metal cladding, fixed to horizontal steel rails with plastic headed screws, translucent sheet glazing; access doors goods/personnel. Windows and Doors : Internal Walls : Internal Finishes : Building Services : Electric light and power, water laid on, toilets, unheated External Works : Drainage to the curtilage Accommodation : Single storey uninsulated heavy process factory building | Location Adjustment Applicable (See Guidance Notes) - ERC = UK mean of 1.00 | (BEAMS Note 2) The ERC for this item should be added to all other rateable items on the hereditament (except land). Therefore the total of the ERC of the other Building Items and the P&M ERC (where applicable) to enable the correct contract size adjustment to be made. ERC of Building Component + ERC of P&M = Total ERC to which contract size adjustment should be applied. The appropriate % adjustment should be made in accordance with the scale for contract size adjustment specified under section 6 of the RCG 2023 Guidance notes. The currency ERC rates are set at £4m (Four Million Pounds) @ 1st April 2021 (AVD) for the RCG 2023 Publication. | Costs exclude external works. | - | - | - | - | The plant and machinery listed in the description has been included in this costing. | - | Factory Buildings - Process Heavy, Insulated | - | 10091 |  | - | - | NA | NA | NA | 239.8744 | Option 1 | 297.3972 | 23.98% | 0 | 0 | -100% | -100% | 0 | -100% | Redirected | NA | VOA_GPN_GOV_UK\7246041 | 2019-08-30 | Low | - | - | Redirected, low risk | NA | - | NA | SPONS A&B | NA | (BEAMS Note 2) The ERC for this item should be added to all other rateable items on the hereditament (except land). Therefore the total of the ERC of the other Building Items and the P&M ERC (where applicable) to enable the correct contract size adjustment to be made. ERC of Building Component + ERC of P&M = Total ERC to which contract size adjustment should be applied. The appropriate % adjustment should be made in accordance with the scale for contract size adjustment specified under section 6 of the RCG 2021 Guidance notes. The currency ERC rates are set at £4m (Four Million Pounds) @ 1st April 2019 (AVD) for the RCG 2021 Publication. | Factory Buildings - Process Heavy, Insulated | - | 2 | TRUE
1756 | 41R08M | 5109 | 41R08M | Factory buildings process | Heavy - uninsulated | Sheet metal cladding | > 5000m² | Eaves ht - 7.5m | Building Construction : - Foundations : Concrete pad and strip foundations with 250mm mesh reinforced concrete floor Frame : Heavy steel frame Upper Floors : None Roof : Single skin profiled protected metal, fixed to steel purlins with plastic headed screws, translucent sheet glazing, rainwater gutters, downpipes and drainage. External Walls : Brick cavity infill to 2.0m; single skin profiled protected metal cladding, fixed to horizontal steel rails with plastic headed screws, translucent sheet glazing; access doors goods/personnel. Windows and Doors : Internal Walls : Internal Finishes : Building Services : Electric light and power, water laid on, toilets, unheated External Works : Drainage to the curtilage Accommodation : Single storey uninsulated heavy process factory building | Location Adjustment Applicable (See Guidance Notes) - ERC = UK mean of 1.00 | (BEAMS Note 2) The ERC for this item should be added to all other rateable items on the hereditament (except land). Therefore the total of the ERC of the other Building Items and the P&M ERC (where applicable) to enable the correct contract size adjustment to be made. ERC of Building Component + ERC of P&M = Total ERC to which contract size adjustment should be applied. The appropriate % adjustment should be made in accordance with the scale for contract size adjustment specified under section 6 of the RCG 2023 Guidance notes. The currency ERC rates are set at £4m (Four Million Pounds) @ 1st April 2021 (AVD) for the RCG 2023 Publication. | Costs exclude external works. | - | - | - | - | The plant and machinery listed in the description has been included in this costing. | - | Factory Buildings - Process Heavy, Insulated | - | 10091 |  | - | - | NA | NA | NA | 242.9497 | Option 1 | 301.21 | 23.98% | 0 | 0 | -100% | -100% | 0 | -100% | Redirected | NA | VOA_GPN_GOV_UK\7246041 | 2019-08-30 | Low | - | - | Redirected, low risk | NA | - | NA | SPONS A&B | NA | (BEAMS Note 2) The ERC for this item should be added to all other rateable items on the hereditament (except land). Therefore the total of the ERC of the other Building Items and the P&M ERC (where applicable) to enable the correct contract size adjustment to be made. ERC of Building Component + ERC of P&M = Total ERC to which contract size adjustment should be applied. The appropriate % adjustment should be made in accordance with the scale for contract size adjustment specified under section 6 of the RCG 2021 Guidance notes. The currency ERC rates are set at £4m (Four Million Pounds) @ 1st April 2019 (AVD) for the RCG 2021 Publication. | Factory Buildings - Process Heavy, Insulated | - | 2 | TRUE
1757 | 41R08P | 5110 | 41R08P | Factory buildings process | Heavy - uninsulated | Sheet metal cladding | > 5000m² | Eaves ht - 8.0m | Building Construction : - Foundations : Concrete pad and strip foundations with 250mm mesh reinforced concrete floor Frame : Heavy steel frame Upper Floors : None Roof : Single skin profiled protected metal, fixed to steel purlins with plastic headed screws, translucent sheet glazing, rainwater gutters, downpipes and drainage. External Walls : Brick cavity infill to 2.0m; single skin profiled protected metal cladding, fixed to horizontal steel rails with plastic headed screws, translucent sheet glazing; access doors goods/personnel. Windows and Doors : Internal Walls : Internal Finishes : Building Services : Electric light and power, water laid on, toilets, unheated External Works : Drainage to the curtilage Accommodation : Single storey uninsulated heavy process factory building | Location Adjustment Applicable (See Guidance Notes) - ERC = UK mean of 1.00 | (BEAMS Note 2) The ERC for this item should be added to all other rateable items on the hereditament (except land). Therefore the total of the ERC of the other Building Items and the P&M ERC (where applicable) to enable the correct contract size adjustment to be made. ERC of Building Component + ERC of P&M = Total ERC to which contract size adjustment should be applied. The appropriate % adjustment should be made in accordance with the scale for contract size adjustment specified under section 6 of the RCG 2023 Guidance notes. The currency ERC rates are set at £4m (Four Million Pounds) @ 1st April 2021 (AVD) for the RCG 2023 Publication. | Costs exclude external works. | - | - | - | - | The plant and machinery listed in the description has been included in this costing. | - | Factory Buildings - Process Heavy, Insulated | - | 10091 |  | - | - | NA | NA | NA | 249.1003 | Option 1 | 308.8356 | 23.98% | 0 | 0 | -100% | -100% | 0 | -100% | Redirected | NA | VOA_GPN_GOV_UK\7246041 | 2019-08-30 | Low | - | - | Redirected, low risk | NA | - | NA | SPONS A&B | NA | (BEAMS Note 2) The ERC for this item should be added to all other rateable items on the hereditament (except land). Therefore the total of the ERC of the other Building Items and the P&M ERC (where applicable) to enable the correct contract size adjustment to be made. ERC of Building Component + ERC of P&M = Total ERC to which contract size adjustment should be applied. The appropriate % adjustment should be made in accordance with the scale for contract size adjustment specified under section 6 of the RCG 2021 Guidance notes. The currency ERC rates are set at £4m (Four Million Pounds) @ 1st April 2019 (AVD) for the RCG 2021 Publication. | Factory Buildings - Process Heavy, Insulated | - | 2 | TRUE
1758 | 41R08T | 5111 | 41R08T | Factory buildings process | Heavy - uninsulated | Sheet metal cladding | > 5000m² | Eaves ht - 8.5m | Building Construction : - Foundations : Concrete pad and strip foundations with 250mm mesh reinforced concrete floor Frame : Heavy steel frame Upper Floors : None Roof : Single skin profiled protected metal, fixed to steel purlins with plastic headed screws, translucent sheet glazing, rainwater gutters, downpipes and drainage. External Walls : Brick cavity infill to 2.0m; single skin profiled protected metal cladding, fixed to horizontal steel rails with plastic headed screws, translucent sheet glazing; access doors goods/personnel. Windows and Doors : Internal Walls : Internal Finishes : Building Services : Electric light and power, water laid on, toilets, unheated External Works : Drainage to the curtilage Accommodation : Single storey uninsulated heavy process factory building | Location Adjustment Applicable (See Guidance Notes) - ERC = UK mean of 1.00 | (BEAMS Note 2) The ERC for this item should be added to all other rateable items on the hereditament (except land). Therefore the total of the ERC of the other Building Items and the P&M ERC (where applicable) to enable the correct contract size adjustment to be made. ERC of Building Component + ERC of P&M = Total ERC to which contract size adjustment should be applied. The appropriate % adjustment should be made in accordance with the scale for contract size adjustment specified under section 6 of the RCG 2023 Guidance notes. The currency ERC rates are set at £4m (Four Million Pounds) @ 1st April 2021 (AVD) for the RCG 2023 Publication. | Costs exclude external works. | - | - | - | - | The plant and machinery listed in the description has been included in this costing. | - | Factory Buildings - Process Heavy, Insulated | - | 10091 |  | - | - | NA | NA | NA | 252.1756 | Option 1 | 312.6484 | 23.98% | 0 | 0 | -100% | -100% | 0 | -100% | Redirected | NA | VOA_GPN_GOV_UK\7246041 | 2019-08-30 | Low | - | - | Redirected, low risk | NA | - | NA | SPONS A&B | NA | (BEAMS Note 2) The ERC for this item should be added to all other rateable items on the hereditament (except land). Therefore the total of the ERC of the other Building Items and the P&M ERC (where applicable) to enable the correct contract size adjustment to be made. ERC of Building Component + ERC of P&M = Total ERC to which contract size adjustment should be applied. The appropriate % adjustment should be made in accordance with the scale for contract size adjustment specified under section 6 of the RCG 2021 Guidance notes. The currency ERC rates are set at £4m (Four Million Pounds) @ 1st April 2019 (AVD) for the RCG 2021 Publication. | Factory Buildings - Process Heavy, Insulated | - | 2 | TRUE
1759 | 41R08V | 5112 | 41R08V | Factory buildings process | Heavy - uninsulated | Sheet metal cladding | > 5000m² | Eaves ht - 9.0m | Building Construction : - Foundations : Concrete pad and strip foundations with 250mm mesh reinforced concrete floor Frame : Heavy steel frame Upper Floors : None Roof : Single skin profiled protected metal, fixed to steel purlins with plastic headed screws, translucent sheet glazing, rainwater gutters, downpipes and drainage. External Walls : Brick cavity infill to 2.0m; single skin profiled protected metal cladding, fixed to horizontal steel rails with plastic headed screws, translucent sheet glazing; access doors goods/personnel. Windows and Doors : Internal Walls : Internal Finishes : Building Services : Electric light and power, water laid on, toilets, unheated External Works : Drainage to the curtilage Accommodation : Single storey uninsulated heavy process factory building | Location Adjustment Applicable (See Guidance Notes) - ERC = UK mean of 1.00 | (BEAMS Note 2) The ERC for this item should be added to all other rateable items on the hereditament (except land). Therefore the total of the ERC of the other Building Items and the P&M ERC (where applicable) to enable the correct contract size adjustment to be made. ERC of Building Component + ERC of P&M = Total ERC to which contract size adjustment should be applied. The appropriate % adjustment should be made in accordance with the scale for contract size adjustment specified under section 6 of the RCG 2023 Guidance notes. The currency ERC rates are set at £4m (Four Million Pounds) @ 1st April 2021 (AVD) for the RCG 2023 Publication. | Costs exclude external works. | - | - | - | - | The plant and machinery listed in the description has been included in this costing. | - | Factory Buildings - Process Heavy, Insulated | - | 10091 |  | - | - | NA | NA | NA | 255.2509 | Option 1 | 316.4612 | 23.98% | 0 | 0 | -100% | -100% | 0 | -100% | Redirected | NA | VOA_GPN_GOV_UK\7246041 | 2019-08-30 | Low | - | - | Redirected, low risk | NA | - | NA | SPONS A&B | NA | (BEAMS Note 2) The ERC for this item should be added to all other rateable items on the hereditament (except land). Therefore the total of the ERC of the other Building Items and the P&M ERC (where applicable) to enable the correct contract size adjustment to be made. ERC of Building Component + ERC of P&M = Total ERC to which contract size adjustment should be applied. The appropriate % adjustment should be made in accordance with the scale for contract size adjustment specified under section 6 of the RCG 2021 Guidance notes. The currency ERC rates are set at £4m (Four Million Pounds) @ 1st April 2019 (AVD) for the RCG 2021 Publication. | Factory Buildings - Process Heavy, Insulated | - | 2 | TRUE
1760 | 41R08X | 5113 | 41R08X | Factory buildings process | Heavy - uninsulated | Sheet metal cladding | > 5000m² | Eaves ht - 9.5m | Building Construction : - Foundations : Concrete pad and strip foundations with 250mm mesh reinforced concrete floor Frame : Heavy steel frame Upper Floors : None Roof : Single skin profiled protected metal, fixed to steel purlins with plastic headed screws, translucent sheet glazing, rainwater gutters, downpipes and drainage. External Walls : Brick cavity infill to 2.0m; single skin profiled protected metal cladding, fixed to horizontal steel rails with plastic headed screws, translucent sheet glazing; access doors goods/personnel. Windows and Doors : Internal Walls : Internal Finishes : Building Services : Electric light and power, water laid on, toilets, unheated External Works : Drainage to the curtilage Accommodation : Single storey uninsulated heavy process factory building | Location Adjustment Applicable (See Guidance Notes) - ERC = UK mean of 1.00 | (BEAMS Note 2) The ERC for this item should be added to all other rateable items on the hereditament (except land). Therefore the total of the ERC of the other Building Items and the P&M ERC (where applicable) to enable the correct contract size adjustment to be made. ERC of Building Component + ERC of P&M = Total ERC to which contract size adjustment should be applied. The appropriate % adjustment should be made in accordance with the scale for contract size adjustment specified under section 6 of the RCG 2023 Guidance notes. The currency ERC rates are set at £4m (Four Million Pounds) @ 1st April 2021 (AVD) for the RCG 2023 Publication. | Costs exclude external works. | - | - | - | - | The plant and machinery listed in the description has been included in this costing. | - | Factory Buildings - Process Heavy, Insulated | - | 10091 |  | - | - | NA | NA | NA | 258.3263 | Option 1 | 320.274 | 23.98% | 0 | 0 | -100% | -100% | 0 | -100% | Redirected | NA | VOA_GPN_GOV_UK\7246041 | 2019-08-30 | Low | - | - | Redirected, low risk | NA | - | NA | SPONS A&B | NA | (BEAMS Note 2) The ERC for this item should be added to all other rateable items on the hereditament (except land). Therefore the total of the ERC of the other Building Items and the P&M ERC (where applicable) to enable the correct contract size adjustment to be made. ERC of Building Component + ERC of P&M = Total ERC to which contract size adjustment should be applied. The appropriate % adjustment should be made in accordance with the scale for contract size adjustment specified under section 6 of the RCG 2021 Guidance notes. The currency ERC rates are set at £4m (Four Million Pounds) @ 1st April 2019 (AVD) for the RCG 2021 Publication. | Factory Buildings - Process Heavy, Insulated | - | 2 | TRUE
1761 | 41R08Y | 5116 | 41R08Y | Factory buildings process | Heavy - uninsulated | Sheet metal cladding | > 5000m² | Eaves ht - 10.0m | Building Construction : - Foundations : Concrete pad and strip foundations with 250mm mesh reinforced concrete floor Frame : Heavy steel frame Upper Floors : None Roof : Single skin profiled protected metal, fixed to steel purlins with plastic headed screws, translucent sheet glazing, rainwater gutters, downpipes and drainage. External Walls : Brick cavity infill to 2.0m; single skin profiled protected metal cladding, fixed to horizontal steel rails with plastic headed screws, translucent sheet glazing; access doors goods/personnel. Windows and Doors : Internal Walls : Internal Finishes : Building Services : Electric light and power, water laid on, toilets, unheated External Works : Drainage to the curtilage Accommodation : Single storey uninsulated heavy process factory building | Location Adjustment Applicable (See Guidance Notes) - ERC = UK mean of 1.00 | (BEAMS Note 2) The ERC for this item should be added to all other rateable items on the hereditament (except land). Therefore the total of the ERC of the other Building Items and the P&M ERC (where applicable) to enable the correct contract size adjustment to be made. ERC of Building Component + ERC of P&M = Total ERC to which contract size adjustment should be applied. The appropriate % adjustment should be made in accordance with the scale for contract size adjustment specified under section 6 of the RCG 2023 Guidance notes. The currency ERC rates are set at £4m (Four Million Pounds) @ 1st April 2021 (AVD) for the RCG 2023 Publication. | Costs exclude external works. | - | - | - | - | The plant and machinery listed in the description has been included in this costing. | - | Factory Buildings - Process Heavy, Insulated | - | 10091 |  | - | - | NA | NA | NA | 261.4016 | Option 1 | 324.0867 | 23.98% | 0 | 0 | -100% | -100% | 0 | -100% | Redirected | NA | VOA_GPN_GOV_UK\7246041 | 2019-08-30 | Low | - | - | Redirected, low risk | NA | - | NA | SPONS A&B | NA | (BEAMS Note 2) The ERC for this item should be added to all other rateable items on the hereditament (except land). Therefore the total of the ERC of the other Building Items and the P&M ERC (where applicable) to enable the correct contract size adjustment to be made. ERC of Building Component + ERC of P&M = Total ERC to which contract size adjustment should be applied. The appropriate % adjustment should be made in accordance with the scale for contract size adjustment specified under section 6 of the RCG 2021 Guidance notes. The currency ERC rates are set at £4m (Four Million Pounds) @ 1st April 2019 (AVD) for the RCG 2021 Publication. | Factory Buildings - Process Heavy, Insulated | - | 2 | TRUE
1762 | 41R09A | 5117 | 41R09A | Factory buildings process | Heavy - uninsulated | Sheet metal cladding | > 5000m² | Eaves ht - 11.0m | Building Construction : - Foundations : Concrete pad and strip foundations with 250mm mesh reinforced concrete floor Frame : Heavy steel frame Upper Floors : None Roof : Single skin profiled protected metal, fixed to steel purlins with plastic headed screws, translucent sheet glazing, rainwater gutters, downpipes and drainage. External Walls : Brick cavity infill to 2.0m; single skin profiled protected metal cladding, fixed to horizontal steel rails with plastic headed screws, translucent sheet glazing; access doors goods/personnel. Windows and Doors : Internal Walls : Internal Finishes : Building Services : Electric light and power, water laid on, toilets, unheated External Works : Drainage to the curtilage Accommodation : Single storey uninsulated heavy process factory building | Location Adjustment Applicable (See Guidance Notes) - ERC = UK mean of 1.00 | (BEAMS Note 2) The ERC for this item should be added to all other rateable items on the hereditament (except land). Therefore the total of the ERC of the other Building Items and the P&M ERC (where applicable) to enable the correct contract size adjustment to be made. ERC of Building Component + ERC of P&M = Total ERC to which contract size adjustment should be applied. The appropriate % adjustment should be made in accordance with the scale for contract size adjustment specified under section 6 of the RCG 2023 Guidance notes. The currency ERC rates are set at £4m (Four Million Pounds) @ 1st April 2021 (AVD) for the RCG 2023 Publication. | Costs exclude external works. | - | - | - | - | The plant and machinery listed in the description has been included in this costing. | - | Factory Buildings - Process Heavy, Insulated | - | 10091 |  | - | - | NA | NA | NA | 267.5522 | Option 1 | 331.7123 | 23.98% | 0 | 0 | -100% | -100% | 0 | -100% | Redirected | NA | VOA_GPN_GOV_UK\7246041 | 2019-08-30 | Low | - | - | Redirected, low risk | NA | - | NA | SPONS A&B | NA | (BEAMS Note 2) The ERC for this item should be added to all other rateable items on the hereditament (except land). Therefore the total of the ERC of the other Building Items and the P&M ERC (where applicable) to enable the correct contract size adjustment to be made. ERC of Building Component + ERC of P&M = Total ERC to which contract size adjustment should be applied. The appropriate % adjustment should be made in accordance with the scale for contract size adjustment specified under section 6 of the RCG 2021 Guidance notes. The currency ERC rates are set at £4m (Four Million Pounds) @ 1st April 2019 (AVD) for the RCG 2021 Publication. | Factory Buildings - Process Heavy, Insulated | - | 2 | TRUE
1763 | 41R09F | 5118 | 41R09F | Factory buildings process | Heavy - uninsulated | Sheet metal cladding | > 5000m² | Eaves ht - 12.0m | Building Construction : - Foundations : Concrete pad and strip foundations with 250mm mesh reinforced concrete floor Frame : Heavy steel frame Upper Floors : None Roof : Single skin profiled protected metal, fixed to steel purlins with plastic headed screws, translucent sheet glazing, rainwater gutters, downpipes and drainage. External Walls : Brick cavity infill to 2.0m; single skin profiled protected metal cladding, fixed to horizontal steel rails with plastic headed screws, translucent sheet glazing; access doors goods/personnel. Windows and Doors : Internal Walls : Internal Finishes : Building Services : Electric light and power, water laid on, toilets, unheated External Works : Drainage to the curtilage Accommodation : Single storey uninsulated heavy process factory building | Location Adjustment Applicable (See Guidance Notes) - ERC = UK mean of 1.00 | (BEAMS Note 2) The ERC for this item should be added to all other rateable items on the hereditament (except land). Therefore the total of the ERC of the other Building Items and the P&M ERC (where applicable) to enable the correct contract size adjustment to be made. ERC of Building Component + ERC of P&M = Total ERC to which contract size adjustment should be applied. The appropriate % adjustment should be made in accordance with the scale for contract size adjustment specified under section 6 of the RCG 2023 Guidance notes. The currency ERC rates are set at £4m (Four Million Pounds) @ 1st April 2021 (AVD) for the RCG 2023 Publication. | Costs exclude external works. | - | - | - | - | The plant and machinery listed in the description has been included in this costing. | - | Factory Buildings - Process Heavy, Insulated | - | 10091 |  | - | - | NA | NA | NA | 273.7028 | Option 1 | 339.3379 | 23.98% | 0 | 0 | -100% | -100% | 0 | -100% | Redirected | NA | VOA_GPN_GOV_UK\7246041 | 2019-08-30 | Low | - | - | Redirected, low risk | NA | - | NA | SPONS A&B | NA | (BEAMS Note 2) The ERC for this item should be added to all other rateable items on the hereditament (except land). Therefore the total of the ERC of the other Building Items and the P&M ERC (where applicable) to enable the correct contract size adjustment to be made. ERC of Building Component + ERC of P&M = Total ERC to which contract size adjustment should be applied. The appropriate % adjustment should be made in accordance with the scale for contract size adjustment specified under section 6 of the RCG 2021 Guidance notes. The currency ERC rates are set at £4m (Four Million Pounds) @ 1st April 2019 (AVD) for the RCG 2021 Publication. | Factory Buildings - Process Heavy, Insulated | - | 2 | TRUE
1764 | 41R09G | 5119 | 41R09G | Factory buildings process | Heavy - uninsulated | Sheet metal cladding | > 5000m² | Eaves ht - 13.0m | Building Construction : - Foundations : Concrete pad and strip foundations with 250mm mesh reinforced concrete floor Frame : Heavy steel frame Upper Floors : None Roof : Single skin profiled protected metal, fixed to steel purlins with plastic headed screws, translucent sheet glazing, rainwater gutters, downpipes and drainage. External Walls : Brick cavity infill to 2.0m; single skin profiled protected metal cladding, fixed to horizontal steel rails with plastic headed screws, translucent sheet glazing; access doors goods/personnel. Windows and Doors : Internal Walls : Internal Finishes : Building Services : Electric light and power, water laid on, toilets, unheated External Works : Drainage to the curtilage Accommodation : Single storey uninsulated heavy process factory building | Location Adjustment Applicable (See Guidance Notes) - ERC = UK mean of 1.00 | (BEAMS Note 2) The ERC for this item should be added to all other rateable items on the hereditament (except land). Therefore the total of the ERC of the other Building Items and the P&M ERC (where applicable) to enable the correct contract size adjustment to be made. ERC of Building Component + ERC of P&M = Total ERC to which contract size adjustment should be applied. The appropriate % adjustment should be made in accordance with the scale for contract size adjustment specified under section 6 of the RCG 2023 Guidance notes. The currency ERC rates are set at £4m (Four Million Pounds) @ 1st April 2021 (AVD) for the RCG 2023 Publication. | Costs exclude external works. | - | - | - | - | The plant and machinery listed in the description has been included in this costing. | - | Factory Buildings - Process Heavy, Insulated | - | 10091 |  | - | - | NA | NA | NA | 279.8534 | Option 1 | 346.9634 | 23.98% | 0 | 0 | -100% | -100% | 0 | -100% | Redirected | NA | VOA_GPN_GOV_UK\7246041 | 2019-08-30 | Low | - | - | Redirected, low risk | NA | - | NA | SPONS A&B | NA | (BEAMS Note 2) The ERC for this item should be added to all other rateable items on the hereditament (except land). Therefore the total of the ERC of the other Building Items and the P&M ERC (where applicable) to enable the correct contract size adjustment to be made. ERC of Building Component + ERC of P&M = Total ERC to which contract size adjustment should be applied. The appropriate % adjustment should be made in accordance with the scale for contract size adjustment specified under section 6 of the RCG 2021 Guidance notes. The currency ERC rates are set at £4m (Four Million Pounds) @ 1st April 2019 (AVD) for the RCG 2021 Publication. | Factory Buildings - Process Heavy, Insulated | - | 2 | TRUE
1765 | 41R09H | 5120 | 41R09H | Factory buildings process | Heavy - uninsulated | Sheet metal cladding | > 5000m² | Eaves ht - 14.0m | Building Construction : - Foundations : Concrete pad and strip foundations with 250mm mesh reinforced concrete floor Frame : Heavy steel frame Upper Floors : None Roof : Single skin profiled protected metal, fixed to steel purlins with plastic headed screws, translucent sheet glazing, rainwater gutters, downpipes and drainage. External Walls : Brick cavity infill to 2.0m; single skin profiled protected metal cladding, fixed to horizontal steel rails with plastic headed screws, translucent sheet glazing; access doors goods/personnel. Windows and Doors : Internal Walls : Internal Finishes : Building Services : Electric light and power, water laid on, toilets, unheated External Works : Drainage to the curtilage Accommodation : Single storey uninsulated heavy process factory building | Location Adjustment Applicable (See Guidance Notes) - ERC = UK mean of 1.00 | (BEAMS Note 2) The ERC for this item should be added to all other rateable items on the hereditament (except land). Therefore the total of the ERC of the other Building Items and the P&M ERC (where applicable) to enable the correct contract size adjustment to be made. ERC of Building Component + ERC of P&M = Total ERC to which contract size adjustment should be applied. The appropriate % adjustment should be made in accordance with the scale for contract size adjustment specified under section 6 of the RCG 2023 Guidance notes. The currency ERC rates are set at £4m (Four Million Pounds) @ 1st April 2021 (AVD) for the RCG 2023 Publication. | Costs exclude external works. | - | - | - | - | The plant and machinery listed in the description has been included in this costing. | - | Factory Buildings - Process Heavy, Insulated | - | 10091 |  | - | - | NA | NA | NA | 286.0041 | Option 1 | 354.589 | 23.98% | 0 | 0 | -100% | -100% | 0 | -100% | Redirected | NA | VOA_GPN_GOV_UK\7246041 | 2019-08-30 | Low | - | - | Redirected, low risk | NA | - | NA | SPONS A&B | NA | (BEAMS Note 2) The ERC for this item should be added to all other rateable items on the hereditament (except land). Therefore the total of the ERC of the other Building Items and the P&M ERC (where applicable) to enable the correct contract size adjustment to be made. ERC of Building Component + ERC of P&M = Total ERC to which contract size adjustment should be applied. The appropriate % adjustment should be made in accordance with the scale for contract size adjustment specified under section 6 of the RCG 2021 Guidance notes. The currency ERC rates are set at £4m (Four Million Pounds) @ 1st April 2019 (AVD) for the RCG 2021 Publication. | Factory Buildings - Process Heavy, Insulated | - | 2 | TRUE
1766 | 41R09J | 5121 | 41R09J | Factory buildings process | Heavy - uninsulated | Sheet metal cladding | > 5000m² | Eaves ht - 15.0m | Building Construction : - Foundations : Concrete pad and strip foundations with 250mm mesh reinforced concrete floor Frame : Heavy steel frame Upper Floors : None Roof : Single skin profiled protected metal, fixed to steel purlins with plastic headed screws, translucent sheet glazing, rainwater gutters, downpipes and drainage. External Walls : Brick cavity infill to 2.0m; single skin profiled protected metal cladding, fixed to horizontal steel rails with plastic headed screws, translucent sheet glazing; access doors goods/personnel. Windows and Doors : Internal Walls : Internal Finishes : Building Services : Electric light and power, water laid on, toilets, unheated External Works : Drainage to the curtilage Accommodation : Single storey uninsulated heavy process factory building | Location Adjustment Applicable (See Guidance Notes) - ERC = UK mean of 1.00 | (BEAMS Note 2) The ERC for this item should be added to all other rateable items on the hereditament (except land). Therefore the total of the ERC of the other Building Items and the P&M ERC (where applicable) to enable the correct contract size adjustment to be made. ERC of Building Component + ERC of P&M = Total ERC to which contract size adjustment should be applied. The appropriate % adjustment should be made in accordance with the scale for contract size adjustment specified under section 6 of the RCG 2023 Guidance notes. The currency ERC rates are set at £4m (Four Million Pounds) @ 1st April 2021 (AVD) for the RCG 2023 Publication. | Costs exclude external works. | - | - | - | - | The plant and machinery listed in the description has been included in this costing. | - | Factory Buildings - Process Heavy, Insulated | - | 10091 |  | - | - | NA | NA | NA | 292.1547 | Option 1 | 362.2146 | 23.98% | 0 | 0 | -100% | -100% | 0 | -100% | Redirected | NA | VOA_GPN_GOV_UK\7246041 | 2019-08-30 | Low | - | - | Redirected, low risk | NA | - | NA | SPONS A&B | NA | (BEAMS Note 2) The ERC for this item should be added to all other rateable items on the hereditament (except land). Therefore the total of the ERC of the other Building Items and the P&M ERC (where applicable) to enable the correct contract size adjustment to be made. ERC of Building Component + ERC of P&M = Total ERC to which contract size adjustment should be applied. The appropriate % adjustment should be made in accordance with the scale for contract size adjustment specified under section 6 of the RCG 2021 Guidance notes. The currency ERC rates are set at £4m (Four Million Pounds) @ 1st April 2019 (AVD) for the RCG 2021 Publication. | Factory Buildings - Process Heavy, Insulated | - | 2 | TRUE
1767 | 41RO3A | 4923 | 41RO3A | Factory buildings process | Heavy - uninsulated | Sheet metal cladding | <= 500m² | Eaves ht - 30.0m | Foundations: Concrete pad and strip foundations with 250mm mesh reinforced concrete floor Frame: Heavy steel frame Upper Floors: None Roof: Single skin profiled protected metal, fixed to steel purlins with plastic headed screws, translucent sheet glazing, rainwater gutters, downpipes and drainage. External Walls: Brick cavity infill to 2.0m; single skin profiled protected metal cladding, fixed to horizontal steel rails with plastic headed screws, translucent sheet glazing; access doors goods/personnel. Windows and Doors: Internal Walls: Internal Finishes: Building Services: Electric light and power, water laid on, toilets, unheated External Works: Drainage to the curtilage Accommodation: Single storey uninsulated heavy process factory building | Location Adjustment Applicable (See Guidance Notes) - ERC = UK mean of 1.00 | (BEAMS Note 2) The ERC for this item should be added to all other rateable items on the hereditament (except land). Therefore the total of the ERC of the other Building Items and the P&M ERC (where applicable) to enable the correct contract size adjustment to be made. ERC of Building Component + ERC of P&M = Total ERC to which contract size adjustment should be applied. The appropriate % adjustment should be made in accordance with the scale for contract size adjustment specified under section 6 of the RCG 2023 Guidance notes. The currency ERC rates are set at £4m (Four Million Pounds) @ 1st April 2021 (AVD) for the RCG 2023 Publication. | Costs exclude external works. | - | - | - | The plant and machinery listed in the description has been included in this costing. | - | - | - | - | 10088 |  | - | - | NA | NA | NA | 883.3835 | Option 1 | 1095.2225 | 23.98% | 0 | 0 | -100% | -100% | 0 | -100% | Redirected | NA | VOA_GPN_GOV_UK\7246041 | 2019-08-30 | Low | - | - | Redirected, low risk | NA | - | NA | SPONS A&B | NA | (BEAMS Note 2) The ERC for this item should be added to all other rateable items on the hereditament (except land). Therefore the total of the ERC of the other Building Items and the P&M ERC (where applicable) to enable the correct contract size adjustment to be made. ERC of Building Component + ERC of P&M = Total ERC to which contract size adjustment should be applied. The appropriate % adjustment should be made in accordance with the scale for contract size adjustment specified under section 6 of the RCG 2021 Guidance notes. The currency ERC rates are set at £4m (Four Million Pounds) @ 1st April 2019 (AVD) for the RCG 2021 Publication. | - | - | 2 | TRUE
1768 | 41RO3L | 4924 | 41RO3L | Factory buildings process | Heavy - uninsulated | Sheet metal cladding | <= 500m² | Eaves ht - 16.0m | Foundations: Concrete pad and strip foundations with 250mm mesh reinforced concrete floor Frame: Heavy steel frame Upper Floors: None Roof: Single skin profiled protected metal, fixed to steel purlins with plastic headed screws, translucent sheet glazing, rainwater gutters, downpipes and drainage. External Walls: Brick cavity infill to 2.0m; single skin profiled protected metal cladding, fixed to horizontal steel rails with plastic headed screws, translucent sheet glazing; access doors goods/personnel. Windows and Doors: Internal Walls: Internal Finishes: Building Services: Electric light and power, water laid on, toilets, unheated External Works: Drainage to the curtilage Accommodation: Single storey uninsulated heavy process factory building | Location Adjustment Applicable (See Guidance Notes) - ERC = UK mean of 1.00 | (BEAMS Note 2) The ERC for this item should be added to all other rateable items on the hereditament (except land). Therefore the total of the ERC of the other Building Items and the P&M ERC (where applicable) to enable the correct contract size adjustment to be made. ERC of Building Component + ERC of P&M = Total ERC to which contract size adjustment should be applied. The appropriate % adjustment should be made in accordance with the scale for contract size adjustment specified under section 6 of the RCG 2023 Guidance notes. The currency ERC rates are set at £4m (Four Million Pounds) @ 1st April 2021 (AVD) for the RCG 2023 Publication. | Costs exclude external works. | - | - | - | The plant and machinery listed in the description has been included in this costing. | - | - | - | - | 10088 |  | - | - | NA | NA | NA | 541.255 | Option 1 | 671.0502 | 23.98% | 0 | 0 | -100% | -100% | 0 | -100% | Redirected | NA | VOA_GPN_GOV_UK\7246041 | 2019-08-30 | Low | - | - | Redirected, low risk | NA | - | NA | SPONS A&B | NA | (BEAMS Note 2) The ERC for this item should be added to all other rateable items on the hereditament (except land). Therefore the total of the ERC of the other Building Items and the P&M ERC (where applicable) to enable the correct contract size adjustment to be made. ERC of Building Component + ERC of P&M = Total ERC to which contract size adjustment should be applied. The appropriate % adjustment should be made in accordance with the scale for contract size adjustment specified under section 6 of the RCG 2021 Guidance notes. The currency ERC rates are set at £4m (Four Million Pounds) @ 1st April 2019 (AVD) for the RCG 2021 Publication. | - | - | 2 | TRUE
1769 | 41RO3M | 4925 | 41RO3M | Factory buildings process | Heavy - uninsulated | Sheet metal cladding | <= 500m² | Eaves ht - 17.0m | Foundations: Concrete pad and strip foundations with 250mm mesh reinforced concrete floor Frame: Heavy steel frame Upper Floors: None Roof: Single skin profiled protected metal, fixed to steel purlins with plastic headed screws, translucent sheet glazing, rainwater gutters, downpipes and drainage. External Walls: Brick cavity infill to 2.0m; single skin profiled protected metal cladding, fixed to horizontal steel rails with plastic headed screws, translucent sheet glazing; access doors goods/personnel. Windows and Doors: Internal Walls: Internal Finishes: Building Services: Electric light and power, water laid on, toilets, unheated External Works: Drainage to the curtilage Accommodation: Single storey uninsulated heavy process factory building | Location Adjustment Applicable (See Guidance Notes) - ERC = UK mean of 1.00 | (BEAMS Note 2) The ERC for this item should be added to all other rateable items on the hereditament (except land). Therefore the total of the ERC of the other Building Items and the P&M ERC (where applicable) to enable the correct contract size adjustment to be made. ERC of Building Component + ERC of P&M = Total ERC to which contract size adjustment should be applied. The appropriate % adjustment should be made in accordance with the scale for contract size adjustment specified under section 6 of the RCG 2023 Guidance notes. The currency ERC rates are set at £4m (Four Million Pounds) @ 1st April 2021 (AVD) for the RCG 2023 Publication. | Costs exclude external works. | - | - | - | The plant and machinery listed in the description has been included in this costing. | - | - | - | - | 10088 |  | - | - | NA | NA | NA | 564.3199 | Option 1 | 699.6461 | 23.98% | 0 | 0 | -100% | -100% | 0 | -100% | Redirected | NA | VOA_GPN_GOV_UK\7246041 | 2019-08-30 | Low | - | - | Redirected, low risk | NA | - | NA | SPONS A&B | NA | (BEAMS Note 2) The ERC for this item should be added to all other rateable items on the hereditament (except land). Therefore the total of the ERC of the other Building Items and the P&M ERC (where applicable) to enable the correct contract size adjustment to be made. ERC of Building Component + ERC of P&M = Total ERC to which contract size adjustment should be applied. The appropriate % adjustment should be made in accordance with the scale for contract size adjustment specified under section 6 of the RCG 2021 Guidance notes. The currency ERC rates are set at £4m (Four Million Pounds) @ 1st April 2019 (AVD) for the RCG 2021 Publication. | - | - | 2 | TRUE
1770 | 41RO3N | 4926 | 41RO3N | Factory buildings process | Heavy - uninsulated | Sheet metal cladding | <= 500m² | Eaves ht - 18.0m | Foundations: Concrete pad and strip foundations with 250mm mesh reinforced concrete floor Frame: Heavy steel frame Upper Floors: None Roof: Single skin profiled protected metal, fixed to steel purlins with plastic headed screws, translucent sheet glazing, rainwater gutters, downpipes and drainage. External Walls: Brick cavity infill to 2.0m; single skin profiled protected metal cladding, fixed to horizontal steel rails with plastic headed screws, translucent sheet glazing; access doors goods/personnel. Windows and Doors: Internal Walls: Internal Finishes: Building Services: Electric light and power, water laid on, toilets, unheated External Works: Drainage to the curtilage Accommodation: Single storey uninsulated heavy process factory building | Location Adjustment Applicable (See Guidance Notes) - ERC = UK mean of 1.00 | (BEAMS Note 2) The ERC for this item should be added to all other rateable items on the hereditament (except land). Therefore the total of the ERC of the other Building Items and the P&M ERC (where applicable) to enable the correct contract size adjustment to be made. ERC of Building Component + ERC of P&M = Total ERC to which contract size adjustment should be applied. The appropriate % adjustment should be made in accordance with the scale for contract size adjustment specified under section 6 of the RCG 2023 Guidance notes. The currency ERC rates are set at £4m (Four Million Pounds) @ 1st April 2021 (AVD) for the RCG 2023 Publication. | Costs exclude external works. | - | - | - | The plant and machinery listed in the description has been included in this costing. | - | - | - | - | 10088 |  | - | - | NA | NA | NA | 586.6159 | Option 1 | 727.2888 | 23.98% | 0 | 0 | -100% | -100% | 0 | -100% | Redirected | NA | VOA_GPN_GOV_UK\7246041 | 2019-08-30 | Low | - | - | Redirected, low risk | NA | - | NA | SPONS A&B | NA | (BEAMS Note 2) The ERC for this item should be added to all other rateable items on the hereditament (except land). Therefore the total of the ERC of the other Building Items and the P&M ERC (where applicable) to enable the correct contract size adjustment to be made. ERC of Building Component + ERC of P&M = Total ERC to which contract size adjustment should be applied. The appropriate % adjustment should be made in accordance with the scale for contract size adjustment specified under section 6 of the RCG 2021 Guidance notes. The currency ERC rates are set at £4m (Four Million Pounds) @ 1st April 2019 (AVD) for the RCG 2021 Publication. | - | - | 2 | TRUE
1771 | 41RO3P | 4927 | 41RO3P | Factory buildings process | Heavy - uninsulated | Sheet metal cladding | <= 500m² | Eaves ht - 19.0m | Foundations: Concrete pad and strip foundations with 250mm mesh reinforced concrete floor Frame: Heavy steel frame Upper Floors: None Roof: Single skin profiled protected metal, fixed to steel purlins with plastic headed screws, translucent sheet glazing, rainwater gutters, downpipes and drainage. External Walls: Brick cavity infill to 2.0m; single skin profiled protected metal cladding, fixed to horizontal steel rails with plastic headed screws, translucent sheet glazing; access doors goods/personnel. Windows and Doors: Internal Walls: Internal Finishes: Building Services: Electric light and power, water laid on, toilets, unheated External Works: Drainage to the curtilage Accommodation: Single storey uninsulated heavy process factory building | Location Adjustment Applicable (See Guidance Notes) - ERC = UK mean of 1.00 | (BEAMS Note 2) The ERC for this item should be added to all other rateable items on the hereditament (except land). Therefore the total of the ERC of the other Building Items and the P&M ERC (where applicable) to enable the correct contract size adjustment to be made. ERC of Building Component + ERC of P&M = Total ERC to which contract size adjustment should be applied. The appropriate % adjustment should be made in accordance with the scale for contract size adjustment specified under section 6 of the RCG 2023 Guidance notes. The currency ERC rates are set at £4m (Four Million Pounds) @ 1st April 2021 (AVD) for the RCG 2023 Publication. | Costs exclude external works. | - | - | - | The plant and machinery listed in the description has been included in this costing. | - | - | - | - | 10088 |  | - | - | NA | NA | NA | 609.6807 | Option 1 | 755.8847 | 23.98% | 0 | 0 | -100% | -100% | 0 | -100% | Redirected | NA | VOA_GPN_GOV_UK\7246041 | 2019-08-30 | Low | - | - | Redirected, low risk | NA | - | NA | SPONS A&B | NA | (BEAMS Note 2) The ERC for this item should be added to all other rateable items on the hereditament (except land). Therefore the total of the ERC of the other Building Items and the P&M ERC (where applicable) to enable the correct contract size adjustment to be made. ERC of Building Component + ERC of P&M = Total ERC to which contract size adjustment should be applied. The appropriate % adjustment should be made in accordance with the scale for contract size adjustment specified under section 6 of the RCG 2021 Guidance notes. The currency ERC rates are set at £4m (Four Million Pounds) @ 1st April 2019 (AVD) for the RCG 2021 Publication. | - | - | 2 | TRUE
1772 | 41RO3Q | 4928 | 41RO3Q | Factory buildings process | Heavy - uninsulated | Sheet metal cladding | <= 500m² | Eaves ht - 20.0m | Foundations: Concrete pad and strip foundations with 250mm mesh reinforced concrete floor Frame: Heavy steel frame Upper Floors: None Roof: Single skin profiled protected metal, fixed to steel purlins with plastic headed screws, translucent sheet glazing, rainwater gutters, downpipes and drainage. External Walls: Brick cavity infill to 2.0m; single skin profiled protected metal cladding, fixed to horizontal steel rails with plastic headed screws, translucent sheet glazing; access doors goods/personnel. Windows and Doors: Internal Walls: Internal Finishes: Building Services: Electric light and power, water laid on, toilets, unheated External Works: Drainage to the curtilage Accommodation: Single storey uninsulated heavy process factory building | Location Adjustment Applicable (See Guidance Notes) - ERC = UK mean of 1.00 | (BEAMS Note 2) The ERC for this item should be added to all other rateable items on the hereditament (except land). Therefore the total of the ERC of the other Building Items and the P&M ERC (where applicable) to enable the correct contract size adjustment to be made. ERC of Building Component + ERC of P&M = Total ERC to which contract size adjustment should be applied. The appropriate % adjustment should be made in accordance with the scale for contract size adjustment specified under section 6 of the RCG 2023 Guidance notes. The currency ERC rates are set at £4m (Four Million Pounds) @ 1st April 2021 (AVD) for the RCG 2023 Publication. | Costs exclude external works. | - | - | - | The plant and machinery listed in the description has been included in this costing. | - | - | - | - | 10088 |  | - | - | NA | NA | NA | 632.7456 | Option 1 | 784.4805 | 23.98% | 0 | 0 | -100% | -100% | 0 | -100% | Redirected | NA | VOA_GPN_GOV_UK\7246041 | 2019-08-30 | Low | - | - | Redirected, low risk | NA | - | NA | SPONS A&B | NA | (BEAMS Note 2) The ERC for this item should be added to all other rateable items on the hereditament (except land). Therefore the total of the ERC of the other Building Items and the P&M ERC (where applicable) to enable the correct contract size adjustment to be made. ERC of Building Component + ERC of P&M = Total ERC to which contract size adjustment should be applied. The appropriate % adjustment should be made in accordance with the scale for contract size adjustment specified under section 6 of the RCG 2021 Guidance notes. The currency ERC rates are set at £4m (Four Million Pounds) @ 1st April 2019 (AVD) for the RCG 2021 Publication. | - | - | 2 | TRUE
1773 | 41RO3R | 4929 | 41RO3R | Factory buildings process | Heavy - uninsulated | Sheet metal cladding | <= 500m² | Eaves ht - 21.0m | Foundations: Concrete pad and strip foundations with 250mm mesh reinforced concrete floor Frame: Heavy steel frame Upper Floors: None Roof: Single skin profiled protected metal, fixed to steel purlins with plastic headed screws, translucent sheet glazing, rainwater gutters, downpipes and drainage. External Walls: Brick cavity infill to 2.0m; single skin profiled protected metal cladding, fixed to horizontal steel rails with plastic headed screws, translucent sheet glazing; access doors goods/personnel. Windows and Doors: Internal Walls: Internal Finishes: Building Services: Electric light and power, water laid on, toilets, unheated External Works: Drainage to the curtilage Accommodation: Single storey uninsulated heavy process factory building | Location Adjustment Applicable (See Guidance Notes) - ERC = UK mean of 1.00 | (BEAMS Note 2) The ERC for this item should be added to all other rateable items on the hereditament (except land). Therefore the total of the ERC of the other Building Items and the P&M ERC (where applicable) to enable the correct contract size adjustment to be made. ERC of Building Component + ERC of P&M = Total ERC to which contract size adjustment should be applied. The appropriate % adjustment should be made in accordance with the scale for contract size adjustment specified under section 6 of the RCG 2023 Guidance notes. The currency ERC rates are set at £4m (Four Million Pounds) @ 1st April 2021 (AVD) for the RCG 2023 Publication. | Costs exclude external works. | - | - | - | The plant and machinery listed in the description has been included in this costing. | - | - | - | - | 10088 |  | - | - | NA | NA | NA | 655.0416 | Option 1 | 812.1232 | 23.98% | 0 | 0 | -100% | -100% | 0 | -100% | Redirected | NA | VOA_GPN_GOV_UK\7246041 | 2019-08-30 | Low | - | - | Redirected, low risk | NA | - | NA | SPONS A&B | NA | (BEAMS Note 2) The ERC for this item should be added to all other rateable items on the hereditament (except land). Therefore the total of the ERC of the other Building Items and the P&M ERC (where applicable) to enable the correct contract size adjustment to be made. ERC of Building Component + ERC of P&M = Total ERC to which contract size adjustment should be applied. The appropriate % adjustment should be made in accordance with the scale for contract size adjustment specified under section 6 of the RCG 2021 Guidance notes. The currency ERC rates are set at £4m (Four Million Pounds) @ 1st April 2019 (AVD) for the RCG 2021 Publication. | - | - | 2 | TRUE
1774 | 41RO3S | 4930 | 41RO3S | Factory buildings process | Heavy - uninsulated | Sheet metal cladding | <= 500m² | Eaves ht - 22.0m | Foundations: Concrete pad and strip foundations with 250mm mesh reinforced concrete floor Frame: Heavy steel frame Upper Floors: None Roof: Single skin profiled protected metal, fixed to steel purlins with plastic headed screws, translucent sheet glazing, rainwater gutters, downpipes and drainage. External Walls: Brick cavity infill to 2.0m; single skin profiled protected metal cladding, fixed to horizontal steel rails with plastic headed screws, translucent sheet glazing; access doors goods/personnel. Windows and Doors: Internal Walls: Internal Finishes: Building Services: Electric light and power, water laid on, toilets, unheated External Works: Drainage to the curtilage Accommodation: Single storey uninsulated heavy process factory building | Location Adjustment Applicable (See Guidance Notes) - ERC = UK mean of 1.00 | (BEAMS Note 2) The ERC for this item should be added to all other rateable items on the hereditament (except land). Therefore the total of the ERC of the other Building Items and the P&M ERC (where applicable) to enable the correct contract size adjustment to be made. ERC of Building Component + ERC of P&M = Total ERC to which contract size adjustment should be applied. The appropriate % adjustment should be made in accordance with the scale for contract size adjustment specified under section 6 of the RCG 2023 Guidance notes. The currency ERC rates are set at £4m (Four Million Pounds) @ 1st April 2021 (AVD) for the RCG 2023 Publication. | Costs exclude external works. | - | - | - | The plant and machinery listed in the description has been included in this costing. | - | - | - | - | 10088 |  | - | - | NA | NA | NA | 678.1064 | Option 1 | 840.7191 | 23.98% | 0 | 0 | -100% | -100% | 0 | -100% | Redirected | NA | VOA_GPN_GOV_UK\7246041 | 2019-08-30 | Low | - | - | Redirected, low risk | NA | - | NA | SPONS A&B | NA | (BEAMS Note 2) The ERC for this item should be added to all other rateable items on the hereditament (except land). Therefore the total of the ERC of the other Building Items and the P&M ERC (where applicable) to enable the correct contract size adjustment to be made. ERC of Building Component + ERC of P&M = Total ERC to which contract size adjustment should be applied. The appropriate % adjustment should be made in accordance with the scale for contract size adjustment specified under section 6 of the RCG 2021 Guidance notes. The currency ERC rates are set at £4m (Four Million Pounds) @ 1st April 2019 (AVD) for the RCG 2021 Publication. | - | - | 2 | TRUE
1775 | 41RO3T | 4931 | 41RO3T | Factory buildings process | Heavy - uninsulated | Sheet metal cladding | <= 500m² | Eaves ht - 23.0m | Foundations: Concrete pad and strip foundations with 250mm mesh reinforced concrete floor Frame: Heavy steel frame Upper Floors: None Roof: Single skin profiled protected metal, fixed to steel purlins with plastic headed screws, translucent sheet glazing, rainwater gutters, downpipes and drainage. External Walls: Brick cavity infill to 2.0m; single skin profiled protected metal cladding, fixed to horizontal steel rails with plastic headed screws, translucent sheet glazing; access doors goods/personnel. Windows and Doors: Internal Walls: Internal Finishes: Building Services: Electric light and power, water laid on, toilets, unheated External Works: Drainage to the curtilage Accommodation: Single storey uninsulated heavy process factory building | Location Adjustment Applicable (See Guidance Notes) - ERC = UK mean of 1.00 | (BEAMS Note 2) The ERC for this item should be added to all other rateable items on the hereditament (except land). Therefore the total of the ERC of the other Building Items and the P&M ERC (where applicable) to enable the correct contract size adjustment to be made. ERC of Building Component + ERC of P&M = Total ERC to which contract size adjustment should be applied. The appropriate % adjustment should be made in accordance with the scale for contract size adjustment specified under section 6 of the RCG 2023 Guidance notes. The currency ERC rates are set at £4m (Four Million Pounds) @ 1st April 2021 (AVD) for the RCG 2023 Publication. | Costs exclude external works. | - | - | - | The plant and machinery listed in the description has been included in this costing. | - | - | - | - | 10088 |  | - | - | NA | NA | NA | 700.4024 | Option 1 | 868.3618 | 23.98% | 0 | 0 | -100% | -100% | 0 | -100% | Redirected | NA | VOA_GPN_GOV_UK\7246041 | 2019-08-30 | Low | - | - | Redirected, low risk | NA | - | NA | SPONS A&B | NA | (BEAMS Note 2) The ERC for this item should be added to all other rateable items on the hereditament (except land). Therefore the total of the ERC of the other Building Items and the P&M ERC (where applicable) to enable the correct contract size adjustment to be made. ERC of Building Component + ERC of P&M = Total ERC to which contract size adjustment should be applied. The appropriate % adjustment should be made in accordance with the scale for contract size adjustment specified under section 6 of the RCG 2021 Guidance notes. The currency ERC rates are set at £4m (Four Million Pounds) @ 1st April 2019 (AVD) for the RCG 2021 Publication. | - | - | 2 | TRUE
1776 | 41RO3U | 4932 | 41RO3U | Factory buildings process | Heavy - uninsulated | Sheet metal cladding | <= 500m² | Eaves ht - 24.0m | Foundations: Concrete pad and strip foundations with 250mm mesh reinforced concrete floor Frame: Heavy steel frame Upper Floors: None Roof: Single skin profiled protected metal, fixed to steel purlins with plastic headed screws, translucent sheet glazing, rainwater gutters, downpipes and drainage. External Walls: Brick cavity infill to 2.0m; single skin profiled protected metal cladding, fixed to horizontal steel rails with plastic headed screws, translucent sheet glazing; access doors goods/personnel. Windows and Doors: Internal Walls: Internal Finishes: Building Services: Electric light and power, water laid on, toilets, unheated External Works: Drainage to the curtilage Accommodation: Single storey uninsulated heavy process factory building | Location Adjustment Applicable (See Guidance Notes) - ERC = UK mean of 1.00 | (BEAMS Note 2) The ERC for this item should be added to all other rateable items on the hereditament (except land). Therefore the total of the ERC of the other Building Items and the P&M ERC (where applicable) to enable the correct contract size adjustment to be made. ERC of Building Component + ERC of P&M = Total ERC to which contract size adjustment should be applied. The appropriate % adjustment should be made in accordance with the scale for contract size adjustment specified under section 6 of the RCG 2023 Guidance notes. The currency ERC rates are set at £4m (Four Million Pounds) @ 1st April 2021 (AVD) for the RCG 2023 Publication. | Costs exclude external works. | - | - | - | The plant and machinery listed in the description has been included in this costing. | - | - | - | - | 10088 |  | - | - | NA | NA | NA | 722.6984 | Option 1 | 896.0045 | 23.98% | 0 | 0 | -100% | -100% | 0 | -100% | Redirected | NA | VOA_GPN_GOV_UK\7246041 | 2019-08-30 | Low | - | - | Redirected, low risk | NA | - | NA | SPONS A&B | NA | (BEAMS Note 2) The ERC for this item should be added to all other rateable items on the hereditament (except land). Therefore the total of the ERC of the other Building Items and the P&M ERC (where applicable) to enable the correct contract size adjustment to be made. ERC of Building Component + ERC of P&M = Total ERC to which contract size adjustment should be applied. The appropriate % adjustment should be made in accordance with the scale for contract size adjustment specified under section 6 of the RCG 2021 Guidance notes. The currency ERC rates are set at £4m (Four Million Pounds) @ 1st April 2019 (AVD) for the RCG 2021 Publication. | - | - | 2 | TRUE
1777 | 41RO3V | 4933 | 41RO3V | Factory buildings process | Heavy - uninsulated | Sheet metal cladding | <= 500m² | Eaves ht - 25.0m | Foundations: Concrete pad and strip foundations with 250mm mesh reinforced concrete floor Frame: Heavy steel frame Upper Floors: None Roof: Single skin profiled protected metal, fixed to steel purlins with plastic headed screws, translucent sheet glazing, rainwater gutters, downpipes and drainage. External Walls: Brick cavity infill to 2.0m; single skin profiled protected metal cladding, fixed to horizontal steel rails with plastic headed screws, translucent sheet glazing; access doors goods/personnel. Windows and Doors: Internal Walls: Internal Finishes: Building Services: Electric light and power, water laid on, toilets, unheated External Works: Drainage to the curtilage Accommodation: Single storey uninsulated heavy process factory building | Location Adjustment Applicable (See Guidance Notes) - ERC = UK mean of 1.00 | (BEAMS Note 2) The ERC for this item should be added to all other rateable items on the hereditament (except land). Therefore the total of the ERC of the other Building Items and the P&M ERC (where applicable) to enable the correct contract size adjustment to be made. ERC of Building Component + ERC of P&M = Total ERC to which contract size adjustment should be applied. The appropriate % adjustment should be made in accordance with the scale for contract size adjustment specified under section 6 of the RCG 2023 Guidance notes. The currency ERC rates are set at £4m (Four Million Pounds) @ 1st April 2021 (AVD) for the RCG 2023 Publication. | Costs exclude external works. | - | - | - | The plant and machinery listed in the description has been included in this costing. | - | - | - | - | 10088 |  | - | - | NA | NA | NA | 745.7633 | Option 1 | 924.6004 | 23.98% | 0 | 0 | -100% | -100% | 0 | -100% | Redirected | NA | VOA_GPN_GOV_UK\7246041 | 2019-08-30 | Low | - | - | Redirected, low risk | NA | - | NA | SPONS A&B | NA | (BEAMS Note 2) The ERC for this item should be added to all other rateable items on the hereditament (except land). Therefore the total of the ERC of the other Building Items and the P&M ERC (where applicable) to enable the correct contract size adjustment to be made. ERC of Building Component + ERC of P&M = Total ERC to which contract size adjustment should be applied. The appropriate % adjustment should be made in accordance with the scale for contract size adjustment specified under section 6 of the RCG 2021 Guidance notes. The currency ERC rates are set at £4m (Four Million Pounds) @ 1st April 2019 (AVD) for the RCG 2021 Publication. | - | - | 2 | TRUE
1778 | 41RO3W | 4934 | 41RO3W | Factory buildings process | Heavy - uninsulated | Sheet metal cladding | <= 500m² | Eaves ht - 26.0m | Foundations: Concrete pad and strip foundations with 250mm mesh reinforced concrete floor Frame: Heavy steel frame Upper Floors: None Roof: Single skin profiled protected metal, fixed to steel purlins with plastic headed screws, translucent sheet glazing, rainwater gutters, downpipes and drainage. External Walls: Brick cavity infill to 2.0m; single skin profiled protected metal cladding, fixed to horizontal steel rails with plastic headed screws, translucent sheet glazing; access doors goods/personnel. Windows and Doors: Internal Walls: Internal Finishes: Building Services: Electric light and power, water laid on, toilets, unheated External Works: Drainage to the curtilage Accommodation: Single storey uninsulated heavy process factory building | Location Adjustment Applicable (See Guidance Notes) - ERC = UK mean of 1.00 | (BEAMS Note 2) The ERC for this item should be added to all other rateable items on the hereditament (except land). Therefore the total of the ERC of the other Building Items and the P&M ERC (where applicable) to enable the correct contract size adjustment to be made. ERC of Building Component + ERC of P&M = Total ERC to which contract size adjustment should be applied. The appropriate % adjustment should be made in accordance with the scale for contract size adjustment specified under section 6 of the RCG 2023 Guidance notes. The currency ERC rates are set at £4m (Four Million Pounds) @ 1st April 2021 (AVD) for the RCG 2023 Publication. | Costs exclude external works. | - | - | - | The plant and machinery listed in the description has been included in this costing. | - | - | - | - | 10088 |  | - | - | NA | NA | NA | 775.7476 | Option 1 | 961.775 | 23.98% | 0 | 0 | -100% | -100% | 0 | -100% | Redirected | NA | VOA_GPN_GOV_UK\7246041 | 2019-08-30 | Low | - | - | Redirected, low risk | NA | - | NA | SPONS A&B | NA | (BEAMS Note 2) The ERC for this item should be added to all other rateable items on the hereditament (except land). Therefore the total of the ERC of the other Building Items and the P&M ERC (where applicable) to enable the correct contract size adjustment to be made. ERC of Building Component + ERC of P&M = Total ERC to which contract size adjustment should be applied. The appropriate % adjustment should be made in accordance with the scale for contract size adjustment specified under section 6 of the RCG 2021 Guidance notes. The currency ERC rates are set at £4m (Four Million Pounds) @ 1st April 2019 (AVD) for the RCG 2021 Publication. | - | - | 2 | TRUE
1779 | 41RO3X | 4935 | 41RO3X | Factory buildings process | Heavy - uninsulated | Sheet metal cladding | <= 500m² | Eaves ht - 27.0m | Foundations: Concrete pad and strip foundations with 250mm mesh reinforced concrete floor Frame: Heavy steel frame Upper Floors: None Roof: Single skin profiled protected metal, fixed to steel purlins with plastic headed screws, translucent sheet glazing, rainwater gutters, downpipes and drainage. External Walls: Brick cavity infill to 2.0m; single skin profiled protected metal cladding, fixed to horizontal steel rails with plastic headed screws, translucent sheet glazing; access doors goods/personnel. Windows and Doors: Internal Walls: Internal Finishes: Building Services: Electric light and power, water laid on, toilets, unheated External Works: Drainage to the curtilage Accommodation: Single storey uninsulated heavy process factory building | Location Adjustment Applicable (See Guidance Notes) - ERC = UK mean of 1.00 | (BEAMS Note 2) The ERC for this item should be added to all other rateable items on the hereditament (except land). Therefore the total of the ERC of the other Building Items and the P&M ERC (where applicable) to enable the correct contract size adjustment to be made. ERC of Building Component + ERC of P&M = Total ERC to which contract size adjustment should be applied. The appropriate % adjustment should be made in accordance with the scale for contract size adjustment specified under section 6 of the RCG 2023 Guidance notes. The currency ERC rates are set at £4m (Four Million Pounds) @ 1st April 2021 (AVD) for the RCG 2023 Publication. | Costs exclude external works. | - | - | - | The plant and machinery listed in the description has been included in this costing. | - | - | - | - | 10088 |  | - | - | NA | NA | NA | 802.6566 | Option 1 | 995.1369 | 23.98% | 0 | 0 | -100% | -100% | 0 | -100% | Redirected | NA | VOA_GPN_GOV_UK\7246041 | 2019-08-30 | Low | - | - | Redirected, low risk | NA | - | NA | SPONS A&B | NA | (BEAMS Note 2) The ERC for this item should be added to all other rateable items on the hereditament (except land). Therefore the total of the ERC of the other Building Items and the P&M ERC (where applicable) to enable the correct contract size adjustment to be made. ERC of Building Component + ERC of P&M = Total ERC to which contract size adjustment should be applied. The appropriate % adjustment should be made in accordance with the scale for contract size adjustment specified under section 6 of the RCG 2021 Guidance notes. The currency ERC rates are set at £4m (Four Million Pounds) @ 1st April 2019 (AVD) for the RCG 2021 Publication. | - | - | 2 | TRUE
1780 | 41RO3Y | 4936 | 41RO3Y | Factory buildings process | Heavy - uninsulated | Sheet metal cladding | <= 500m² | Eaves ht - 28.0m | Foundations: Concrete pad and strip foundations with 250mm mesh reinforced concrete floor Frame: Heavy steel frame Upper Floors: None Roof: Single skin profiled protected metal, fixed to steel purlins with plastic headed screws, translucent sheet glazing, rainwater gutters, downpipes and drainage. External Walls: Brick cavity infill to 2.0m; single skin profiled protected metal cladding, fixed to horizontal steel rails with plastic headed screws, translucent sheet glazing; access doors goods/personnel. Windows and Doors: Internal Walls: Internal Finishes: Building Services: Electric light and power, water laid on, toilets, unheated External Works: Drainage to the curtilage Accommodation: Single storey uninsulated heavy process factory building | Location Adjustment Applicable (See Guidance Notes) - ERC = UK mean of 1.00 | (BEAMS Note 2) The ERC for this item should be added to all other rateable items on the hereditament (except land). Therefore the total of the ERC of the other Building Items and the P&M ERC (where applicable) to enable the correct contract size adjustment to be made. ERC of Building Component + ERC of P&M = Total ERC to which contract size adjustment should be applied. The appropriate % adjustment should be made in accordance with the scale for contract size adjustment specified under section 6 of the RCG 2023 Guidance notes. The currency ERC rates are set at £4m (Four Million Pounds) @ 1st April 2021 (AVD) for the RCG 2023 Publication. | Costs exclude external works. | - | - | - | The plant and machinery listed in the description has been included in this costing. | - | - | - | - | 10088 |  | - | - | NA | NA | NA | 829.5656 | Option 1 | 1028.4988 | 23.98% | 0 | 0 | -100% | -100% | 0 | -100% | Redirected | NA | VOA_GPN_GOV_UK\7246041 | 2019-08-30 | Low | - | - | Redirected, low risk | NA | - | NA | SPONS A&B | NA | (BEAMS Note 2) The ERC for this item should be added to all other rateable items on the hereditament (except land). Therefore the total of the ERC of the other Building Items and the P&M ERC (where applicable) to enable the correct contract size adjustment to be made. ERC of Building Component + ERC of P&M = Total ERC to which contract size adjustment should be applied. The appropriate % adjustment should be made in accordance with the scale for contract size adjustment specified under section 6 of the RCG 2021 Guidance notes. The currency ERC rates are set at £4m (Four Million Pounds) @ 1st April 2019 (AVD) for the RCG 2021 Publication. | - | - | 2 | TRUE
1781 | 41RO3Z | 4939 | 41RO3Z | Factory buildings process | Heavy - uninsulated | Sheet metal cladding | <= 500m² | Eaves ht - 29.0m | Foundations: Concrete pad and strip foundations with 250mm mesh reinforced concrete floor Frame: Heavy steel frame Upper Floors: None Roof: Single skin profiled protected metal, fixed to steel purlins with plastic headed screws, translucent sheet glazing, rainwater gutters, downpipes and drainage. External Walls: Brick cavity infill to 2.0m; single skin profiled protected metal cladding, fixed to horizontal steel rails with plastic headed screws, translucent sheet glazing; access doors goods/personnel. Windows and Doors: Internal Walls: Internal Finishes: Building Services: Electric light and power, water laid on, toilets, unheated External Works: Drainage to the curtilage Accommodation: Single storey uninsulated heavy process factory building | Location Adjustment Applicable (See Guidance Notes) - ERC = UK mean of 1.00 | (BEAMS Note 2) The ERC for this item should be added to all other rateable items on the hereditament (except land). Therefore the total of the ERC of the other Building Items and the P&M ERC (where applicable) to enable the correct contract size adjustment to be made. ERC of Building Component + ERC of P&M = Total ERC to which contract size adjustment should be applied. The appropriate % adjustment should be made in accordance with the scale for contract size adjustment specified under section 6 of the RCG 2023 Guidance notes. The currency ERC rates are set at £4m (Four Million Pounds) @ 1st April 2021 (AVD) for the RCG 2023 Publication. | Costs exclude external works. | - | - | - | The plant and machinery listed in the description has been included in this costing. | - | - | - | - | 10088 |  | - | - | NA | NA | NA | 856.4745 | Option 1 | 1061.8607 | 23.98% | 0 | 0 | -100% | -100% | 0 | -100% | Redirected | NA | VOA_GPN_GOV_UK\7246041 | 2019-08-30 | Low | - | - | Redirected, low risk | NA | - | NA | SPONS A&B | NA | (BEAMS Note 2) The ERC for this item should be added to all other rateable items on the hereditament (except land). Therefore the total of the ERC of the other Building Items and the P&M ERC (where applicable) to enable the correct contract size adjustment to be made. ERC of Building Component + ERC of P&M = Total ERC to which contract size adjustment should be applied. The appropriate % adjustment should be made in accordance with the scale for contract size adjustment specified under section 6 of the RCG 2021 Guidance notes. The currency ERC rates are set at £4m (Four Million Pounds) @ 1st April 2019 (AVD) for the RCG 2021 Publication. | - | - | 2 | TRUE
1782 | 41RO4L | 4940 | 41RO4L | Factory buildings process | Heavy - uninsulated | Sheet metal cladding | 501m² - 1000m² | Eaves ht - 16.0m | Foundations: Concrete pad and strip foundations with 250mm mesh reinforced concrete floor Frame: Heavy steel frame Upper Floors: None Roof: Single skin profiled protected metal, fixed to steel purlins with plastic headed screws, translucent sheet glazing, rainwater gutters, downpipes and drainage. External Walls: Brick cavity infill to 2.0m; single skin profiled protected metal cladding, fixed to horizontal steel rails with plastic headed screws, translucent sheet glazing; access doors goods/personnel. Windows and Doors: Internal Walls: Internal Finishes: Building Services: Electric light and power, water laid on, toilets, unheated External Works: Drainage to the curtilage Accommodation: Single storey uninsulated heavy process factory building | Location Adjustment Applicable (See Guidance Notes) - ERC = UK mean of 1.00 | (BEAMS Note 2) The ERC for this item should be added to all other rateable items on the hereditament (except land). Therefore the total of the ERC of the other Building Items and the P&M ERC (where applicable) to enable the correct contract size adjustment to be made. ERC of Building Component + ERC of P&M = Total ERC to which contract size adjustment should be applied. The appropriate % adjustment should be made in accordance with the scale for contract size adjustment specified under section 6 of the RCG 2023 Guidance notes. The currency ERC rates are set at £4m (Four Million Pounds) @ 1st April 2021 (AVD) for the RCG 2023 Publication. | Costs exclude external works. | Measure to GIA | - | - | - | - | - | - | - | 10089 |  | - | - | NA | NA | NA | 421.3178 | Option 1 | 522.3516 | 23.98% | 0 | 0 | -100% | -100% | 0 | -100% | Redirected | NA | VOA_GPN_GOV_UK\7246041 | 2019-08-30 | Low | - | - | Redirected, low risk | NA | - | NA | SPONS A&B | NA | (BEAMS Note 2) The ERC for this item should be added to all other rateable items on the hereditament (except land). Therefore the total of the ERC of the other Building Items and the P&M ERC (where applicable) to enable the correct contract size adjustment to be made. ERC of Building Component + ERC of P&M = Total ERC to which contract size adjustment should be applied. The appropriate % adjustment should be made in accordance with the scale for contract size adjustment specified under section 6 of the RCG 2021 Guidance notes. The currency ERC rates are set at £4m (Four Million Pounds) @ 1st April 2019 (AVD) for the RCG 2021 Publication. | - | - | 2 | TRUE
1783 | 41RO4M | 5489 | 41RO4M | Factory buildings process | Heavy - uninsulated | Sheet metal cladding | 501m² - 1000m² | Eaves ht - 17.0m | Foundations: Concrete pad and strip foundations with 250mm mesh reinforced concrete floor Frame: Heavy steel frame Upper Floors: None Roof: Single skin profiled protected metal, fixed to steel purlins with plastic headed screws, translucent sheet glazing, rainwater gutters, downpipes and drainage. External Walls: Brick cavity infill to 2.0m; single skin profiled protected metal cladding, fixed to horizontal steel rails with plastic headed screws, translucent sheet glazing; access doors goods/personnel. Windows and Doors: Internal Walls: Internal Finishes: Building Services: Electric light and power, water laid on, toilets, unheated External Works: Drainage to the curtilage Accommodation: Single storey uninsulated heavy process factory building | Location Adjustment Applicable (See Guidance Notes) - ERC = UK mean of 1.00 | (BEAMS Note 2) The ERC for this item should be added to all other rateable items on the hereditament (except land). Therefore the total of the ERC of the other Building Items and the P&M ERC (where applicable) to enable the correct contract size adjustment to be made. ERC of Building Component + ERC of P&M = Total ERC to which contract size adjustment should be applied. The appropriate % adjustment should be made in accordance with the scale for contract size adjustment specified under section 6 of the RCG 2023 Guidance notes. The currency ERC rates are set at £4m (Four Million Pounds) @ 1st April 2021 (AVD) for the RCG 2023 Publication. | Costs exclude external works. | Measure to GIA | - | - | - | - | - | - | - | 10089 |  | - | - | NA | NA | NA | 435.9256 | Option 1 | 540.4623 | 23.98% | 0 | 0 | -100% | -100% | 0 | -100% | Redirected | NA | VOA_GPN_GOV_UK\7246041 | 2019-08-30 | Low | - | - | Redirected, low risk | NA | - | NA | SPONS A&B | NA | (BEAMS Note 2) The ERC for this item should be added to all other rateable items on the hereditament (except land). Therefore the total of the ERC of the other Building Items and the P&M ERC (where applicable) to enable the correct contract size adjustment to be made. ERC of Building Component + ERC of P&M = Total ERC to which contract size adjustment should be applied. The appropriate % adjustment should be made in accordance with the scale for contract size adjustment specified under section 6 of the RCG 2021 Guidance notes. The currency ERC rates are set at £4m (Four Million Pounds) @ 1st April 2019 (AVD) for the RCG 2021 Publication. | - | - | 2 | TRUE
1784 | 41RO4N | 5280 | 41RO4N | Factory buildings process | Heavy - uninsulated | Sheet metal cladding | 501m² - 1000m² | Eaves ht - 18.0m | Foundations: Concrete pad and strip foundations with 250mm mesh reinforced concrete floor Frame: Heavy steel frame Upper Floors: None Roof: Single skin profiled protected metal, fixed to steel purlins with plastic headed screws, translucent sheet glazing, rainwater gutters, downpipes and drainage. External Walls: Brick cavity infill to 2.0m; single skin profiled protected metal cladding, fixed to horizontal steel rails with plastic headed screws, translucent sheet glazing; access doors goods/personnel. Windows and Doors: Internal Walls: Internal Finishes: Building Services: Electric light and power, water laid on, toilets, unheated External Works: Drainage to the curtilage Accommodation: Single storey uninsulated heavy process factory building | Location Adjustment Applicable (See Guidance Notes) - ERC = UK mean of 1.00 | (BEAMS Note 2) The ERC for this item should be added to all other rateable items on the hereditament (except land). Therefore the total of the ERC of the other Building Items and the P&M ERC (where applicable) to enable the correct contract size adjustment to be made. ERC of Building Component + ERC of P&M = Total ERC to which contract size adjustment should be applied. The appropriate % adjustment should be made in accordance with the scale for contract size adjustment specified under section 6 of the RCG 2023 Guidance notes. The currency ERC rates are set at £4m (Four Million Pounds) @ 1st April 2021 (AVD) for the RCG 2023 Publication. | Costs exclude external works. | Measure to GIA | - | - | - | - | - | - | - | 10089 |  | - | - | NA | NA | NA | 450.5333 | Option 1 | 558.573 | 23.98% | 0 | 0 | -100% | -100% | 0 | -100% | Redirected | NA | VOA_GPN_GOV_UK\7246041 | 2019-08-30 | Low | - | - | Redirected, low risk | NA | - | NA | SPONS A&B | NA | (BEAMS Note 2) The ERC for this item should be added to all other rateable items on the hereditament (except land). Therefore the total of the ERC of the other Building Items and the P&M ERC (where applicable) to enable the correct contract size adjustment to be made. ERC of Building Component + ERC of P&M = Total ERC to which contract size adjustment should be applied. The appropriate % adjustment should be made in accordance with the scale for contract size adjustment specified under section 6 of the RCG 2021 Guidance notes. The currency ERC rates are set at £4m (Four Million Pounds) @ 1st April 2019 (AVD) for the RCG 2021 Publication. | - | - | 2 | TRUE
1785 | 41RO4P | 8841 | 41RO4P | Factory buildings process | Heavy - uninsulated | Sheet metal cladding | 501m² - 1000m² | Eaves ht - 19.0m | Foundations: Concrete pad and strip foundations with 250mm mesh reinforced concrete floor Frame: Heavy steel frame Upper Floors: None Roof: Single skin profiled protected metal, fixed to steel purlins with plastic headed screws, translucent sheet glazing, rainwater gutters, downpipes and drainage. External Walls: Brick cavity infill to 2.0m; single skin profiled protected metal cladding, fixed to horizontal steel rails with plastic headed screws, translucent sheet glazing; access doors goods/personnel. Windows and Doors: Internal Walls: Internal Finishes: Building Services: Electric light and power, water laid on, toilets, unheated External Works: Drainage to the curtilage Accommodation: Single storey uninsulated heavy process factory building | Location Adjustment Applicable (See Guidance Notes) - ERC = UK mean of 1.00 | (BEAMS Note 2) The ERC for this item should be added to all other rateable items on the hereditament (except land). Therefore the total of the ERC of the other Building Items and the P&M ERC (where applicable) to enable the correct contract size adjustment to be made. ERC of Building Component + ERC of P&M = Total ERC to which contract size adjustment should be applied. The appropriate % adjustment should be made in accordance with the scale for contract size adjustment specified under section 6 of the RCG 2023 Guidance notes. The currency ERC rates are set at £4m (Four Million Pounds) @ 1st April 2021 (AVD) for the RCG 2023 Publication. | Costs exclude external works. | Measure to GIA | - | - | - | - | - | - | - | 10089 |  | - | - | NA | NA | NA | 465.141 | Option 1 | 576.6837 | 23.98% | 0 | 0 | -100% | -100% | 0 | -100% | Redirected | NA | VOA_GPN_GOV_UK\7246041 | 2019-08-30 | Low | - | - | Redirected, low risk | NA | - | NA | SPONS A&B | NA | (BEAMS Note 2) The ERC for this item should be added to all other rateable items on the hereditament (except land). Therefore the total of the ERC of the other Building Items and the P&M ERC (where applicable) to enable the correct contract size adjustment to be made. ERC of Building Component + ERC of P&M = Total ERC to which contract size adjustment should be applied. The appropriate % adjustment should be made in accordance with the scale for contract size adjustment specified under section 6 of the RCG 2021 Guidance notes. The currency ERC rates are set at £4m (Four Million Pounds) @ 1st April 2019 (AVD) for the RCG 2021 Publication. | - | - | 2 | TRUE
1786 | 41RO4Q | 5205 | 41RO4Q | Factory buildings process | Heavy - uninsulated | Sheet metal cladding | 501m² - 1000m² | Eaves ht - 20.0m | Foundations: Concrete pad and strip foundations with 250mm mesh reinforced concrete floor Frame: Heavy steel frame Upper Floors: None Roof: Single skin profiled protected metal, fixed to steel purlins with plastic headed screws, translucent sheet glazing, rainwater gutters, downpipes and drainage. External Walls: Brick cavity infill to 2.0m; single skin profiled protected metal cladding, fixed to horizontal steel rails with plastic headed screws, translucent sheet glazing; access doors goods/personnel. Windows and Doors: Internal Walls: Internal Finishes: Building Services: Electric light and power, water laid on, toilets, unheated External Works: Drainage to the curtilage Accommodation: Single storey uninsulated heavy process factory building | Location Adjustment Applicable (See Guidance Notes) - ERC = UK mean of 1.00 | (BEAMS Note 2) The ERC for this item should be added to all other rateable items on the hereditament (except land). Therefore the total of the ERC of the other Building Items and the P&M ERC (where applicable) to enable the correct contract size adjustment to be made. ERC of Building Component + ERC of P&M = Total ERC to which contract size adjustment should be applied. The appropriate % adjustment should be made in accordance with the scale for contract size adjustment specified under section 6 of the RCG 2023 Guidance notes. The currency ERC rates are set at £4m (Four Million Pounds) @ 1st April 2021 (AVD) for the RCG 2023 Publication. | Costs exclude external works. | Measure to GIA | - | - | - | - | - | - | - | 10089 |  | - | - | NA | NA | NA | 480.5176 | Option 1 | 595.7477 | 23.98% | 0 | 0 | -100% | -100% | 0 | -100% | Redirected | NA | VOA_GPN_GOV_UK\7246041 | 2019-08-30 | Low | - | - | Redirected, low risk | NA | - | NA | SPONS A&B | NA | (BEAMS Note 2) The ERC for this item should be added to all other rateable items on the hereditament (except land). Therefore the total of the ERC of the other Building Items and the P&M ERC (where applicable) to enable the correct contract size adjustment to be made. ERC of Building Component + ERC of P&M = Total ERC to which contract size adjustment should be applied. The appropriate % adjustment should be made in accordance with the scale for contract size adjustment specified under section 6 of the RCG 2021 Guidance notes. The currency ERC rates are set at £4m (Four Million Pounds) @ 1st April 2019 (AVD) for the RCG 2021 Publication. | - | - | 2 | TRUE
1787 | 41RO4R | 5206 | 41RO4R | Factory buildings process | Heavy - uninsulated | Sheet metal cladding | 501m² - 1000m² | Eaves ht - 21.0m | Foundations: Concrete pad and strip foundations with 250mm mesh reinforced concrete floor Frame: Heavy steel frame Upper Floors: None Roof: Single skin profiled protected metal, fixed to steel purlins with plastic headed screws, translucent sheet glazing, rainwater gutters, downpipes and drainage. External Walls: Brick cavity infill to 2.0m; single skin profiled protected metal cladding, fixed to horizontal steel rails with plastic headed screws, translucent sheet glazing; access doors goods/personnel. Windows and Doors: Internal Walls: Internal Finishes: Building Services: Electric light and power, water laid on, toilets, unheated External Works: Drainage to the curtilage Accommodation: Single storey uninsulated heavy process factory building | Location Adjustment Applicable (See Guidance Notes) - ERC = UK mean of 1.00 | (BEAMS Note 2) The ERC for this item should be added to all other rateable items on the hereditament (except land). Therefore the total of the ERC of the other Building Items and the P&M ERC (where applicable) to enable the correct contract size adjustment to be made. ERC of Building Component + ERC of P&M = Total ERC to which contract size adjustment should be applied. The appropriate % adjustment should be made in accordance with the scale for contract size adjustment specified under section 6 of the RCG 2023 Guidance notes. The currency ERC rates are set at £4m (Four Million Pounds) @ 1st April 2021 (AVD) for the RCG 2023 Publication. | Costs exclude external works. | Measure to GIA | - | - | - | - | - | - | - | 10089 |  | - | - | NA | NA | NA | 495.1253 | Option 1 | 613.8584 | 23.98% | 0 | 0 | -100% | -100% | 0 | -100% | Redirected | NA | VOA_GPN_GOV_UK\7246041 | 2019-08-30 | Low | - | - | Redirected, low risk | NA | - | NA | SPONS A&B | NA | (BEAMS Note 2) The ERC for this item should be added to all other rateable items on the hereditament (except land). Therefore the total of the ERC of the other Building Items and the P&M ERC (where applicable) to enable the correct contract size adjustment to be made. ERC of Building Component + ERC of P&M = Total ERC to which contract size adjustment should be applied. The appropriate % adjustment should be made in accordance with the scale for contract size adjustment specified under section 6 of the RCG 2021 Guidance notes. The currency ERC rates are set at £4m (Four Million Pounds) @ 1st April 2019 (AVD) for the RCG 2021 Publication. | - | - | 2 | TRUE
1788 | 41RO4S | 3624 | 41RO4S | Factory buildings process | Heavy - uninsulated | Sheet metal cladding | 501m² - 1000m² | Eaves ht - 22.0m | Foundations: Concrete pad and strip foundations with 250mm mesh reinforced concrete floor Frame: Heavy steel frame Upper Floors: None Roof: Single skin profiled protected metal, fixed to steel purlins with plastic headed screws, translucent sheet glazing, rainwater gutters, downpipes and drainage. External Walls: Brick cavity infill to 2.0m; single skin profiled protected metal cladding, fixed to horizontal steel rails with plastic headed screws, translucent sheet glazing; access doors goods/personnel. Windows and Doors: Internal Walls: Internal Finishes: Building Services: Electric light and power, water laid on, toilets, unheated External Works: Drainage to the curtilage Accommodation: Single storey uninsulated heavy process factory building | Location Adjustment Applicable (See Guidance Notes) - ERC = UK mean of 1.00 | (BEAMS Note 2) The ERC for this item should be added to all other rateable items on the hereditament (except land). Therefore the total of the ERC of the other Building Items and the P&M ERC (where applicable) to enable the correct contract size adjustment to be made. ERC of Building Component + ERC of P&M = Total ERC to which contract size adjustment should be applied. The appropriate % adjustment should be made in accordance with the scale for contract size adjustment specified under section 6 of the RCG 2023 Guidance notes. The currency ERC rates are set at £4m (Four Million Pounds) @ 1st April 2021 (AVD) for the RCG 2023 Publication. | Costs exclude external works. | Measure to GIA | - | - | - | - | - | - | - | 10089 |  | - | - | NA | NA | NA | 509.7331 | Option 1 | 631.9691 | 23.98% | 0 | 0 | -100% | -100% | 0 | -100% | Redirected | NA | VOA_GPN_GOV_UK\7246041 | 2019-08-30 | Low | - | - | Redirected, low risk | NA | - | NA | SPONS A&B | NA | (BEAMS Note 2) The ERC for this item should be added to all other rateable items on the hereditament (except land). Therefore the total of the ERC of the other Building Items and the P&M ERC (where applicable) to enable the correct contract size adjustment to be made. ERC of Building Component + ERC of P&M = Total ERC to which contract size adjustment should be applied. The appropriate % adjustment should be made in accordance with the scale for contract size adjustment specified under section 6 of the RCG 2021 Guidance notes. The currency ERC rates are set at £4m (Four Million Pounds) @ 1st April 2019 (AVD) for the RCG 2021 Publication. | - | - | 2 | TRUE
1789 | 41RO4T | 8826 | 41RO4T | Factory buildings process | Heavy - uninsulated | Sheet metal cladding | 501m² - 1000m² | Eaves ht - 23.0m | Foundations: Concrete pad and strip foundations with 250mm mesh reinforced concrete floor Frame: Heavy steel frame Upper Floors: None Roof: Single skin profiled protected metal, fixed to steel purlins with plastic headed screws, translucent sheet glazing, rainwater gutters, downpipes and drainage. External Walls: Brick cavity infill to 2.0m; single skin profiled protected metal cladding, fixed to horizontal steel rails with plastic headed screws, translucent sheet glazing; access doors goods/personnel. Windows and Doors: Internal Walls: Internal Finishes: Building Services: Electric light and power, water laid on, toilets, unheated External Works: Drainage to the curtilage Accommodation: Single storey uninsulated heavy process factory building | Location Adjustment Applicable (See Guidance Notes) - ERC = UK mean of 1.00 | (BEAMS Note 2) The ERC for this item should be added to all other rateable items on the hereditament (except land). Therefore the total of the ERC of the other Building Items and the P&M ERC (where applicable) to enable the correct contract size adjustment to be made. ERC of Building Component + ERC of P&M = Total ERC to which contract size adjustment should be applied. The appropriate % adjustment should be made in accordance with the scale for contract size adjustment specified under section 6 of the RCG 2023 Guidance notes. The currency ERC rates are set at £4m (Four Million Pounds) @ 1st April 2021 (AVD) for the RCG 2023 Publication. | Costs exclude external works. | Measure to GIA | - | - | - | - | - | - | - | 10089 |  | - | - | NA | NA | NA | 524.3408 | Option 1 | 650.0799 | 23.98% | 0 | 0 | -100% | -100% | 0 | -100% | Redirected | NA | VOA_GPN_GOV_UK\7246041 | 2019-08-30 | Low | - | - | Redirected, low risk | NA | - | NA | SPONS A&B | NA | (BEAMS Note 2) The ERC for this item should be added to all other rateable items on the hereditament (except land). Therefore the total of the ERC of the other Building Items and the P&M ERC (where applicable) to enable the correct contract size adjustment to be made. ERC of Building Component + ERC of P&M = Total ERC to which contract size adjustment should be applied. The appropriate % adjustment should be made in accordance with the scale for contract size adjustment specified under section 6 of the RCG 2021 Guidance notes. The currency ERC rates are set at £4m (Four Million Pounds) @ 1st April 2019 (AVD) for the RCG 2021 Publication. | - | - | 2 | TRUE
1790 | 41RO4U | 8842 | 41RO4U | Factory buildings process | Heavy - uninsulated | Sheet metal cladding | 501m² - 1000m² | Eaves ht - 24.0m | Foundations: Concrete pad and strip foundations with 250mm mesh reinforced concrete floor Frame: Heavy steel frame Upper Floors: None Roof: Single skin profiled protected metal, fixed to steel purlins with plastic headed screws, translucent sheet glazing, rainwater gutters, downpipes and drainage. External Walls: Brick cavity infill to 2.0m; single skin profiled protected metal cladding, fixed to horizontal steel rails with plastic headed screws, translucent sheet glazing; access doors goods/personnel. Windows and Doors: Internal Walls: Internal Finishes: Building Services: Electric light and power, water laid on, toilets, unheated External Works: Drainage to the curtilage Accommodation: Single storey uninsulated heavy process factory building | Location Adjustment Applicable (See Guidance Notes) - ERC = UK mean of 1.00 | (BEAMS Note 2) The ERC for this item should be added to all other rateable items on the hereditament (except land). Therefore the total of the ERC of the other Building Items and the P&M ERC (where applicable) to enable the correct contract size adjustment to be made. ERC of Building Component + ERC of P&M = Total ERC to which contract size adjustment should be applied. The appropriate % adjustment should be made in accordance with the scale for contract size adjustment specified under section 6 of the RCG 2023 Guidance notes. The currency ERC rates are set at £4m (Four Million Pounds) @ 1st April 2021 (AVD) for the RCG 2023 Publication. | Costs exclude external works. | Measure to GIA | - | - | - | - | - | - | - | 10089 |  | - | - | NA | NA | NA | 538.9485 | Option 1 | 668.1906 | 23.98% | 0 | 0 | -100% | -100% | 0 | -100% | Redirected | NA | VOA_GPN_GOV_UK\7246041 | 2019-08-30 | Low | - | - | Redirected, low risk | NA | - | NA | SPONS A&B | NA | (BEAMS Note 2) The ERC for this item should be added to all other rateable items on the hereditament (except land). Therefore the total of the ERC of the other Building Items and the P&M ERC (where applicable) to enable the correct contract size adjustment to be made. ERC of Building Component + ERC of P&M = Total ERC to which contract size adjustment should be applied. The appropriate % adjustment should be made in accordance with the scale for contract size adjustment specified under section 6 of the RCG 2021 Guidance notes. The currency ERC rates are set at £4m (Four Million Pounds) @ 1st April 2019 (AVD) for the RCG 2021 Publication. | - | - | 2 | TRUE
1791 | 41RO4V | 5114 | 41RO4V | Factory buildings process | Heavy - uninsulated | Sheet metal cladding | 501m² - 1000m² | Eaves ht - 25.0m | Foundations: Concrete pad and strip foundations with 250mm mesh reinforced concrete floor Frame: Heavy steel frame Upper Floors: None Roof: Single skin profiled protected metal, fixed to steel purlins with plastic headed screws, translucent sheet glazing, rainwater gutters, downpipes and drainage. External Walls: Brick cavity infill to 2.0m; single skin profiled protected metal cladding, fixed to horizontal steel rails with plastic headed screws, translucent sheet glazing; access doors goods/personnel. Windows and Doors: Internal Walls: Internal Finishes: Building Services: Electric light and power, water laid on, toilets, unheated External Works: Drainage to the curtilage Accommodation: Single storey uninsulated heavy process factory building | Location Adjustment Applicable (See Guidance Notes) - ERC = UK mean of 1.00 | (BEAMS Note 2) The ERC for this item should be added to all other rateable items on the hereditament (except land). Therefore the total of the ERC of the other Building Items and the P&M ERC (where applicable) to enable the correct contract size adjustment to be made. ERC of Building Component + ERC of P&M = Total ERC to which contract size adjustment should be applied. The appropriate % adjustment should be made in accordance with the scale for contract size adjustment specified under section 6 of the RCG 2023 Guidance notes. The currency ERC rates are set at £4m (Four Million Pounds) @ 1st April 2021 (AVD) for the RCG 2023 Publication. | Costs exclude external works. | Measure to GIA | - | - | - | - | - | - | - | 10089 |  | - | - | NA | NA | NA | 553.5563 | Option 1 | 686.3013 | 23.98% | 0 | 0 | -100% | -100% | 0 | -100% | Redirected | NA | VOA_GPN_GOV_UK\7246041 | 2019-08-30 | Low | - | - | Redirected, low risk | NA | - | NA | SPONS A&B | NA | (BEAMS Note 2) The ERC for this item should be added to all other rateable items on the hereditament (except land). Therefore the total of the ERC of the other Building Items and the P&M ERC (where applicable) to enable the correct contract size adjustment to be made. ERC of Building Component + ERC of P&M = Total ERC to which contract size adjustment should be applied. The appropriate % adjustment should be made in accordance with the scale for contract size adjustment specified under section 6 of the RCG 2021 Guidance notes. The currency ERC rates are set at £4m (Four Million Pounds) @ 1st April 2019 (AVD) for the RCG 2021 Publication. | - | - | 2 | TRUE
1792 | 41RO4W | 5318 | 41RO4W | Factory buildings process | Heavy - uninsulated | Sheet metal cladding | 501m² - 1000m² | Eaves ht - 26.0m | Foundations: Concrete pad and strip foundations with 250mm mesh reinforced concrete floor Frame: Heavy steel frame Upper Floors: None Roof: Single skin profiled protected metal, fixed to steel purlins with plastic headed screws, translucent sheet glazing, rainwater gutters, downpipes and drainage. External Walls: Brick cavity infill to 2.0m; single skin profiled protected metal cladding, fixed to horizontal steel rails with plastic headed screws, translucent sheet glazing; access doors goods/personnel. Windows and Doors: Internal Walls: Internal Finishes: Building Services: Electric light and power, water laid on, toilets, unheated External Works: Drainage to the curtilage Accommodation: Single storey uninsulated heavy process factory building | Location Adjustment Applicable (See Guidance Notes) - ERC = UK mean of 1.00 | (BEAMS Note 2) The ERC for this item should be added to all other rateable items on the hereditament (except land). Therefore the total of the ERC of the other Building Items and the P&M ERC (where applicable) to enable the correct contract size adjustment to be made. ERC of Building Component + ERC of P&M = Total ERC to which contract size adjustment should be applied. The appropriate % adjustment should be made in accordance with the scale for contract size adjustment specified under section 6 of the RCG 2023 Guidance notes. The currency ERC rates are set at £4m (Four Million Pounds) @ 1st April 2021 (AVD) for the RCG 2023 Publication. | Costs exclude external works. | Measure to GIA | - | - | - | - | - | - | - | 10089 |  | - | - | NA | NA | NA | 573.5458 | Option 1 | 711.0844 | 23.98% | 0 | 0 | -100% | -100% | 0 | -100% | Redirected | NA | VOA_GPN_GOV_UK\7246041 | 2019-08-30 | Low | - | - | Redirected, low risk | NA | - | NA | SPONS A&B | NA | (BEAMS Note 2) The ERC for this item should be added to all other rateable items on the hereditament (except land). Therefore the total of the ERC of the other Building Items and the P&M ERC (where applicable) to enable the correct contract size adjustment to be made. ERC of Building Component + ERC of P&M = Total ERC to which contract size adjustment should be applied. The appropriate % adjustment should be made in accordance with the scale for contract size adjustment specified under section 6 of the RCG 2021 Guidance notes. The currency ERC rates are set at £4m (Four Million Pounds) @ 1st April 2019 (AVD) for the RCG 2021 Publication. | - | - | 2 | TRUE
1793 | 41RO4X | 3629 | 41RO4X | Factory buildings process | Heavy - uninsulated | Sheet metal cladding | 501m² - 1000m² | Eaves ht - 27.0m | Foundations: Concrete pad and strip foundations with 250mm mesh reinforced concrete floor Frame: Heavy steel frame Upper Floors: None Roof: Single skin profiled protected metal, fixed to steel purlins with plastic headed screws, translucent sheet glazing, rainwater gutters, downpipes and drainage. External Walls: Brick cavity infill to 2.0m; single skin profiled protected metal cladding, fixed to horizontal steel rails with plastic headed screws, translucent sheet glazing; access doors goods/personnel. Windows and Doors: Internal Walls: Internal Finishes: Building Services: Electric light and power, water laid on, toilets, unheated External Works: Drainage to the curtilage Accommodation: Single storey uninsulated heavy process factory building | Location Adjustment Applicable (See Guidance Notes) - ERC = UK mean of 1.00 | (BEAMS Note 2) The ERC for this item should be added to all other rateable items on the hereditament (except land). Therefore the total of the ERC of the other Building Items and the P&M ERC (where applicable) to enable the correct contract size adjustment to be made. ERC of Building Component + ERC of P&M = Total ERC to which contract size adjustment should be applied. The appropriate % adjustment should be made in accordance with the scale for contract size adjustment specified under section 6 of the RCG 2023 Guidance notes. The currency ERC rates are set at £4m (Four Million Pounds) @ 1st April 2021 (AVD) for the RCG 2023 Publication. | Costs exclude external works. | Measure to GIA | - | - | - | - | - | - | - | 10089 |  | - | - | NA | NA | NA | 591.2288 | Option 1 | 733.0079 | 23.98% | 0 | 0 | -100% | -100% | 0 | -100% | Redirected | NA | VOA_GPN_GOV_UK\7246041 | 2019-08-30 | Low | - | - | Redirected, low risk | NA | - | NA | SPONS A&B | NA | (BEAMS Note 2) The ERC for this item should be added to all other rateable items on the hereditament (except land). Therefore the total of the ERC of the other Building Items and the P&M ERC (where applicable) to enable the correct contract size adjustment to be made. ERC of Building Component + ERC of P&M = Total ERC to which contract size adjustment should be applied. The appropriate % adjustment should be made in accordance with the scale for contract size adjustment specified under section 6 of the RCG 2021 Guidance notes. The currency ERC rates are set at £4m (Four Million Pounds) @ 1st April 2019 (AVD) for the RCG 2021 Publication. | - | - | 2 | TRUE
1794 | 41RO4Y | 5413 | 41RO4Y | Factory buildings process | Heavy - uninsulated | Sheet metal cladding | 501m² - 1000m² | Eaves ht - 28.0m | Foundations: Concrete pad and strip foundations with 250mm mesh reinforced concrete floor Frame: Heavy steel frame Upper Floors: None Roof: Single skin profiled protected metal, fixed to steel purlins with plastic headed screws, translucent sheet glazing, rainwater gutters, downpipes and drainage. External Walls: Brick cavity infill to 2.0m; single skin profiled protected metal cladding, fixed to horizontal steel rails with plastic headed screws, translucent sheet glazing; access doors goods/personnel. Windows and Doors: Internal Walls: Internal Finishes: Building Services: Electric light and power, water laid on, toilets, unheated External Works: Drainage to the curtilage Accommodation: Single storey uninsulated heavy process factory building | Location Adjustment Applicable (See Guidance Notes) - ERC = UK mean of 1.00 | (BEAMS Note 2) The ERC for this item should be added to all other rateable items on the hereditament (except land). Therefore the total of the ERC of the other Building Items and the P&M ERC (where applicable) to enable the correct contract size adjustment to be made. ERC of Building Component + ERC of P&M = Total ERC to which contract size adjustment should be applied. The appropriate % adjustment should be made in accordance with the scale for contract size adjustment specified under section 6 of the RCG 2023 Guidance notes. The currency ERC rates are set at £4m (Four Million Pounds) @ 1st April 2021 (AVD) for the RCG 2023 Publication. | Costs exclude external works. | Measure to GIA | - | - | - | - | - | - | - | 10089 |  | - | - | NA | NA | NA | 606.6054 | Option 1 | 752.0719 | 23.98% | 0 | 0 | -100% | -100% | 0 | -100% | Redirected | NA | VOA_GPN_GOV_UK\7246041 | 2019-08-30 | Low | - | - | Redirected, low risk | NA | - | NA | SPONS A&B | NA | (BEAMS Note 2) The ERC for this item should be added to all other rateable items on the hereditament (except land). Therefore the total of the ERC of the other Building Items and the P&M ERC (where applicable) to enable the correct contract size adjustment to be made. ERC of Building Component + ERC of P&M = Total ERC to which contract size adjustment should be applied. The appropriate % adjustment should be made in accordance with the scale for contract size adjustment specified under section 6 of the RCG 2021 Guidance notes. The currency ERC rates are set at £4m (Four Million Pounds) @ 1st April 2019 (AVD) for the RCG 2021 Publication. | - | - | 2 | TRUE
1795 | 41RO4Z | 5331 | 41RO4Z | Factory buildings process | Heavy - uninsulated | Sheet metal cladding | 501m² - 1000m² | Eaves ht - 29.0m | Foundations: Concrete pad and strip foundations with 250mm mesh reinforced concrete floor Frame: Heavy steel frame Upper Floors: None Roof: Single skin profiled protected metal, fixed to steel purlins with plastic headed screws, translucent sheet glazing, rainwater gutters, downpipes and drainage. External Walls: Brick cavity infill to 2.0m; single skin profiled protected metal cladding, fixed to horizontal steel rails with plastic headed screws, translucent sheet glazing; access doors goods/personnel. Windows and Doors: Internal Walls: Internal Finishes: Building Services: Electric light and power, water laid on, toilets, unheated External Works: Drainage to the curtilage Accommodation: Single storey uninsulated heavy process factory building | Location Adjustment Applicable (See Guidance Notes) - ERC = UK mean of 1.00 | (BEAMS Note 2) The ERC for this item should be added to all other rateable items on the hereditament (except land). Therefore the total of the ERC of the other Building Items and the P&M ERC (where applicable) to enable the correct contract size adjustment to be made. ERC of Building Component + ERC of P&M = Total ERC to which contract size adjustment should be applied. The appropriate % adjustment should be made in accordance with the scale for contract size adjustment specified under section 6 of the RCG 2023 Guidance notes. The currency ERC rates are set at £4m (Four Million Pounds) @ 1st April 2021 (AVD) for the RCG 2023 Publication. | Costs exclude external works. | Measure to GIA | - | - | - | - | - | - | - | 10089 |  | - | - | NA | NA | NA | 625.8261 | Option 1 | 775.9018 | 23.98% | 0 | 0 | -100% | -100% | 0 | -100% | Redirected | NA | VOA_GPN_GOV_UK\7246041 | 2019-08-30 | Low | - | - | Redirected, low risk | NA | - | NA | SPONS A&B | NA | (BEAMS Note 2) The ERC for this item should be added to all other rateable items on the hereditament (except land). Therefore the total of the ERC of the other Building Items and the P&M ERC (where applicable) to enable the correct contract size adjustment to be made. ERC of Building Component + ERC of P&M = Total ERC to which contract size adjustment should be applied. The appropriate % adjustment should be made in accordance with the scale for contract size adjustment specified under section 6 of the RCG 2021 Guidance notes. The currency ERC rates are set at £4m (Four Million Pounds) @ 1st April 2019 (AVD) for the RCG 2021 Publication. | - | - | 2 | TRUE
1796 | 41RO8L | 4941 | 41RO8L | Factory buildings process | Heavy - uninsulated | Sheet metal cladding | > 5000m² | Eaves ht - 16.0m | Building Construction: - Foundations: Concrete pad and strip foundations with 250mm mesh reinforced concrete floor Frame: Heavy steel frame Upper Floors: None Roof: Single skin profiled protected metal, fixed to steel purlins with plastic headed screws, translucent sheet glazing, rainwater gutters, downpipes and drainage. External Walls: Brick cavity infill to 2.0m; single skin profiled protected metal cladding, fixed to horizontal steel rails with plastic headed screws, translucent sheet glazing; access doors goods/personnel. Windows and Doors: Internal Walls: Internal Finishes: Building Services: Electric light and power, water laid on, toilets, unheated External Works: Drainage to the curtilage Accommodation: Single storey uninsulated heavy process factory building | Location Adjustment Applicable (See Guidance Notes) - ERC = UK mean of 1.00 | (BEAMS Note 2) The ERC for this item should be added to all other rateable items on the hereditament (except land). Therefore the total of the ERC of the other Building Items and the P&M ERC (where applicable) to enable the correct contract size adjustment to be made. ERC of Building Component + ERC of P&M = Total ERC to which contract size adjustment should be applied. The appropriate % adjustment should be made in accordance with the scale for contract size adjustment specified under section 6 of the RCG 2023 Guidance notes. The currency ERC rates are set at £4m (Four Million Pounds) @ 1st April 2021 (AVD) for the RCG 2023 Publication. | Costs exclude external works. | Measure to GIA | - | - | - | - | - | - | - | 10091 |  | - | - | NA | NA | NA | 300.6118 | Option 1 | 372.6997 | 23.98% | 0 | 0 | -100% | -100% | 0 | -100% | Redirected | NA | VOA_GPN_GOV_UK\7246041 | 2019-08-30 | Low | - | - | Redirected, low risk | NA | - | NA | SPONS A&B | NA | (BEAMS Note 2) The ERC for this item should be added to all other rateable items on the hereditament (except land). Therefore the total of the ERC of the other Building Items and the P&M ERC (where applicable) to enable the correct contract size adjustment to be made. ERC of Building Component + ERC of P&M = Total ERC to which contract size adjustment should be applied. The appropriate % adjustment should be made in accordance with the scale for contract size adjustment specified under section 6 of the RCG 2021 Guidance notes. The currency ERC rates are set at £4m (Four Million Pounds) @ 1st April 2019 (AVD) for the RCG 2021 Publication. | - | - | 2 | TRUE
1797 | 41RO8M | 4942 | 41RO8M | Factory buildings process | Heavy - uninsulated | Sheet metal cladding | > 5000m² | Eaves ht - 17.0m | Building Construction: - Foundations: Concrete pad and strip foundations with 250mm mesh reinforced concrete floor Frame: Heavy steel frame Upper Floors: None Roof: Single skin profiled protected metal, fixed to steel purlins with plastic headed screws, translucent sheet glazing, rainwater gutters, downpipes and drainage. External Walls: Brick cavity infill to 2.0m; single skin profiled protected metal cladding, fixed to horizontal steel rails with plastic headed screws, translucent sheet glazing; access doors goods/personnel. Windows and Doors: Internal Walls: Internal Finishes: Building Services: Electric light and power, water laid on, toilets, unheated External Works: Drainage to the curtilage Accommodation: Single storey uninsulated heavy process factory building | Location Adjustment Applicable (See Guidance Notes) - ERC = UK mean of 1.00 | (BEAMS Note 2) The ERC for this item should be added to all other rateable items on the hereditament (except land). Therefore the total of the ERC of the other Building Items and the P&M ERC (where applicable) to enable the correct contract size adjustment to be made. ERC of Building Component + ERC of P&M = Total ERC to which contract size adjustment should be applied. The appropriate % adjustment should be made in accordance with the scale for contract size adjustment specified under section 6 of the RCG 2023 Guidance notes. The currency ERC rates are set at £4m (Four Million Pounds) @ 1st April 2021 (AVD) for the RCG 2023 Publication. | Costs exclude external works. | Measure to GIA | - | - | - | - | - | - | - | 10091 |  | - | - | NA | NA | NA | 308.3001 | Option 1 | 382.2317 | 23.98% | 0 | 0 | -100% | -100% | 0 | -100% | Redirected | NA | VOA_GPN_GOV_UK\7246041 | 2019-08-30 | Low | - | - | Redirected, low risk | NA | - | NA | SPONS A&B | NA | (BEAMS Note 2) The ERC for this item should be added to all other rateable items on the hereditament (except land). Therefore the total of the ERC of the other Building Items and the P&M ERC (where applicable) to enable the correct contract size adjustment to be made. ERC of Building Component + ERC of P&M = Total ERC to which contract size adjustment should be applied. The appropriate % adjustment should be made in accordance with the scale for contract size adjustment specified under section 6 of the RCG 2021 Guidance notes. The currency ERC rates are set at £4m (Four Million Pounds) @ 1st April 2019 (AVD) for the RCG 2021 Publication. | - | - | 2 | TRUE
1798 | 41RO8N | 4943 | 41RO8N | Factory buildings process | Heavy - uninsulated | Sheet metal cladding | > 5000m² | Eaves ht - 18.0m | Building Construction: - Foundations: Concrete pad and strip foundations with 250mm mesh reinforced concrete floor Frame: Heavy steel frame Upper Floors: None Roof: Single skin profiled protected metal, fixed to steel purlins with plastic headed screws, translucent sheet glazing, rainwater gutters, downpipes and drainage. External Walls: Brick cavity infill to 2.0m; single skin profiled protected metal cladding, fixed to horizontal steel rails with plastic headed screws, translucent sheet glazing; access doors goods/personnel. Windows and Doors: Internal Walls: Internal Finishes: Building Services: Electric light and power, water laid on, toilets, unheated External Works: Drainage to the curtilage Accommodation: Single storey uninsulated heavy process factory building | Location Adjustment Applicable (See Guidance Notes) - ERC = UK mean of 1.00 | (BEAMS Note 2) The ERC for this item should be added to all other rateable items on the hereditament (except land). Therefore the total of the ERC of the other Building Items and the P&M ERC (where applicable) to enable the correct contract size adjustment to be made. ERC of Building Component + ERC of P&M = Total ERC to which contract size adjustment should be applied. The appropriate % adjustment should be made in accordance with the scale for contract size adjustment specified under section 6 of the RCG 2023 Guidance notes. The currency ERC rates are set at £4m (Four Million Pounds) @ 1st April 2021 (AVD) for the RCG 2023 Publication. | Costs exclude external works. | Measure to GIA | - | - | - | - | - | - | - | 10091 |  | - | - | NA | NA | NA | 315.9884 | Option 1 | 391.7637 | 23.98% | 0 | 0 | -100% | -100% | 0 | -100% | Redirected | NA | VOA_GPN_GOV_UK\7246041 | 2019-08-30 | Low | - | - | Redirected, low risk | NA | - | NA | SPONS A&B | NA | (BEAMS Note 2) The ERC for this item should be added to all other rateable items on the hereditament (except land). Therefore the total of the ERC of the other Building Items and the P&M ERC (where applicable) to enable the correct contract size adjustment to be made. ERC of Building Component + ERC of P&M = Total ERC to which contract size adjustment should be applied. The appropriate % adjustment should be made in accordance with the scale for contract size adjustment specified under section 6 of the RCG 2021 Guidance notes. The currency ERC rates are set at £4m (Four Million Pounds) @ 1st April 2019 (AVD) for the RCG 2021 Publication. | - | - | 2 | TRUE
1799 | 41RO8P | 4944 | 41RO8P | Factory buildings process | Heavy - uninsulated | Sheet metal cladding | > 5000m² | Eaves ht - 19.0m | Building Construction: - Foundations: Concrete pad and strip foundations with 250mm mesh reinforced concrete floor Frame: Heavy steel frame Upper Floors: None Roof: Single skin profiled protected metal, fixed to steel purlins with plastic headed screws, translucent sheet glazing, rainwater gutters, downpipes and drainage. External Walls: Brick cavity infill to 2.0m; single skin profiled protected metal cladding, fixed to horizontal steel rails with plastic headed screws, translucent sheet glazing; access doors goods/personnel. Windows and Doors: Internal Walls: Internal Finishes: Building Services: Electric light and power, water laid on, toilets, unheated External Works: Drainage to the curtilage Accommodation: Single storey uninsulated heavy process factory building | Location Adjustment Applicable (See Guidance Notes) - ERC = UK mean of 1.00 | (BEAMS Note 2) The ERC for this item should be added to all other rateable items on the hereditament (except land). Therefore the total of the ERC of the other Building Items and the P&M ERC (where applicable) to enable the correct contract size adjustment to be made. ERC of Building Component + ERC of P&M = Total ERC to which contract size adjustment should be applied. The appropriate % adjustment should be made in accordance with the scale for contract size adjustment specified under section 6 of the RCG 2023 Guidance notes. The currency ERC rates are set at £4m (Four Million Pounds) @ 1st April 2021 (AVD) for the RCG 2023 Publication. | Costs exclude external works. | Measure to GIA | - | - | - | - | - | - | - | 10091 |  | - | - | NA | NA | NA | 322.9078 | Option 1 | 400.3424 | 23.98% | 0 | 0 | -100% | -100% | 0 | -100% | Redirected | NA | VOA_GPN_GOV_UK\7246041 | 2019-08-30 | Low | - | - | Redirected, low risk | NA | - | NA | SPONS A&B | NA | (BEAMS Note 2) The ERC for this item should be added to all other rateable items on the hereditament (except land). Therefore the total of the ERC of the other Building Items and the P&M ERC (where applicable) to enable the correct contract size adjustment to be made. ERC of Building Component + ERC of P&M = Total ERC to which contract size adjustment should be applied. The appropriate % adjustment should be made in accordance with the scale for contract size adjustment specified under section 6 of the RCG 2021 Guidance notes. The currency ERC rates are set at £4m (Four Million Pounds) @ 1st April 2019 (AVD) for the RCG 2021 Publication. | - | - | 2 | TRUE
1800 | 41RO8Q | 4945 | 41RO8Q | Factory buildings process | Heavy - uninsulated | Sheet metal cladding | > 5000m² | Eaves ht - 20.0m | Building Construction: - Foundations: Concrete pad and strip foundations with 250mm mesh reinforced concrete floor Frame: Heavy steel frame Upper Floors: None Roof: Single skin profiled protected metal, fixed to steel purlins with plastic headed screws, translucent sheet glazing, rainwater gutters, downpipes and drainage. External Walls: Brick cavity infill to 2.0m; single skin profiled protected metal cladding, fixed to horizontal steel rails with plastic headed screws, translucent sheet glazing; access doors goods/personnel. Windows and Doors: Internal Walls: Internal Finishes: Building Services: Electric light and power, water laid on, toilets, unheated External Works: Drainage to the curtilage Accommodation: Single storey uninsulated heavy process factory building | Location Adjustment Applicable (See Guidance Notes) - ERC = UK mean of 1.00 | (BEAMS Note 2) The ERC for this item should be added to all other rateable items on the hereditament (except land). Therefore the total of the ERC of the other Building Items and the P&M ERC (where applicable) to enable the correct contract size adjustment to be made. ERC of Building Component + ERC of P&M = Total ERC to which contract size adjustment should be applied. The appropriate % adjustment should be made in accordance with the scale for contract size adjustment specified under section 6 of the RCG 2023 Guidance notes. The currency ERC rates are set at £4m (Four Million Pounds) @ 1st April 2021 (AVD) for the RCG 2023 Publication. | Costs exclude external works. | Measure to GIA | - | - | - | - | - | - | - | 10091 |  | - | - | NA | NA | NA | 330.5961 | Option 1 | 409.8744 | 23.98% | 0 | 0 | -100% | -100% | 0 | -100% | Redirected | NA | VOA_GPN_GOV_UK\7246041 | 2019-08-30 | Low | - | - | Redirected, low risk | NA | - | NA | SPONS A&B | NA | (BEAMS Note 2) The ERC for this item should be added to all other rateable items on the hereditament (except land). Therefore the total of the ERC of the other Building Items and the P&M ERC (where applicable) to enable the correct contract size adjustment to be made. ERC of Building Component + ERC of P&M = Total ERC to which contract size adjustment should be applied. The appropriate % adjustment should be made in accordance with the scale for contract size adjustment specified under section 6 of the RCG 2021 Guidance notes. The currency ERC rates are set at £4m (Four Million Pounds) @ 1st April 2019 (AVD) for the RCG 2021 Publication. | - | - | 2 | TRUE
1801 | 41RO8R | 4946 | 41RO8R | Factory buildings process | Heavy - uninsulated | Sheet metal cladding | > 5000m² | Eaves ht - 21.0m | Building Construction: - Foundations: Concrete pad and strip foundations with 250mm mesh reinforced concrete floor Frame: Heavy steel frame Upper Floors: None Roof: Single skin profiled protected metal, fixed to steel purlins with plastic headed screws, translucent sheet glazing, rainwater gutters, downpipes and drainage. External Walls: Brick cavity infill to 2.0m; single skin profiled protected metal cladding, fixed to horizontal steel rails with plastic headed screws, translucent sheet glazing; access doors goods/personnel. Windows and Doors: Internal Walls: Internal Finishes: Building Services: Electric light and power, water laid on, toilets, unheated External Works: Drainage to the curtilage Accommodation: Single storey uninsulated heavy process factory building | Location Adjustment Applicable (See Guidance Notes) - ERC = UK mean of 1.00 | (BEAMS Note 2) The ERC for this item should be added to all other rateable items on the hereditament (except land). Therefore the total of the ERC of the other Building Items and the P&M ERC (where applicable) to enable the correct contract size adjustment to be made. ERC of Building Component + ERC of P&M = Total ERC to which contract size adjustment should be applied. The appropriate % adjustment should be made in accordance with the scale for contract size adjustment specified under section 6 of the RCG 2023 Guidance notes. The currency ERC rates are set at £4m (Four Million Pounds) @ 1st April 2021 (AVD) for the RCG 2023 Publication. | Costs exclude external works. | Measure to GIA | - | - | - | - | - | - | - | 10091 |  | - | - | NA | NA | NA | 338.2844 | Option 1 | 419.4064 | 23.98% | 0 | 0 | -100% | -100% | 0 | -100% | Redirected | NA | VOA_GPN_GOV_UK\7246041 | 2019-08-30 | Low | - | - | Redirected, low risk | NA | - | NA | SPONS A&B | NA | (BEAMS Note 2) The ERC for this item should be added to all other rateable items on the hereditament (except land). Therefore the total of the ERC of the other Building Items and the P&M ERC (where applicable) to enable the correct contract size adjustment to be made. ERC of Building Component + ERC of P&M = Total ERC to which contract size adjustment should be applied. The appropriate % adjustment should be made in accordance with the scale for contract size adjustment specified under section 6 of the RCG 2021 Guidance notes. The currency ERC rates are set at £4m (Four Million Pounds) @ 1st April 2019 (AVD) for the RCG 2021 Publication. | - | - | 2 | TRUE
1802 | 41RO8S | 4947 | 41RO8S | Factory buildings process | Heavy - uninsulated | Sheet metal cladding | > 5000m² | Eaves ht - 22.0m | Building Construction: - Foundations: Concrete pad and strip foundations with 250mm mesh reinforced concrete floor Frame: Heavy steel frame Upper Floors: None Roof: Single skin profiled protected metal, fixed to steel purlins with plastic headed screws, translucent sheet glazing, rainwater gutters, downpipes and drainage. External Walls: Brick cavity infill to 2.0m; single skin profiled protected metal cladding, fixed to horizontal steel rails with plastic headed screws, translucent sheet glazing; access doors goods/personnel. Windows and Doors: Internal Walls: Internal Finishes: Building Services: Electric light and power, water laid on, toilets, unheated External Works: Drainage to the curtilage Accommodation: Single storey uninsulated heavy process factory building | Location Adjustment Applicable (See Guidance Notes) - ERC = UK mean of 1.00 | (BEAMS Note 2) The ERC for this item should be added to all other rateable items on the hereditament (except land). Therefore the total of the ERC of the other Building Items and the P&M ERC (where applicable) to enable the correct contract size adjustment to be made. ERC of Building Component + ERC of P&M = Total ERC to which contract size adjustment should be applied. The appropriate % adjustment should be made in accordance with the scale for contract size adjustment specified under section 6 of the RCG 2023 Guidance notes. The currency ERC rates are set at £4m (Four Million Pounds) @ 1st April 2021 (AVD) for the RCG 2023 Publication. | Costs exclude external works. | Measure to GIA | - | - | - | - | - | - | - | 10091 |  | - | - | NA | NA | NA | 345.2038 | Option 1 | 427.9851 | 23.98% | 0 | 0 | -100% | -100% | 0 | -100% | Redirected | NA | VOA_GPN_GOV_UK\7246041 | 2019-08-30 | Low | - | - | Redirected, low risk | NA | - | NA | SPONS A&B | NA | (BEAMS Note 2) The ERC for this item should be added to all other rateable items on the hereditament (except land). Therefore the total of the ERC of the other Building Items and the P&M ERC (where applicable) to enable the correct contract size adjustment to be made. ERC of Building Component + ERC of P&M = Total ERC to which contract size adjustment should be applied. The appropriate % adjustment should be made in accordance with the scale for contract size adjustment specified under section 6 of the RCG 2021 Guidance notes. The currency ERC rates are set at £4m (Four Million Pounds) @ 1st April 2019 (AVD) for the RCG 2021 Publication. | - | - | 2 | TRUE
1803 | 41RO8T | 4948 | 41RO8T | Factory buildings process | Heavy - uninsulated | Sheet metal cladding | > 5000m² | Eaves ht - 23.0m | Building Construction: - Foundations: Concrete pad and strip foundations with 250mm mesh reinforced concrete floor Frame: Heavy steel frame Upper Floors: None Roof: Single skin profiled protected metal, fixed to steel purlins with plastic headed screws, translucent sheet glazing, rainwater gutters, downpipes and drainage. External Walls: Brick cavity infill to 2.0m; single skin profiled protected metal cladding, fixed to horizontal steel rails with plastic headed screws, translucent sheet glazing; access doors goods/personnel. Windows and Doors: Internal Walls: Internal Finishes: Building Services: Electric light and power, water laid on, toilets, unheated External Works: Drainage to the curtilage Accommodation: Single storey uninsulated heavy process factory building | Location Adjustment Applicable (See Guidance Notes) - ERC = UK mean of 1.00 | (BEAMS Note 2) The ERC for this item should be added to all other rateable items on the hereditament (except land). Therefore the total of the ERC of the other Building Items and the P&M ERC (where applicable) to enable the correct contract size adjustment to be made. ERC of Building Component + ERC of P&M = Total ERC to which contract size adjustment should be applied. The appropriate % adjustment should be made in accordance with the scale for contract size adjustment specified under section 6 of the RCG 2023 Guidance notes. The currency ERC rates are set at £4m (Four Million Pounds) @ 1st April 2021 (AVD) for the RCG 2023 Publication. | Costs exclude external works. | Measure to GIA | - | - | - | - | - | - | - | 10091 |  | - | - | NA | NA | NA | 352.8921 | Option 1 | 437.5171 | 23.98% | 0 | 0 | -100% | -100% | 0 | -100% | Redirected | NA | VOA_GPN_GOV_UK\7246041 | 2019-08-30 | Low | - | - | Redirected, low risk | NA | - | NA | SPONS A&B | NA | (BEAMS Note 2) The ERC for this item should be added to all other rateable items on the hereditament (except land). Therefore the total of the ERC of the other Building Items and the P&M ERC (where applicable) to enable the correct contract size adjustment to be made. ERC of Building Component + ERC of P&M = Total ERC to which contract size adjustment should be applied. The appropriate % adjustment should be made in accordance with the scale for contract size adjustment specified under section 6 of the RCG 2021 Guidance notes. The currency ERC rates are set at £4m (Four Million Pounds) @ 1st April 2019 (AVD) for the RCG 2021 Publication. | - | - | 2 | TRUE
1804 | 41RO8U | 4949 | 41RO8U | Factory buildings process | Heavy - uninsulated | Sheet metal cladding | > 5000m² | Eaves ht - 24.0m | Building Construction: - Foundations: Concrete pad and strip foundations with 250mm mesh reinforced concrete floor Frame: Heavy steel frame Upper Floors: None Roof: Single skin profiled protected metal, fixed to steel purlins with plastic headed screws, translucent sheet glazing, rainwater gutters, downpipes and drainage. External Walls: Brick cavity infill to 2.0m; single skin profiled protected metal cladding, fixed to horizontal steel rails with plastic headed screws, translucent sheet glazing; access doors goods/personnel. Windows and Doors: Internal Walls: Internal Finishes: Building Services: Electric light and power, water laid on, toilets, unheated External Works: Drainage to the curtilage Accommodation: Single storey uninsulated heavy process factory building | Location Adjustment Applicable (See Guidance Notes) - ERC = UK mean of 1.00 | (BEAMS Note 2) The ERC for this item should be added to all other rateable items on the hereditament (except land). Therefore the total of the ERC of the other Building Items and the P&M ERC (where applicable) to enable the correct contract size adjustment to be made. ERC of Building Component + ERC of P&M = Total ERC to which contract size adjustment should be applied. The appropriate % adjustment should be made in accordance with the scale for contract size adjustment specified under section 6 of the RCG 2023 Guidance notes. The currency ERC rates are set at £4m (Four Million Pounds) @ 1st April 2021 (AVD) for the RCG 2023 Publication. | Costs exclude external works. | Measure to GIA | - | - | - | - | - | - | - | 10091 |  | - | - | NA | NA | NA | 360.5804 | Option 1 | 447.0491 | 23.98% | 0 | 0 | -100% | -100% | 0 | -100% | Redirected | NA | VOA_GPN_GOV_UK\7246041 | 2019-08-30 | Low | - | - | Redirected, low risk | NA | - | NA | SPONS A&B | NA | (BEAMS Note 2) The ERC for this item should be added to all other rateable items on the hereditament (except land). Therefore the total of the ERC of the other Building Items and the P&M ERC (where applicable) to enable the correct contract size adjustment to be made. ERC of Building Component + ERC of P&M = Total ERC to which contract size adjustment should be applied. The appropriate % adjustment should be made in accordance with the scale for contract size adjustment specified under section 6 of the RCG 2021 Guidance notes. The currency ERC rates are set at £4m (Four Million Pounds) @ 1st April 2019 (AVD) for the RCG 2021 Publication. | - | - | 2 | TRUE
1805 | 41RO8V | 4950 | 41RO8V | Factory buildings process | Heavy - uninsulated | Sheet metal cladding | > 5000m² | Eaves ht - 25.0m | Building Construction: - Foundations: Concrete pad and strip foundations with 250mm mesh reinforced concrete floor Frame: Heavy steel frame Upper Floors: None Roof: Single skin profiled protected metal, fixed to steel purlins with plastic headed screws, translucent sheet glazing, rainwater gutters, downpipes and drainage. External Walls: Brick cavity infill to 2.0m; single skin profiled protected metal cladding, fixed to horizontal steel rails with plastic headed screws, translucent sheet glazing; access doors goods/personnel. Windows and Doors: Internal Walls: Internal Finishes: Building Services: Electric light and power, water laid on, toilets, unheated External Works: Drainage to the curtilage Accommodation: Single storey uninsulated heavy process factory building | Location Adjustment Applicable (See Guidance Notes) - ERC = UK mean of 1.00 | (BEAMS Note 2) The ERC for this item should be added to all other rateable items on the hereditament (except land). Therefore the total of the ERC of the other Building Items and the P&M ERC (where applicable) to enable the correct contract size adjustment to be made. ERC of Building Component + ERC of P&M = Total ERC to which contract size adjustment should be applied. The appropriate % adjustment should be made in accordance with the scale for contract size adjustment specified under section 6 of the RCG 2023 Guidance notes. The currency ERC rates are set at £4m (Four Million Pounds) @ 1st April 2021 (AVD) for the RCG 2023 Publication. | Costs exclude external works. | Measure to GIA | - | - | - | - | - | - | - | 10091 |  | - | - | NA | NA | NA | 367.4998 | Option 1 | 455.6278 | 23.98% | 0 | 0 | -100% | -100% | 0 | -100% | Redirected | NA | VOA_GPN_GOV_UK\7246041 | 2019-08-30 | Low | - | - | Redirected, low risk | NA | - | NA | SPONS A&B | NA | (BEAMS Note 2) The ERC for this item should be added to all other rateable items on the hereditament (except land). Therefore the total of the ERC of the other Building Items and the P&M ERC (where applicable) to enable the correct contract size adjustment to be made. ERC of Building Component + ERC of P&M = Total ERC to which contract size adjustment should be applied. The appropriate % adjustment should be made in accordance with the scale for contract size adjustment specified under section 6 of the RCG 2021 Guidance notes. The currency ERC rates are set at £4m (Four Million Pounds) @ 1st April 2019 (AVD) for the RCG 2021 Publication. | - | - | 2 | TRUE
1806 | 41RO8W | 4951 | 41RO8W | Factory buildings process | Heavy - uninsulated | Sheet metal cladding | > 5000m² | Eaves ht - 26.0m | Building Construction: - Foundations: Concrete pad and strip foundations with 250mm mesh reinforced concrete floor Frame: Heavy steel frame Upper Floors: None Roof: Single skin profiled protected metal, fixed to steel purlins with plastic headed screws, translucent sheet glazing, rainwater gutters, downpipes and drainage. External Walls: Brick cavity infill to 2.0m; single skin profiled protected metal cladding, fixed to horizontal steel rails with plastic headed screws, translucent sheet glazing; access doors goods/personnel. Windows and Doors: Internal Walls: Internal Finishes: Building Services: Electric light and power, water laid on, toilets, unheated External Works: Drainage to the curtilage Accommodation: Single storey uninsulated heavy process factory building | Location Adjustment Applicable (See Guidance Notes) - ERC = UK mean of 1.00 | (BEAMS Note 2) The ERC for this item should be added to all other rateable items on the hereditament (except land). Therefore the total of the ERC of the other Building Items and the P&M ERC (where applicable) to enable the correct contract size adjustment to be made. ERC of Building Component + ERC of P&M = Total ERC to which contract size adjustment should be applied. The appropriate % adjustment should be made in accordance with the scale for contract size adjustment specified under section 6 of the RCG 2023 Guidance notes. The currency ERC rates are set at £4m (Four Million Pounds) @ 1st April 2021 (AVD) for the RCG 2023 Publication. | Costs exclude external works. | Measure to GIA | - | - | - | - | - | - | - | 10091 |  | - | - | NA | NA | NA | 379.0323 | Option 1 | 469.9258 | 23.98% | 0 | 0 | -100% | -100% | 0 | -100% | Redirected | NA | VOA_GPN_GOV_UK\7246041 | 2019-08-30 | Low | - | - | Redirected, low risk | NA | - | NA | SPONS A&B | NA | (BEAMS Note 2) The ERC for this item should be added to all other rateable items on the hereditament (except land). Therefore the total of the ERC of the other Building Items and the P&M ERC (where applicable) to enable the correct contract size adjustment to be made. ERC of Building Component + ERC of P&M = Total ERC to which contract size adjustment should be applied. The appropriate % adjustment should be made in accordance with the scale for contract size adjustment specified under section 6 of the RCG 2021 Guidance notes. The currency ERC rates are set at £4m (Four Million Pounds) @ 1st April 2019 (AVD) for the RCG 2021 Publication. | - | - | 2 | TRUE
1807 | 41RO8X | 4952 | 41RO8X | Factory buildings process | Heavy - uninsulated | Sheet metal cladding | > 5000m² | Eaves ht - 27.0m | Building Construction: - Foundations: Concrete pad and strip foundations with 250mm mesh reinforced concrete floor Frame: Heavy steel frame Upper Floors: None Roof: Single skin profiled protected metal, fixed to steel purlins with plastic headed screws, translucent sheet glazing, rainwater gutters, downpipes and drainage. External Walls: Brick cavity infill to 2.0m; single skin profiled protected metal cladding, fixed to horizontal steel rails with plastic headed screws, translucent sheet glazing; access doors goods/personnel. Windows and Doors: Internal Walls: Internal Finishes: Building Services: Electric light and power, water laid on, toilets, unheated External Works: Drainage to the curtilage Accommodation: Single storey uninsulated heavy process factory building | Location Adjustment Applicable (See Guidance Notes) - ERC = UK mean of 1.00 | (BEAMS Note 2) The ERC for this item should be added to all other rateable items on the hereditament (except land). Therefore the total of the ERC of the other Building Items and the P&M ERC (where applicable) to enable the correct contract size adjustment to be made. ERC of Building Component + ERC of P&M = Total ERC to which contract size adjustment should be applied. The appropriate % adjustment should be made in accordance with the scale for contract size adjustment specified under section 6 of the RCG 2023 Guidance notes. The currency ERC rates are set at £4m (Four Million Pounds) @ 1st April 2021 (AVD) for the RCG 2023 Publication. | Costs exclude external works. | Measure to GIA | - | - | - | - | - | - | - | 10091 |  | - | - | NA | NA | NA | 388.2582 | Option 1 | 481.3641 | 23.98% | 0 | 0 | -100% | -100% | 0 | -100% | Redirected | NA | VOA_GPN_GOV_UK\7246041 | 2019-08-30 | Low | - | - | Redirected, low risk | NA | - | NA | SPONS A&B | NA | (BEAMS Note 2) The ERC for this item should be added to all other rateable items on the hereditament (except land). Therefore the total of the ERC of the other Building Items and the P&M ERC (where applicable) to enable the correct contract size adjustment to be made. ERC of Building Component + ERC of P&M = Total ERC to which contract size adjustment should be applied. The appropriate % adjustment should be made in accordance with the scale for contract size adjustment specified under section 6 of the RCG 2021 Guidance notes. The currency ERC rates are set at £4m (Four Million Pounds) @ 1st April 2019 (AVD) for the RCG 2021 Publication. | - | - | 2 | TRUE
1808 | 41RO8Y | 4953 | 41RO8Y | Factory buildings process | Heavy - uninsulated | Sheet metal cladding | > 5000m² | Eaves ht - 28.0m | Building Construction: - Foundations: Concrete pad and strip foundations with 250mm mesh reinforced concrete floor Frame: Heavy steel frame Upper Floors: None Roof: Single skin profiled protected metal, fixed to steel purlins with plastic headed screws, translucent sheet glazing, rainwater gutters, downpipes and drainage. External Walls: Brick cavity infill to 2.0m; single skin profiled protected metal cladding, fixed to horizontal steel rails with plastic headed screws, translucent sheet glazing; access doors goods/personnel. Windows and Doors: Internal Walls: Internal Finishes: Building Services: Electric light and power, water laid on, toilets, unheated External Works: Drainage to the curtilage Accommodation: Single storey uninsulated heavy process factory building | Location Adjustment Applicable (See Guidance Notes) - ERC = UK mean of 1.00 | (BEAMS Note 2) The ERC for this item should be added to all other rateable items on the hereditament (except land). Therefore the total of the ERC of the other Building Items and the P&M ERC (where applicable) to enable the correct contract size adjustment to be made. ERC of Building Component + ERC of P&M = Total ERC to which contract size adjustment should be applied. The appropriate % adjustment should be made in accordance with the scale for contract size adjustment specified under section 6 of the RCG 2023 Guidance notes. The currency ERC rates are set at £4m (Four Million Pounds) @ 1st April 2021 (AVD) for the RCG 2023 Publication. | Costs exclude external works. | Measure to GIA | - | - | - | - | - | - | - | 10091 |  | - | - | NA | NA | NA | 396.7153 | Option 1 | 491.8493 | 23.98% | 0 | 0 | -100% | -100% | 0 | -100% | Redirected | NA | VOA_GPN_GOV_UK\7246041 | 2019-08-30 | Low | - | - | Redirected, low risk | NA | - | NA | SPONS A&B | NA | (BEAMS Note 2) The ERC for this item should be added to all other rateable items on the hereditament (except land). Therefore the total of the ERC of the other Building Items and the P&M ERC (where applicable) to enable the correct contract size adjustment to be made. ERC of Building Component + ERC of P&M = Total ERC to which contract size adjustment should be applied. The appropriate % adjustment should be made in accordance with the scale for contract size adjustment specified under section 6 of the RCG 2021 Guidance notes. The currency ERC rates are set at £4m (Four Million Pounds) @ 1st April 2019 (AVD) for the RCG 2021 Publication. | - | - | 2 | TRUE
1809 | 41RO8Z | 4954 | 41RO8Z | Factory buildings process | Heavy - uninsulated | Sheet metal cladding | > 5000m² | Eaves ht - 29.0m | Building Construction: - Foundations: Concrete pad and strip foundations with 250mm mesh reinforced concrete floor Frame: Heavy steel frame Upper Floors: None Roof: Single skin profiled protected metal, fixed to steel purlins with plastic headed screws, translucent sheet glazing, rainwater gutters, downpipes and drainage. External Walls: Brick cavity infill to 2.0m; single skin profiled protected metal cladding, fixed to horizontal steel rails with plastic headed screws, translucent sheet glazing; access doors goods/personnel. Windows and Doors: Internal Walls: Internal Finishes: Building Services: Electric light and power, water laid on, toilets, unheated External Works: Drainage to the curtilage Accommodation: Single storey uninsulated heavy process factory building | Location Adjustment Applicable (See Guidance Notes) - ERC = UK mean of 1.00 | (BEAMS Note 2) The ERC for this item should be added to all other rateable items on the hereditament (except land). Therefore the total of the ERC of the other Building Items and the P&M ERC (where applicable) to enable the correct contract size adjustment to be made. ERC of Building Component + ERC of P&M = Total ERC to which contract size adjustment should be applied. The appropriate % adjustment should be made in accordance with the scale for contract size adjustment specified under section 6 of the RCG 2023 Guidance notes. The currency ERC rates are set at £4m (Four Million Pounds) @ 1st April 2021 (AVD) for the RCG 2023 Publication. | Costs exclude external works. | Measure to GIA | - | - | - | - | - | - | - | 10091 |  | - | - | NA | NA | NA | 405.9413 | Option 1 | 503.2876 | 23.98% | 0 | 0 | -100% | -100% | 0 | -100% | Redirected | NA | VOA_GPN_GOV_UK\7246041 | 2019-08-30 | Low | - | - | Redirected, low risk | NA | - | NA | SPONS A&B | NA | (BEAMS Note 2) The ERC for this item should be added to all other rateable items on the hereditament (except land). Therefore the total of the ERC of the other Building Items and the P&M ERC (where applicable) to enable the correct contract size adjustment to be made. ERC of Building Component + ERC of P&M = Total ERC to which contract size adjustment should be applied. The appropriate % adjustment should be made in accordance with the scale for contract size adjustment specified under section 6 of the RCG 2021 Guidance notes. The currency ERC rates are set at £4m (Four Million Pounds) @ 1st April 2019 (AVD) for the RCG 2021 Publication. | - | - | 2 | TRUE
1810 | 41RR3B | 4955 | 41RR3B | Factory buildings process | Heavy - uninsulated | Sheet metal cladding | <= 500m² | Eaves ht - 31.0m | Foundations: Concrete pad and strip foundations with 250mm mesh reinforced concrete floor Frame: Heavy steel frame Upper Floors: None Roof: Single skin profiled protected metal, fixed to steel purlins with plastic headed screws, translucent sheet glazing, rainwater gutters, downpipes and drainage. External Walls: Brick cavity infill to 2.0m; single skin profiled protected metal cladding, fixed to horizontal steel rails with plastic headed screws, translucent sheet glazing; access doors goods/personnel. Windows and Doors: Internal Walls: Internal Finishes: Building Services: Electric light and power, water laid on, toilets, unheated External Works: Drainage to the curtilage Accommodation: Single storey uninsulated heavy process factory building | Location Adjustment Applicable (See Guidance Notes) - ERC = UK mean of 1.00 | (BEAMS Note 2) The ERC for this item should be added to all other rateable items on the hereditament (except land). Therefore the total of the ERC of the other Building Items and the P&M ERC (where applicable) to enable the correct contract size adjustment to be made. ERC of Building Component + ERC of P&M = Total ERC to which contract size adjustment should be applied. The appropriate % adjustment should be made in accordance with the scale for contract size adjustment specified under section 6 of the RCG 2023 Guidance notes. The currency ERC rates are set at £4m (Four Million Pounds) @ 1st April 2021 (AVD) for the RCG 2023 Publication. | Costs exclude external works. | - | - | - | The plant and machinery listed in the description has been included in this costing. | - | - | - | - | 10088 |  | - | - | NA | NA | NA | 914.9055 | Option 1 | 1134.3036 | 23.98% | 0 | 0 | -100% | -100% | 0 | -100% | Redirected | NA | VOA_GPN_GOV_UK\7246041 | 2019-08-30 | Low | - | - | Redirected, low risk | NA | - | NA | SPONS A&B | NA | (BEAMS Note 2) The ERC for this item should be added to all other rateable items on the hereditament (except land). Therefore the total of the ERC of the other Building Items and the P&M ERC (where applicable) to enable the correct contract size adjustment to be made. ERC of Building Component + ERC of P&M = Total ERC to which contract size adjustment should be applied. The appropriate % adjustment should be made in accordance with the scale for contract size adjustment specified under section 6 of the RCG 2021 Guidance notes. The currency ERC rates are set at £4m (Four Million Pounds) @ 1st April 2019 (AVD) for the RCG 2021 Publication. | - | - | 2 | TRUE
1811 | 41RR3C | 4956 | 41RR3C | Factory buildings process | Heavy - uninsulated | Sheet metal cladding | <= 500m² | Eaves ht - 32.0m | Foundations: Concrete pad and strip foundations with 250mm mesh reinforced concrete floor Frame: Heavy steel frame Upper Floors: None Roof: Single skin profiled protected metal, fixed to steel purlins with plastic headed screws, translucent sheet glazing, rainwater gutters, downpipes and drainage. External Walls: Brick cavity infill to 2.0m; single skin profiled protected metal cladding, fixed to horizontal steel rails with plastic headed screws, translucent sheet glazing; access doors goods/personnel. Windows and Doors: Internal Walls: Internal Finishes: Building Services: Electric light and power, water laid on, toilets, unheated External Works: Drainage to the curtilage Accommodation: Single storey uninsulated heavy process factory building | Location Adjustment Applicable (See Guidance Notes) - ERC = UK mean of 1.00 | (BEAMS Note 2) The ERC for this item should be added to all other rateable items on the hereditament (except land). Therefore the total of the ERC of the other Building Items and the P&M ERC (where applicable) to enable the correct contract size adjustment to be made. ERC of Building Component + ERC of P&M = Total ERC to which contract size adjustment should be applied. The appropriate % adjustment should be made in accordance with the scale for contract size adjustment specified under section 6 of the RCG 2023 Guidance notes. The currency ERC rates are set at £4m (Four Million Pounds) @ 1st April 2021 (AVD) for the RCG 2023 Publication. | Costs exclude external works. | - | - | - | The plant and machinery listed in the description has been included in this costing. | - | - | - | - | 10088 |  | - | - | NA | NA | NA | 941.8145 | Option 1 | 1167.6654 | 23.98% | 0 | 0 | -100% | -100% | 0 | -100% | Redirected | NA | VOA_GPN_GOV_UK\7246041 | 2019-08-30 | Low | - | - | Redirected, low risk | NA | - | NA | SPONS A&B | NA | (BEAMS Note 2) The ERC for this item should be added to all other rateable items on the hereditament (except land). Therefore the total of the ERC of the other Building Items and the P&M ERC (where applicable) to enable the correct contract size adjustment to be made. ERC of Building Component + ERC of P&M = Total ERC to which contract size adjustment should be applied. The appropriate % adjustment should be made in accordance with the scale for contract size adjustment specified under section 6 of the RCG 2021 Guidance notes. The currency ERC rates are set at £4m (Four Million Pounds) @ 1st April 2019 (AVD) for the RCG 2021 Publication. | - | - | 2 | TRUE
1812 | 41RR3D | 4957 | 41RR3D | Factory buildings process | Heavy - uninsulated | Sheet metal cladding | <= 500m² | Eaves ht - 33.0m | Foundations: Concrete pad and strip foundations with 250mm mesh reinforced concrete floor Frame: Heavy steel frame Upper Floors: None Roof: Single skin profiled protected metal, fixed to steel purlins with plastic headed screws, translucent sheet glazing, rainwater gutters, downpipes and drainage. External Walls: Brick cavity infill to 2.0m; single skin profiled protected metal cladding, fixed to horizontal steel rails with plastic headed screws, translucent sheet glazing; access doors goods/personnel. Windows and Doors: Internal Walls: Internal Finishes: Building Services: Electric light and power, water laid on, toilets, unheated External Works: Drainage to the curtilage Accommodation: Single storey uninsulated heavy process factory building | Location Adjustment Applicable (See Guidance Notes) - ERC = UK mean of 1.00 | (BEAMS Note 2) The ERC for this item should be added to all other rateable items on the hereditament (except land). Therefore the total of the ERC of the other Building Items and the P&M ERC (where applicable) to enable the correct contract size adjustment to be made. ERC of Building Component + ERC of P&M = Total ERC to which contract size adjustment should be applied. The appropriate % adjustment should be made in accordance with the scale for contract size adjustment specified under section 6 of the RCG 2023 Guidance notes. The currency ERC rates are set at £4m (Four Million Pounds) @ 1st April 2021 (AVD) for the RCG 2023 Publication. | Costs exclude external works. | - | - | - | The plant and machinery listed in the description has been included in this costing. | - | - | - | - | 10088 |  | - | - | NA | NA | NA | 968.7235 | Option 1 | 1201.0273 | 23.98% | 0 | 0 | -100% | -100% | 0 | -100% | Redirected | NA | VOA_GPN_GOV_UK\7246041 | 2019-08-30 | Low | - | - | Redirected, low risk | NA | - | NA | SPONS A&B | NA | (BEAMS Note 2) The ERC for this item should be added to all other rateable items on the hereditament (except land). Therefore the total of the ERC of the other Building Items and the P&M ERC (where applicable) to enable the correct contract size adjustment to be made. ERC of Building Component + ERC of P&M = Total ERC to which contract size adjustment should be applied. The appropriate % adjustment should be made in accordance with the scale for contract size adjustment specified under section 6 of the RCG 2021 Guidance notes. The currency ERC rates are set at £4m (Four Million Pounds) @ 1st April 2019 (AVD) for the RCG 2021 Publication. | - | - | 2 | TRUE
1813 | 41RR3E | 4958 | 41RR3E | Factory buildings process | Heavy - uninsulated | Sheet metal cladding | <= 500m² | Eaves ht - 34.0m | Foundations: Concrete pad and strip foundations with 250mm mesh reinforced concrete floor Frame: Heavy steel frame Upper Floors: None Roof: Single skin profiled protected metal, fixed to steel purlins with plastic headed screws, translucent sheet glazing, rainwater gutters, downpipes and drainage. External Walls: Brick cavity infill to 2.0m; single skin profiled protected metal cladding, fixed to horizontal steel rails with plastic headed screws, translucent sheet glazing; access doors goods/personnel. Windows and Doors: Internal Walls: Internal Finishes: Building Services: Electric light and power, water laid on, toilets, unheated External Works: Drainage to the curtilage Accommodation: Single storey uninsulated heavy process factory building | Location Adjustment Applicable (See Guidance Notes) - ERC = UK mean of 1.00 | (BEAMS Note 2) The ERC for this item should be added to all other rateable items on the hereditament (except land). Therefore the total of the ERC of the other Building Items and the P&M ERC (where applicable) to enable the correct contract size adjustment to be made. ERC of Building Component + ERC of P&M = Total ERC to which contract size adjustment should be applied. The appropriate % adjustment should be made in accordance with the scale for contract size adjustment specified under section 6 of the RCG 2023 Guidance notes. The currency ERC rates are set at £4m (Four Million Pounds) @ 1st April 2021 (AVD) for the RCG 2023 Publication. | Costs exclude external works. | - | - | - | The plant and machinery listed in the description has been included in this costing. | - | - | - | - | 10088 |  | - | - | NA | NA | NA | 995.6324 | Option 1 | 1234.3892 | 23.98% | 0 | 0 | -100% | -100% | 0 | -100% | Redirected | NA | VOA_GPN_GOV_UK\7246041 | 2019-08-30 | Low | - | - | Redirected, low risk | NA | - | NA | SPONS A&B | NA | (BEAMS Note 2) The ERC for this item should be added to all other rateable items on the hereditament (except land). Therefore the total of the ERC of the other Building Items and the P&M ERC (where applicable) to enable the correct contract size adjustment to be made. ERC of Building Component + ERC of P&M = Total ERC to which contract size adjustment should be applied. The appropriate % adjustment should be made in accordance with the scale for contract size adjustment specified under section 6 of the RCG 2021 Guidance notes. The currency ERC rates are set at £4m (Four Million Pounds) @ 1st April 2019 (AVD) for the RCG 2021 Publication. | - | - | 2 | TRUE
1814 | 41RR3F | 4959 | 41RR3F | Factory buildings process | Heavy - uninsulated | Sheet metal cladding | <= 500m² | Eaves ht - 35.0m | Foundations: Concrete pad and strip foundations with 250mm mesh reinforced concrete floor Frame: Heavy steel frame Upper Floors: None Roof: Single skin profiled protected metal, fixed to steel purlins with plastic headed screws, translucent sheet glazing, rainwater gutters, downpipes and drainage. External Walls: Brick cavity infill to 2.0m; single skin profiled protected metal cladding, fixed to horizontal steel rails with plastic headed screws, translucent sheet glazing; access doors goods/personnel. Windows and Doors: Internal Walls: Internal Finishes: Building Services: Electric light and power, water laid on, toilets, unheated External Works: Drainage to the curtilage Accommodation: Single storey uninsulated heavy process factory building | Location Adjustment Applicable (See Guidance Notes) - ERC = UK mean of 1.00 | (BEAMS Note 2) The ERC for this item should be added to all other rateable items on the hereditament (except land). Therefore the total of the ERC of the other Building Items and the P&M ERC (where applicable) to enable the correct contract size adjustment to be made. ERC of Building Component + ERC of P&M = Total ERC to which contract size adjustment should be applied. The appropriate % adjustment should be made in accordance with the scale for contract size adjustment specified under section 6 of the RCG 2023 Guidance notes. The currency ERC rates are set at £4m (Four Million Pounds) @ 1st April 2021 (AVD) for the RCG 2023 Publication. | Costs exclude external works. | - | - | - | The plant and machinery listed in the description has been included in this costing. | - | - | - | - | 10088 |  | - | - | NA | NA | NA | 1022.5414 | Option 1 | 1267.7511 | 23.98% | 0 | 0 | -100% | -100% | 0 | -100% | Redirected | NA | VOA_GPN_GOV_UK\7246041 | 2019-08-30 | Low | - | - | Redirected, low risk | NA | - | NA | SPONS A&B | NA | (BEAMS Note 2) The ERC for this item should be added to all other rateable items on the hereditament (except land). Therefore the total of the ERC of the other Building Items and the P&M ERC (where applicable) to enable the correct contract size adjustment to be made. ERC of Building Component + ERC of P&M = Total ERC to which contract size adjustment should be applied. The appropriate % adjustment should be made in accordance with the scale for contract size adjustment specified under section 6 of the RCG 2021 Guidance notes. The currency ERC rates are set at £4m (Four Million Pounds) @ 1st April 2019 (AVD) for the RCG 2021 Publication. | - | - | 2 | TRUE
1815 | 41RR4A | 4937 | 41RR4A | Factory buildings process | Heavy - uninsulated | Sheet metal cladding | 501m² - 1000m² | Eaves ht - 30.0m | Foundations: Concrete pad and strip foundations with 250mm mesh reinforced concrete floor Frame: Heavy steel frame Upper Floors: None Roof: Single skin profiled protected metal, fixed to steel purlins with plastic headed screws, translucent sheet glazing, rainwater gutters, downpipes and drainage. External Walls: Brick cavity infill to 2.0m; single skin profiled protected metal cladding, fixed to horizontal steel rails with plastic headed screws, translucent sheet glazing; access doors goods/personnel. Windows and Doors: Internal Walls: Internal Finishes: Building Services: Electric light and power, water laid on, toilets, unheated External Works: Drainage to the curtilage Accommodation: Single storey uninsulated heavy process factory building | Location Adjustment Applicable (See Guidance Notes) - ERC = UK mean of 1.00 | (BEAMS Note 2) The ERC for this item should be added to all other rateable items on the hereditament (except land). Therefore the total of the ERC of the other Building Items and the P&M ERC (where applicable) to enable the correct contract size adjustment to be made. ERC of Building Component + ERC of P&M = Total ERC to which contract size adjustment should be applied. The appropriate % adjustment should be made in accordance with the scale for contract size adjustment specified under section 6 of the RCG 2023 Guidance notes. The currency ERC rates are set at £4m (Four Million Pounds) @ 1st April 2021 (AVD) for the RCG 2023 Publication. | Costs exclude external works. | Measure to GIA | - | - | - | - | - | - | - | 10089 |  | - | - | NA | NA | NA | 642.7403 | Option 1 | 796.8721 | 23.98% | 0 | 0 | -100% | -100% | 0 | -100% | Redirected | NA | VOA_GPN_GOV_UK\7246041 | 2019-08-30 | Low | - | - | Redirected, low risk | NA | - | NA | SPONS A&B | NA | (BEAMS Note 2) The ERC for this item should be added to all other rateable items on the hereditament (except land). Therefore the total of the ERC of the other Building Items and the P&M ERC (where applicable) to enable the correct contract size adjustment to be made. ERC of Building Component + ERC of P&M = Total ERC to which contract size adjustment should be applied. The appropriate % adjustment should be made in accordance with the scale for contract size adjustment specified under section 6 of the RCG 2021 Guidance notes. The currency ERC rates are set at £4m (Four Million Pounds) @ 1st April 2019 (AVD) for the RCG 2021 Publication. | - | - | 2 | TRUE
1816 | 41RR4B | 5356 | 41RR4B | Factory buildings process | Heavy - uninsulated | Sheet metal cladding | 501m² - 1000m² | Eaves ht - 31.0m | Foundations: Concrete pad and strip foundations with 250mm mesh reinforced concrete floor Frame: Heavy steel frame Upper Floors: None Roof: Single skin profiled protected metal, fixed to steel purlins with plastic headed screws, translucent sheet glazing, rainwater gutters, downpipes and drainage. External Walls: Brick cavity infill to 2.0m; single skin profiled protected metal cladding, fixed to horizontal steel rails with plastic headed screws, translucent sheet glazing; access doors goods/personnel. Windows and Doors: Internal Walls: Internal Finishes: Building Services: Electric light and power, water laid on, toilets, unheated External Works: Drainage to the curtilage Accommodation: Single storey uninsulated heavy process factory building | Location Adjustment Applicable (See Guidance Notes) - ERC = UK mean of 1.00 | (BEAMS Note 2) The ERC for this item should be added to all other rateable items on the hereditament (except land). Therefore the total of the ERC of the other Building Items and the P&M ERC (where applicable) to enable the correct contract size adjustment to be made. ERC of Building Component + ERC of P&M = Total ERC to which contract size adjustment should be applied. The appropriate % adjustment should be made in accordance with the scale for contract size adjustment specified under section 6 of the RCG 2023 Guidance notes. The currency ERC rates are set at £4m (Four Million Pounds) @ 1st April 2021 (AVD) for the RCG 2023 Publication. | Costs exclude external works. | Measure to GIA | - | - | - | - | - | - | - | 10089 |  | - | - | NA | NA | NA | 664.2675 | Option 1 | 823.5616 | 23.98% | 0 | 0 | -100% | -100% | 0 | -100% | Redirected | NA | VOA_GPN_GOV_UK\7246041 | 2019-08-30 | Low | - | - | Redirected, low risk | NA | - | NA | SPONS A&B | NA | (BEAMS Note 2) The ERC for this item should be added to all other rateable items on the hereditament (except land). Therefore the total of the ERC of the other Building Items and the P&M ERC (where applicable) to enable the correct contract size adjustment to be made. ERC of Building Component + ERC of P&M = Total ERC to which contract size adjustment should be applied. The appropriate % adjustment should be made in accordance with the scale for contract size adjustment specified under section 6 of the RCG 2021 Guidance notes. The currency ERC rates are set at £4m (Four Million Pounds) @ 1st April 2019 (AVD) for the RCG 2021 Publication. | - | - | 2 | TRUE
1817 | 41RR4C | 8705 | 41RR4C | Factory buildings process | Heavy - uninsulated | Sheet metal cladding | 501m² - 1000m² | Eaves ht - 32.0m | Foundations: Concrete pad and strip foundations with 250mm mesh reinforced concrete floor Frame: Heavy steel frame Upper Floors: None Roof: Single skin profiled protected metal, fixed to steel purlins with plastic headed screws, translucent sheet glazing, rainwater gutters, downpipes and drainage. External Walls: Brick cavity infill to 2.0m; single skin profiled protected metal cladding, fixed to horizontal steel rails with plastic headed screws, translucent sheet glazing; access doors goods/personnel. Windows and Doors: Internal Walls: Internal Finishes: Building Services: Electric light and power, water laid on, toilets, unheated External Works: Drainage to the curtilage Accommodation: Single storey uninsulated heavy process factory building | Location Adjustment Applicable (See Guidance Notes) - ERC = UK mean of 1.00 | (BEAMS Note 2) The ERC for this item should be added to all other rateable items on the hereditament (except land). Therefore the total of the ERC of the other Building Items and the P&M ERC (where applicable) to enable the correct contract size adjustment to be made. ERC of Building Component + ERC of P&M = Total ERC to which contract size adjustment should be applied. The appropriate % adjustment should be made in accordance with the scale for contract size adjustment specified under section 6 of the RCG 2023 Guidance notes. The currency ERC rates are set at £4m (Four Million Pounds) @ 1st April 2021 (AVD) for the RCG 2023 Publication. | Costs exclude external works. | Measure to GIA | - | - | - | - | - | - | - | 10089 |  | - | - | NA | NA | NA | 681.1817 | Option 1 | 844.5319 | 23.98% | 0 | 0 | -100% | -100% | 0 | -100% | Redirected | NA | VOA_GPN_GOV_UK\7246041 | 2019-08-30 | Low | - | - | Redirected, low risk | NA | - | NA | SPONS A&B | NA | (BEAMS Note 2) The ERC for this item should be added to all other rateable items on the hereditament (except land). Therefore the total of the ERC of the other Building Items and the P&M ERC (where applicable) to enable the correct contract size adjustment to be made. ERC of Building Component + ERC of P&M = Total ERC to which contract size adjustment should be applied. The appropriate % adjustment should be made in accordance with the scale for contract size adjustment specified under section 6 of the RCG 2021 Guidance notes. The currency ERC rates are set at £4m (Four Million Pounds) @ 1st April 2019 (AVD) for the RCG 2021 Publication. | - | - | 2 | TRUE
1818 | 41RR4D | 5490 | 41RR4D | Factory buildings process | Heavy - uninsulated | Sheet metal cladding | 501m² - 1000m² | Eaves ht - 33.0m | Foundations: Concrete pad and strip foundations with 250mm mesh reinforced concrete floor Frame: Heavy steel frame Upper Floors: None Roof: Single skin profiled protected metal, fixed to steel purlins with plastic headed screws, translucent sheet glazing, rainwater gutters, downpipes and drainage. External Walls: Brick cavity infill to 2.0m; single skin profiled protected metal cladding, fixed to horizontal steel rails with plastic headed screws, translucent sheet glazing; access doors goods/personnel. Windows and Doors: Internal Walls: Internal Finishes: Building Services: Electric light and power, water laid on, toilets, unheated External Works: Drainage to the curtilage Accommodation: Single storey uninsulated heavy process factory building | Location Adjustment Applicable (See Guidance Notes) - ERC = UK mean of 1.00 | (BEAMS Note 2) The ERC for this item should be added to all other rateable items on the hereditament (except land). Therefore the total of the ERC of the other Building Items and the P&M ERC (where applicable) to enable the correct contract size adjustment to be made. ERC of Building Component + ERC of P&M = Total ERC to which contract size adjustment should be applied. The appropriate % adjustment should be made in accordance with the scale for contract size adjustment specified under section 6 of the RCG 2023 Guidance notes. The currency ERC rates are set at £4m (Four Million Pounds) @ 1st April 2021 (AVD) for the RCG 2023 Publication. | Costs exclude external works. | Measure to GIA | - | - | - | - | - | - | - | 10089 |  | - | - | NA | NA | NA | 698.8648 | Option 1 | 866.4554 | 23.98% | 0 | 0 | -100% | -100% | 0 | -100% | Redirected | NA | VOA_GPN_GOV_UK\7246041 | 2019-08-30 | Low | - | - | Redirected, low risk | NA | - | NA | SPONS A&B | NA | (BEAMS Note 2) The ERC for this item should be added to all other rateable items on the hereditament (except land). Therefore the total of the ERC of the other Building Items and the P&M ERC (where applicable) to enable the correct contract size adjustment to be made. ERC of Building Component + ERC of P&M = Total ERC to which contract size adjustment should be applied. The appropriate % adjustment should be made in accordance with the scale for contract size adjustment specified under section 6 of the RCG 2021 Guidance notes. The currency ERC rates are set at £4m (Four Million Pounds) @ 1st April 2019 (AVD) for the RCG 2021 Publication. | - | - | 2 | TRUE
1819 | 41RR4E | 5207 | 41RR4E | Factory buildings process | Heavy - uninsulated | Sheet metal cladding | 501m² - 1000m² | Eaves ht - 34.0m | Foundations: Concrete pad and strip foundations with 250mm mesh reinforced concrete floor Frame: Heavy steel frame Upper Floors: None Roof: Single skin profiled protected metal, fixed to steel purlins with plastic headed screws, translucent sheet glazing, rainwater gutters, downpipes and drainage. External Walls: Brick cavity infill to 2.0m; single skin profiled protected metal cladding, fixed to horizontal steel rails with plastic headed screws, translucent sheet glazing; access doors goods/personnel. Windows and Doors: Internal Walls: Internal Finishes: Building Services: Electric light and power, water laid on, toilets, unheated External Works: Drainage to the curtilage Accommodation: Single storey uninsulated heavy process factory building | Location Adjustment Applicable (See Guidance Notes) - ERC = UK mean of 1.00 | (BEAMS Note 2) The ERC for this item should be added to all other rateable items on the hereditament (except land). Therefore the total of the ERC of the other Building Items and the P&M ERC (where applicable) to enable the correct contract size adjustment to be made. ERC of Building Component + ERC of P&M = Total ERC to which contract size adjustment should be applied. The appropriate % adjustment should be made in accordance with the scale for contract size adjustment specified under section 6 of the RCG 2023 Guidance notes. The currency ERC rates are set at £4m (Four Million Pounds) @ 1st April 2021 (AVD) for the RCG 2023 Publication. | Costs exclude external works. | Measure to GIA | - | - | - | - | - | - | - | 10089 |  | - | - | NA | NA | NA | 715.779 | Option 1 | 887.4257 | 23.98% | 0 | 0 | -100% | -100% | 0 | -100% | Redirected | NA | VOA_GPN_GOV_UK\7246041 | 2019-08-30 | Low | - | - | Redirected, low risk | NA | - | NA | SPONS A&B | NA | (BEAMS Note 2) The ERC for this item should be added to all other rateable items on the hereditament (except land). Therefore the total of the ERC of the other Building Items and the P&M ERC (where applicable) to enable the correct contract size adjustment to be made. ERC of Building Component + ERC of P&M = Total ERC to which contract size adjustment should be applied. The appropriate % adjustment should be made in accordance with the scale for contract size adjustment specified under section 6 of the RCG 2021 Guidance notes. The currency ERC rates are set at £4m (Four Million Pounds) @ 1st April 2019 (AVD) for the RCG 2021 Publication. | - | - | 2 | TRUE
1820 | 41RR4F | 3635 | 41RR4F | Factory buildings process | Heavy - uninsulated | Sheet metal cladding | 501m² - 1000m² | Eaves ht - 35.0m | Foundations: Concrete pad and strip foundations with 250mm mesh reinforced concrete floor Frame: Heavy steel frame Upper Floors: None Roof: Single skin profiled protected metal, fixed to steel purlins with plastic headed screws, translucent sheet glazing, rainwater gutters, downpipes and drainage. External Walls: Brick cavity infill to 2.0m; single skin profiled protected metal cladding, fixed to horizontal steel rails with plastic headed screws, translucent sheet glazing; access doors goods/personnel. Windows and Doors: Internal Walls: Internal Finishes: Building Services: Electric light and power, water laid on, toilets, unheated External Works: Drainage to the curtilage Accommodation: Single storey uninsulated heavy process factory building | Location Adjustment Applicable (See Guidance Notes) - ERC = UK mean of 1.00 | (BEAMS Note 2) The ERC for this item should be added to all other rateable items on the hereditament (except land). Therefore the total of the ERC of the other Building Items and the P&M ERC (where applicable) to enable the correct contract size adjustment to be made. ERC of Building Component + ERC of P&M = Total ERC to which contract size adjustment should be applied. The appropriate % adjustment should be made in accordance with the scale for contract size adjustment specified under section 6 of the RCG 2023 Guidance notes. The currency ERC rates are set at £4m (Four Million Pounds) @ 1st April 2021 (AVD) for the RCG 2023 Publication. | Costs exclude external works. | Measure to GIA | - | - | - | - | - | - | - | 10089 |  | - | - | NA | NA | NA | 732.6932 | Option 1 | 908.3961 | 23.98% | 0 | 0 | -100% | -100% | 0 | -100% | Redirected | NA | VOA_GPN_GOV_UK\7246041 | 2019-08-30 | Low | - | - | Redirected, low risk | NA | - | NA | SPONS A&B | NA | (BEAMS Note 2) The ERC for this item should be added to all other rateable items on the hereditament (except land). Therefore the total of the ERC of the other Building Items and the P&M ERC (where applicable) to enable the correct contract size adjustment to be made. ERC of Building Component + ERC of P&M = Total ERC to which contract size adjustment should be applied. The appropriate % adjustment should be made in accordance with the scale for contract size adjustment specified under section 6 of the RCG 2021 Guidance notes. The currency ERC rates are set at £4m (Four Million Pounds) @ 1st April 2019 (AVD) for the RCG 2021 Publication. | - | - | 2 | TRUE
1821 | 41RR8A | 4987 | 41RR8A | Factory buildings process | Heavy - uninsulated | Sheet metal cladding | > 5000m² | Eaves ht - 30.0m | Building Construction: - Foundations: Concrete pad and strip foundations with 250mm mesh reinforced concrete floor Frame: Heavy steel frame Upper Floors: None Roof: Single skin profiled protected metal, fixed to steel purlins with plastic headed screws, translucent sheet glazing, rainwater gutters, downpipes and drainage. External Walls: Brick cavity infill to 2.0m; single skin profiled protected metal cladding, fixed to horizontal steel rails with plastic headed screws, translucent sheet glazing; access doors goods/personnel. Windows and Doors: Internal Walls: Internal Finishes: Building Services: Electric light and power, water laid on, toilets, unheated External Works: Drainage to the curtilage Accommodation: Single storey uninsulated heavy process factory building | Location Adjustment Applicable (See Guidance Notes) - ERC = UK mean of 1.00 | (BEAMS Note 2) The ERC for this item should be added to all other rateable items on the hereditament (except land). Therefore the total of the ERC of the other Building Items and the P&M ERC (where applicable) to enable the correct contract size adjustment to be made. ERC of Building Component + ERC of P&M = Total ERC to which contract size adjustment should be applied. The appropriate % adjustment should be made in accordance with the scale for contract size adjustment specified under section 6 of the RCG 2023 Guidance notes. The currency ERC rates are set at £4m (Four Million Pounds) @ 1st April 2021 (AVD) for the RCG 2023 Publication. | Costs exclude external works. | Measure to GIA | - | - | - | - | - | - | - | 10091 |  | - | - | NA | NA | NA | 415.1672 | Option 1 | 514.726 | 23.98% | 0 | 0 | -100% | -100% | 0 | -100% | Redirected | NA | VOA_GPN_GOV_UK\7246041 | 2019-08-30 | Low | - | - | Redirected, low risk | NA | - | NA | SPONS A&B | NA | (BEAMS Note 2) The ERC for this item should be added to all other rateable items on the hereditament (except land). Therefore the total of the ERC of the other Building Items and the P&M ERC (where applicable) to enable the correct contract size adjustment to be made. ERC of Building Component + ERC of P&M = Total ERC to which contract size adjustment should be applied. The appropriate % adjustment should be made in accordance with the scale for contract size adjustment specified under section 6 of the RCG 2021 Guidance notes. The currency ERC rates are set at £4m (Four Million Pounds) @ 1st April 2019 (AVD) for the RCG 2021 Publication. | - | - | 2 | TRUE
1822 | 41RR8B | 4992 | 41RR8B | Factory buildings process | Heavy - uninsulated | Sheet metal cladding | > 5000m² | Eaves ht - 31.0m | Building Construction: - Foundations: Concrete pad and strip foundations with 250mm mesh reinforced concrete floor Frame: Heavy steel frame Upper Floors: None Roof: Single skin profiled protected metal, fixed to steel purlins with plastic headed screws, translucent sheet glazing, rainwater gutters, downpipes and drainage. External Walls: Brick cavity infill to 2.0m; single skin profiled protected metal cladding, fixed to horizontal steel rails with plastic headed screws, translucent sheet glazing; access doors goods/personnel. Windows and Doors: Internal Walls: Internal Finishes: Building Services: Electric light and power, water laid on, toilets, unheated External Works: Drainage to the curtilage Accommodation: Single storey uninsulated heavy process factory building | Location Adjustment Applicable (See Guidance Notes) - ERC = UK mean of 1.00 | (BEAMS Note 2) The ERC for this item should be added to all other rateable items on the hereditament (except land). Therefore the total of the ERC of the other Building Items and the P&M ERC (where applicable) to enable the correct contract size adjustment to be made. ERC of Building Component + ERC of P&M = Total ERC to which contract size adjustment should be applied. The appropriate % adjustment should be made in accordance with the scale for contract size adjustment specified under section 6 of the RCG 2023 Guidance notes. The currency ERC rates are set at £4m (Four Million Pounds) @ 1st April 2021 (AVD) for the RCG 2023 Publication. | Costs exclude external works. | Measure to GIA | - | - | - | - | - | - | - | 10091 |  | - | - | NA | NA | NA | 427.4684 | Option 1 | 529.9771 | 23.98% | 0 | 0 | -100% | -100% | 0 | -100% | Redirected | NA | VOA_GPN_GOV_UK\7246041 | 2019-08-30 | Low | - | - | Redirected, low risk | NA | - | NA | SPONS A&B | NA | (BEAMS Note 2) The ERC for this item should be added to all other rateable items on the hereditament (except land). Therefore the total of the ERC of the other Building Items and the P&M ERC (where applicable) to enable the correct contract size adjustment to be made. ERC of Building Component + ERC of P&M = Total ERC to which contract size adjustment should be applied. The appropriate % adjustment should be made in accordance with the scale for contract size adjustment specified under section 6 of the RCG 2021 Guidance notes. The currency ERC rates are set at £4m (Four Million Pounds) @ 1st April 2019 (AVD) for the RCG 2021 Publication. | - | - | 2 | TRUE
1823 | 41RR8C | 4993 | 41RR8C | Factory buildings process | Heavy - uninsulated | Sheet metal cladding | > 5000m² | Eaves ht - 32.0m | Building Construction: - Foundations: Concrete pad and strip foundations with 250mm mesh reinforced concrete floor Frame: Heavy steel frame Upper Floors: None Roof: Single skin profiled protected metal, fixed to steel purlins with plastic headed screws, translucent sheet glazing, rainwater gutters, downpipes and drainage. External Walls: Brick cavity infill to 2.0m; single skin profiled protected metal cladding, fixed to horizontal steel rails with plastic headed screws, translucent sheet glazing; access doors goods/personnel. Windows and Doors: Internal Walls: Internal Finishes: Building Services: Electric light and power, water laid on, toilets, unheated External Works: Drainage to the curtilage Accommodation: Single storey uninsulated heavy process factory building | Location Adjustment Applicable (See Guidance Notes) - ERC = UK mean of 1.00 | (BEAMS Note 2) The ERC for this item should be added to all other rateable items on the hereditament (except land). Therefore the total of the ERC of the other Building Items and the P&M ERC (where applicable) to enable the correct contract size adjustment to be made. ERC of Building Component + ERC of P&M = Total ERC to which contract size adjustment should be applied. The appropriate % adjustment should be made in accordance with the scale for contract size adjustment specified under section 6 of the RCG 2023 Guidance notes. The currency ERC rates are set at £4m (Four Million Pounds) @ 1st April 2021 (AVD) for the RCG 2023 Publication. | Costs exclude external works. | Measure to GIA | - | - | - | - | - | - | - | 10091 |  | - | - | NA | NA | NA | 435.9256 | Option 1 | 540.4623 | 23.98% | 0 | 0 | -100% | -100% | 0 | -100% | Redirected | NA | VOA_GPN_GOV_UK\7246041 | 2019-08-30 | Low | - | - | Redirected, low risk | NA | - | NA | SPONS A&B | NA | (BEAMS Note 2) The ERC for this item should be added to all other rateable items on the hereditament (except land). Therefore the total of the ERC of the other Building Items and the P&M ERC (where applicable) to enable the correct contract size adjustment to be made. ERC of Building Component + ERC of P&M = Total ERC to which contract size adjustment should be applied. The appropriate % adjustment should be made in accordance with the scale for contract size adjustment specified under section 6 of the RCG 2021 Guidance notes. The currency ERC rates are set at £4m (Four Million Pounds) @ 1st April 2019 (AVD) for the RCG 2021 Publication. | - | - | 2 | TRUE
1824 | 41RR8D | 4994 | 41RR8D | Factory buildings process | Heavy - uninsulated | Sheet metal cladding | > 5000m² | Eaves ht - 33.0m | Building Construction: - Foundations: Concrete pad and strip foundations with 250mm mesh reinforced concrete floor Frame: Heavy steel frame Upper Floors: None Roof: Single skin profiled protected metal, fixed to steel purlins with plastic headed screws, translucent sheet glazing, rainwater gutters, downpipes and drainage. External Walls: Brick cavity infill to 2.0m; single skin profiled protected metal cladding, fixed to horizontal steel rails with plastic headed screws, translucent sheet glazing; access doors goods/personnel. Windows and Doors: Internal Walls: Internal Finishes: Building Services: Electric light and power, water laid on, toilets, unheated External Works: Drainage to the curtilage Accommodation: Single storey uninsulated heavy process factory building | Location Adjustment Applicable (See Guidance Notes) - ERC = UK mean of 1.00 | (BEAMS Note 2) The ERC for this item should be added to all other rateable items on the hereditament (except land). Therefore the total of the ERC of the other Building Items and the P&M ERC (where applicable) to enable the correct contract size adjustment to be made. ERC of Building Component + ERC of P&M = Total ERC to which contract size adjustment should be applied. The appropriate % adjustment should be made in accordance with the scale for contract size adjustment specified under section 6 of the RCG 2023 Guidance notes. The currency ERC rates are set at £4m (Four Million Pounds) @ 1st April 2021 (AVD) for the RCG 2023 Publication. | Costs exclude external works. | Measure to GIA | - | - | - | - | - | - | - | 10091 |  | - | - | NA | NA | NA | 445.1515 | Option 1 | 551.9006 | 23.98% | 0 | 0 | -100% | -100% | 0 | -100% | Redirected | NA | VOA_GPN_GOV_UK\7246041 | 2019-08-30 | Low | - | - | Redirected, low risk | NA | - | NA | SPONS A&B | NA | (BEAMS Note 2) The ERC for this item should be added to all other rateable items on the hereditament (except land). Therefore the total of the ERC of the other Building Items and the P&M ERC (where applicable) to enable the correct contract size adjustment to be made. ERC of Building Component + ERC of P&M = Total ERC to which contract size adjustment should be applied. The appropriate % adjustment should be made in accordance with the scale for contract size adjustment specified under section 6 of the RCG 2021 Guidance notes. The currency ERC rates are set at £4m (Four Million Pounds) @ 1st April 2019 (AVD) for the RCG 2021 Publication. | - | - | 2 | TRUE
1825 | 41RR8E | 4995 | 41RR8E | Factory buildings process | Heavy - uninsulated | Sheet metal cladding | > 5000m² | Eaves ht - 34.0m | Building Construction: - Foundations: Concrete pad and strip foundations with 250mm mesh reinforced concrete floor Frame: Heavy steel frame Upper Floors: None Roof: Single skin profiled protected metal, fixed to steel purlins with plastic headed screws, translucent sheet glazing, rainwater gutters, downpipes and drainage. External Walls: Brick cavity infill to 2.0m; single skin profiled protected metal cladding, fixed to horizontal steel rails with plastic headed screws, translucent sheet glazing; access doors goods/personnel. Windows and Doors: Internal Walls: Internal Finishes: Building Services: Electric light and power, water laid on, toilets, unheated External Works: Drainage to the curtilage Accommodation: Single storey uninsulated heavy process factory building | Location Adjustment Applicable (See Guidance Notes) - ERC = UK mean of 1.00 | (BEAMS Note 2) The ERC for this item should be added to all other rateable items on the hereditament (except land). Therefore the total of the ERC of the other Building Items and the P&M ERC (where applicable) to enable the correct contract size adjustment to be made. ERC of Building Component + ERC of P&M = Total ERC to which contract size adjustment should be applied. The appropriate % adjustment should be made in accordance with the scale for contract size adjustment specified under section 6 of the RCG 2023 Guidance notes. The currency ERC rates are set at £4m (Four Million Pounds) @ 1st April 2021 (AVD) for the RCG 2023 Publication. | Costs exclude external works. | Measure to GIA | - | - | - | - | - | - | - | 10091 |  | - | - | NA | NA | NA | 453.6086 | Option 1 | 562.3858 | 23.98% | 0 | 0 | -100% | -100% | 0 | -100% | Redirected | NA | VOA_GPN_GOV_UK\7246041 | 2019-08-30 | Low | - | - | Redirected, low risk | NA | - | NA | SPONS A&B | NA | (BEAMS Note 2) The ERC for this item should be added to all other rateable items on the hereditament (except land). Therefore the total of the ERC of the other Building Items and the P&M ERC (where applicable) to enable the correct contract size adjustment to be made. ERC of Building Component + ERC of P&M = Total ERC to which contract size adjustment should be applied. The appropriate % adjustment should be made in accordance with the scale for contract size adjustment specified under section 6 of the RCG 2021 Guidance notes. The currency ERC rates are set at £4m (Four Million Pounds) @ 1st April 2019 (AVD) for the RCG 2021 Publication. | - | - | 2 | TRUE
1826 | 41RR8F | 4996 | 41RR8F | Factory buildings process | Heavy - uninsulated | Sheet metal cladding | > 5000m² | Eaves ht - 35.0m | Building Construction: - Foundations: Concrete pad and strip foundations with 250mm mesh reinforced concrete floor Frame: Heavy steel frame Upper Floors: None Roof: Single skin profiled protected metal, fixed to steel purlins with plastic headed screws, translucent sheet glazing, rainwater gutters, downpipes and drainage. External Walls: Brick cavity infill to 2.0m; single skin profiled protected metal cladding, fixed to horizontal steel rails with plastic headed screws, translucent sheet glazing; access doors goods/personnel. Windows and Doors: Internal Walls: Internal Finishes: Building Services: Electric light and power, water laid on, toilets, unheated External Works: Drainage to the curtilage Accommodation: Single storey uninsulated heavy process factory building | Location Adjustment Applicable (See Guidance Notes) - ERC = UK mean of 1.00 | (BEAMS Note 2) The ERC for this item should be added to all other rateable items on the hereditament (except land). Therefore the total of the ERC of the other Building Items and the P&M ERC (where applicable) to enable the correct contract size adjustment to be made. ERC of Building Component + ERC of P&M = Total ERC to which contract size adjustment should be applied. The appropriate % adjustment should be made in accordance with the scale for contract size adjustment specified under section 6 of the RCG 2023 Guidance notes. The currency ERC rates are set at £4m (Four Million Pounds) @ 1st April 2021 (AVD) for the RCG 2023 Publication. | Costs exclude external works. | Measure to GIA | - | - | - | - | - | - | - | 10091 |  | - | - | NA | NA | NA | 458.9904 | Option 1 | 569.0582 | 23.98% | 0 | 0 | -100% | -100% | 0 | -100% | Redirected | NA | VOA_GPN_GOV_UK\7246041 | 2019-08-30 | Low | - | - | Redirected, low risk | NA | - | NA | SPONS A&B | NA | (BEAMS Note 2) The ERC for this item should be added to all other rateable items on the hereditament (except land). Therefore the total of the ERC of the other Building Items and the P&M ERC (where applicable) to enable the correct contract size adjustment to be made. ERC of Building Component + ERC of P&M = Total ERC to which contract size adjustment should be applied. The appropriate % adjustment should be made in accordance with the scale for contract size adjustment specified under section 6 of the RCG 2021 Guidance notes. The currency ERC rates are set at £4m (Four Million Pounds) @ 1st April 2019 (AVD) for the RCG 2021 Publication. | - | - | 2 | TRUE
1827 | 41P00A | 6458 | 41P00A | Factory buildings process | Light - asbestos cladding | Flat or corrugated | < 100m² | Eaves ht - 3.0m | Building Construction : - Foundations : Concrete pad and strip foundations with 150mm mesh reinforced concrete slab. Frame : Light steel frame. Upper Floors : None. Roof : Single skin Profile Six corrugated asbestos sheet, hook bolted to steel purlins with plastic headed screws, translucent sheet glazing; rainwater gutters, and down pipes. External Walls : 100mm brickwork infill to 1.0m; single skin Profile Six corrugated asbestos sheet, hook bolted to steel purlins with plastic headed screws, translucent sheet glazing: access doors goods/personnel. Windows and Doors : Single glazed windows in metal frames. Steel doors set within metal frames. Internal Walls : None. Internal Finishes : None. Building Services : - Electric light and power, water laid on, toilets, unheated. Accommodation : - Single storey un-insulated light process factory building. | Location Adjustment Applicable (See Guidance Notes) - ERC = UK mean of 1.00 | (BEAMS Note 2) The ERC for this item should be added to all other rateable items on the hereditament (except land). Therefore the total of the ERC of the other Building Items and the P&M ERC (where applicable) to enable the correct contract size adjustment to be made. ERC of Building Component + ERC of P&M = Total ERC to which contract size adjustment should be applied. The appropriate % adjustment should be made in accordance with the scale for contract size adjustment specified under section 6 of the RCG 2023 Guidance notes. The currency ERC rates are set at £4m (Four Million Pounds) @ 1st April 2021 (AVD) for the RCG 2023 Publication. | Costs exclude external works. | - | - | - | The plant and machinery listed in the description has been included in this costing. | - | - | Factory Buildings - Process Light Asbestos Sheet Clad | - | 10111 |  | M2 | - | NA | NA | NA | 309.8377 | Option 1 | 384.1381 | 23.98% | 0 | 0 | -100% | -100% | 0 | -100% | Redirected | NA | VOA_GPN_GOV_UK\7246041 | 2019-08-30 | Low | - | - | Redirected, low risk | NA | - | NA | SPONS A&B | NA | (BEAMS Note 2) The ERC for this item should be added to all other rateable items on the hereditament (except land). Therefore the total of the ERC of the other Building Items and the P&M ERC (where applicable) to enable the correct contract size adjustment to be made. ERC of Building Component + ERC of P&M = Total ERC to which contract size adjustment should be applied. The appropriate % adjustment should be made in accordance with the scale for contract size adjustment specified under section 6 of the RCG 2021 Guidance notes. The currency ERC rates are set at £4m (Four Million Pounds) @ 1st April 2019 (AVD) for the RCG 2021 Publication. | Factory Buildings - Process Light Asbestos Sheet Clad | - | 2 | TRUE
1828 | 41P00C | 6459 | 41P00C | Factory buildings process | Light - asbestos cladding | Flat or corrugated | < 100m² | Eaves ht - 3.5m | Building Construction : - Foundations : Concrete pad and strip foundations with 150mm mesh reinforced concrete slab. Frame : Light steel frame. Upper Floors : None. Roof : Single skin Profile Six corrugated asbestos sheet, hook bolted to steel purlins with plastic headed screws, translucent sheet glazing; rainwater gutters, and down pipes. External Walls : 100mm brickwork infill to 1.0m; single skin Profile Six corrugated asbestos sheet, hook bolted to steel purlins with plastic headed screws, translucent sheet glazing: access doors goods/personnel. Windows and Doors : Single glazed windows in metal frames. Steel doors set within metal frames. Internal Walls : None. Internal Finishes : None. Building Services : - Electric light and power, water laid on, toilets, unheated. Accommodation : - Single storey un-insulated light process factory building. | Location Adjustment Applicable (See Guidance Notes) - ERC = UK mean of 1.00 | (BEAMS Note 2) The ERC for this item should be added to all other rateable items on the hereditament (except land). Therefore the total of the ERC of the other Building Items and the P&M ERC (where applicable) to enable the correct contract size adjustment to be made. ERC of Building Component + ERC of P&M = Total ERC to which contract size adjustment should be applied. The appropriate % adjustment should be made in accordance with the scale for contract size adjustment specified under section 6 of the RCG 2023 Guidance notes. The currency ERC rates are set at £4m (Four Million Pounds) @ 1st April 2021 (AVD) for the RCG 2023 Publication. | Costs exclude external works. | - | - | - | The plant and machinery listed in the description has been included in this costing. | - | - | Factory Buildings - Process Light Asbestos Sheet Clad | - | 10111 |  | M2 | - | NA | NA | NA | 315.9884 | Option 1 | 391.7637 | 23.98% | 0 | 0 | -100% | -100% | 0 | -100% | Redirected | NA | VOA_GPN_GOV_UK\7246041 | 2019-08-30 | Low | - | - | Redirected, low risk | NA | - | NA | SPONS A&B | NA | (BEAMS Note 2) The ERC for this item should be added to all other rateable items on the hereditament (except land). Therefore the total of the ERC of the other Building Items and the P&M ERC (where applicable) to enable the correct contract size adjustment to be made. ERC of Building Component + ERC of P&M = Total ERC to which contract size adjustment should be applied. The appropriate % adjustment should be made in accordance with the scale for contract size adjustment specified under section 6 of the RCG 2021 Guidance notes. The currency ERC rates are set at £4m (Four Million Pounds) @ 1st April 2019 (AVD) for the RCG 2021 Publication. | Factory Buildings - Process Light Asbestos Sheet Clad | - | 2 | TRUE
1829 | 41P00E | 6460 | 41P00E | Factory buildings process | Light - asbestos cladding | Flat or corrugated | < 100m² | Eaves ht - 4.0m | Building Construction : - Foundations : Concrete pad and strip foundations with 150mm mesh reinforced concrete slab. Frame : Light steel frame. Upper Floors : None. Roof : Single skin Profile Six corrugated asbestos sheet, hook bolted to steel purlins with plastic headed screws, translucent sheet glazing; rainwater gutters, and down pipes. External Walls : 100mm brickwork infill to 1.0m; single skin Profile Six corrugated asbestos sheet, hook bolted to steel purlins with plastic headed screws, translucent sheet glazing: access doors goods/personnel. Windows and Doors : Single glazed windows in metal frames. Steel doors set within metal frames. Internal Walls : None. Internal Finishes : None. Building Services : - Electric light and power, water laid on, toilets, unheated. Accommodation : - Single storey un-insulated light process factory building. | Location Adjustment Applicable (See Guidance Notes) - ERC = UK mean of 1.00 | (BEAMS Note 2) The ERC for this item should be added to all other rateable items on the hereditament (except land). Therefore the total of the ERC of the other Building Items and the P&M ERC (where applicable) to enable the correct contract size adjustment to be made. ERC of Building Component + ERC of P&M = Total ERC to which contract size adjustment should be applied. The appropriate % adjustment should be made in accordance with the scale for contract size adjustment specified under section 6 of the RCG 2023 Guidance notes. The currency ERC rates are set at £4m (Four Million Pounds) @ 1st April 2021 (AVD) for the RCG 2023 Publication. | Costs exclude external works. | - | - | - | The plant and machinery listed in the description has been included in this costing. | - | - | Factory Buildings - Process Light Asbestos Sheet Clad | - | 10111 |  | M2 | - | NA | NA | NA | 322.139 | Option 1 | 399.3892 | 23.98% | 0 | 0 | -100% | -100% | 0 | -100% | Redirected | NA | VOA_GPN_GOV_UK\7246041 | 2019-08-30 | Low | - | - | Redirected, low risk | NA | - | NA | SPONS A&B | NA | (BEAMS Note 2) The ERC for this item should be added to all other rateable items on the hereditament (except land). Therefore the total of the ERC of the other Building Items and the P&M ERC (where applicable) to enable the correct contract size adjustment to be made. ERC of Building Component + ERC of P&M = Total ERC to which contract size adjustment should be applied. The appropriate % adjustment should be made in accordance with the scale for contract size adjustment specified under section 6 of the RCG 2021 Guidance notes. The currency ERC rates are set at £4m (Four Million Pounds) @ 1st April 2019 (AVD) for the RCG 2021 Publication. | Factory Buildings - Process Light Asbestos Sheet Clad | - | 2 | TRUE
1830 | 41P00G | 6461 | 41P00G | Factory buildings process | Light - asbestos cladding | Flat or corrugated | < 100m² | Eaves ht - 4.5m | Building Construction : - Foundations : Concrete pad and strip foundations with 150mm mesh reinforced concrete slab. Frame : Light steel frame. Upper Floors : None. Roof : Single skin Profile Six corrugated asbestos sheet, hook bolted to steel purlins with plastic headed screws, translucent sheet glazing; rainwater gutters, and down pipes. External Walls : 100mm brickwork infill to 1.0m; single skin Profile Six corrugated asbestos sheet, hook bolted to steel purlins with plastic headed screws, translucent sheet glazing: access doors goods/personnel. Windows and Doors : Single glazed windows in metal frames. Steel doors set within metal frames. Internal Walls : None. Internal Finishes : None. Building Services : - Electric light and power, water laid on, toilets, unheated. Accommodation : - Single storey un-insulated light process factory building. | Location Adjustment Applicable (See Guidance Notes) - ERC = UK mean of 1.00 | (BEAMS Note 2) The ERC for this item should be added to all other rateable items on the hereditament (except land). Therefore the total of the ERC of the other Building Items and the P&M ERC (where applicable) to enable the correct contract size adjustment to be made. ERC of Building Component + ERC of P&M = Total ERC to which contract size adjustment should be applied. The appropriate % adjustment should be made in accordance with the scale for contract size adjustment specified under section 6 of the RCG 2023 Guidance notes. The currency ERC rates are set at £4m (Four Million Pounds) @ 1st April 2021 (AVD) for the RCG 2023 Publication. | Costs exclude external works. | - | - | - | The plant and machinery listed in the description has been included in this costing. | - | - | Factory Buildings - Process Light Asbestos Sheet Clad | - | 10111 |  | M2 | - | NA | NA | NA | 328.2896 | Option 1 | 407.0148 | 23.98% | 0 | 0 | -100% | -100% | 0 | -100% | Redirected | NA | VOA_GPN_GOV_UK\7246041 | 2019-08-30 | Low | - | - | Redirected, low risk | NA | - | NA | SPONS A&B | NA | (BEAMS Note 2) The ERC for this item should be added to all other rateable items on the hereditament (except land). Therefore the total of the ERC of the other Building Items and the P&M ERC (where applicable) to enable the correct contract size adjustment to be made. ERC of Building Component + ERC of P&M = Total ERC to which contract size adjustment should be applied. The appropriate % adjustment should be made in accordance with the scale for contract size adjustment specified under section 6 of the RCG 2021 Guidance notes. The currency ERC rates are set at £4m (Four Million Pounds) @ 1st April 2019 (AVD) for the RCG 2021 Publication. | Factory Buildings - Process Light Asbestos Sheet Clad | - | 2 | TRUE
1831 | 41P00H | 6462 | 41P00H | Factory buildings process | Light - asbestos cladding | Flat or corrugated | < 100m² | Eaves ht - 5.0m | Building Construction : - Foundations : Concrete pad and strip foundations with 150mm mesh reinforced concrete slab. Frame : Light steel frame. Upper Floors : None. Roof : Single skin Profile Six corrugated asbestos sheet, hook bolted to steel purlins with plastic headed screws, translucent sheet glazing; rainwater gutters, and down pipes. External Walls : 100mm brickwork infill to 1.0m; single skin Profile Six corrugated asbestos sheet, hook bolted to steel purlins with plastic headed screws, translucent sheet glazing: access doors goods/personnel. Windows and Doors : Single glazed windows in metal frames. Steel doors set within metal frames. Internal Walls : None. Internal Finishes : None. Building Services : - Electric light and power, water laid on, toilets, unheated. Accommodation : - Single storey un-insulated light process factory building. | Location Adjustment Applicable (See Guidance Notes) - ERC = UK mean of 1.00 | (BEAMS Note 2) The ERC for this item should be added to all other rateable items on the hereditament (except land). Therefore the total of the ERC of the other Building Items and the P&M ERC (where applicable) to enable the correct contract size adjustment to be made. ERC of Building Component + ERC of P&M = Total ERC to which contract size adjustment should be applied. The appropriate % adjustment should be made in accordance with the scale for contract size adjustment specified under section 6 of the RCG 2023 Guidance notes. The currency ERC rates are set at £4m (Four Million Pounds) @ 1st April 2021 (AVD) for the RCG 2023 Publication. | Costs exclude external works. | - | - | - | The plant and machinery listed in the description has been included in this costing. | - | - | Factory Buildings - Process Light Asbestos Sheet Clad | - | 10111 |  | M2 | - | NA | NA | NA | 334.4402 | Option 1 | 414.6404 | 23.98% | 0 | 0 | -100% | -100% | 0 | -100% | Redirected | NA | VOA_GPN_GOV_UK\7246041 | 2019-08-30 | Low | - | - | Redirected, low risk | NA | - | NA | SPONS A&B | NA | (BEAMS Note 2) The ERC for this item should be added to all other rateable items on the hereditament (except land). Therefore the total of the ERC of the other Building Items and the P&M ERC (where applicable) to enable the correct contract size adjustment to be made. ERC of Building Component + ERC of P&M = Total ERC to which contract size adjustment should be applied. The appropriate % adjustment should be made in accordance with the scale for contract size adjustment specified under section 6 of the RCG 2021 Guidance notes. The currency ERC rates are set at £4m (Four Million Pounds) @ 1st April 2019 (AVD) for the RCG 2021 Publication. | Factory Buildings - Process Light Asbestos Sheet Clad | - | 2 | TRUE
1832 | 41P00K | 6463 | 41P00K | Factory buildings process | Light - asbestos cladding | Flat or corrugated | < 100m² | Eaves ht - 5.5m | Building Construction : - Foundations : Concrete pad and strip foundations with 150mm mesh reinforced concrete slab. Frame : Light steel frame. Upper Floors : None. Roof : Single skin Profile Six corrugated asbestos sheet, hook bolted to steel purlins with plastic headed screws, translucent sheet glazing; rainwater gutters, and down pipes. External Walls : 100mm brickwork infill to 1.0m; single skin Profile Six corrugated asbestos sheet, hook bolted to steel purlins with plastic headed screws, translucent sheet glazing: access doors goods/personnel. Windows and Doors : Single glazed windows in metal frames. Steel doors set within metal frames. Internal Walls : None. Internal Finishes : None. Building Services : - Electric light and power, water laid on, toilets, unheated. Accommodation : - Single storey un-insulated light process factory building. | Location Adjustment Applicable (See Guidance Notes) - ERC = UK mean of 1.00 | (BEAMS Note 2) The ERC for this item should be added to all other rateable items on the hereditament (except land). Therefore the total of the ERC of the other Building Items and the P&M ERC (where applicable) to enable the correct contract size adjustment to be made. ERC of Building Component + ERC of P&M = Total ERC to which contract size adjustment should be applied. The appropriate % adjustment should be made in accordance with the scale for contract size adjustment specified under section 6 of the RCG 2023 Guidance notes. The currency ERC rates are set at £4m (Four Million Pounds) @ 1st April 2021 (AVD) for the RCG 2023 Publication. | Costs exclude external works. | - | - | - | The plant and machinery listed in the description has been included in this costing. | - | - | Factory Buildings - Process Light Asbestos Sheet Clad | - | 10111 |  | M2 | - | NA | NA | NA | 370.5752 | Option 1 | 459.4406 | 23.98% | 0 | 0 | -100% | -100% | 0 | -100% | Redirected | NA | VOA_GPN_GOV_UK\7246041 | 2019-08-30 | Low | - | - | Redirected, low risk | NA | - | NA | SPONS A&B | NA | (BEAMS Note 2) The ERC for this item should be added to all other rateable items on the hereditament (except land). Therefore the total of the ERC of the other Building Items and the P&M ERC (where applicable) to enable the correct contract size adjustment to be made. ERC of Building Component + ERC of P&M = Total ERC to which contract size adjustment should be applied. The appropriate % adjustment should be made in accordance with the scale for contract size adjustment specified under section 6 of the RCG 2021 Guidance notes. The currency ERC rates are set at £4m (Four Million Pounds) @ 1st April 2019 (AVD) for the RCG 2021 Publication. | Factory Buildings - Process Light Asbestos Sheet Clad | - | 2 | TRUE
1833 | 41P00M | 6464 | 41P00M | Factory buildings process | Light - asbestos cladding | Flat or corrugated | < 100m² | Eaves ht - 6.0m | Building Construction : - Foundations : Concrete pad and strip foundations with 150mm mesh reinforced concrete slab. Frame : Light steel frame. Upper Floors : None. Roof : Single skin Profile Six corrugated asbestos sheet, hook bolted to steel purlins with plastic headed screws, translucent sheet glazing; rainwater gutters, and down pipes. External Walls : 100mm brickwork infill to 1.0m; single skin Profile Six corrugated asbestos sheet, hook bolted to steel purlins with plastic headed screws, translucent sheet glazing: access doors goods/personnel. Windows and Doors : Single glazed windows in metal frames. Steel doors set within metal frames. Internal Walls : None. Internal Finishes : None. Building Services : - Electric light and power, water laid on, toilets, unheated. Accommodation : - Single storey un-insulated light process factory building. | Location Adjustment Applicable (See Guidance Notes) - ERC = UK mean of 1.00 | (BEAMS Note 2) The ERC for this item should be added to all other rateable items on the hereditament (except land). Therefore the total of the ERC of the other Building Items and the P&M ERC (where applicable) to enable the correct contract size adjustment to be made. ERC of Building Component + ERC of P&M = Total ERC to which contract size adjustment should be applied. The appropriate % adjustment should be made in accordance with the scale for contract size adjustment specified under section 6 of the RCG 2023 Guidance notes. The currency ERC rates are set at £4m (Four Million Pounds) @ 1st April 2021 (AVD) for the RCG 2023 Publication. | Costs exclude external works. | - | - | - | The plant and machinery listed in the description has been included in this costing. | - | - | Factory Buildings - Process Light Asbestos Sheet Clad | - | 10111 |  | M2 | - | NA | NA | NA | 378.2634 | Option 1 | 468.9726 | 23.98% | 0 | 0 | -100% | -100% | 0 | -100% | Redirected | NA | VOA_GPN_GOV_UK\7246041 | 2019-08-30 | Low | - | - | Redirected, low risk | NA | - | NA | SPONS A&B | NA | (BEAMS Note 2) The ERC for this item should be added to all other rateable items on the hereditament (except land). Therefore the total of the ERC of the other Building Items and the P&M ERC (where applicable) to enable the correct contract size adjustment to be made. ERC of Building Component + ERC of P&M = Total ERC to which contract size adjustment should be applied. The appropriate % adjustment should be made in accordance with the scale for contract size adjustment specified under section 6 of the RCG 2021 Guidance notes. The currency ERC rates are set at £4m (Four Million Pounds) @ 1st April 2019 (AVD) for the RCG 2021 Publication. | Factory Buildings - Process Light Asbestos Sheet Clad | - | 2 | TRUE
1834 | 41P00P | 8601 | 41P00P | Factory buildings process | Light - asbestos cladding | Flat or corrugated | < 100m² | Eaves ht - 6.5m | Building Construction : - Foundations : Concrete pad and strip foundations with 150mm mesh reinforced concrete slab. Frame : Light steel frame. Upper Floors : None. Roof : Single skin Profile Six corrugated asbestos sheet, hook bolted to steel purlins with plastic headed screws, translucent sheet glazing; rainwater gutters, and down pipes. External Walls : 100mm brickwork infill to 1.0m; single skin Profile Six corrugated asbestos sheet, hook bolted to steel purlins with plastic headed screws, translucent sheet glazing: access doors goods/personnel. Windows and Doors : Single glazed windows in metal frames. Steel doors set within metal frames. Internal Walls : None. Internal Finishes : None. Building Services : - Electric light and power, water laid on, toilets, unheated. Accommodation : - Single storey un-insulated light process factory building. | Location Adjustment Applicable (See Guidance Notes) - ERC = UK mean of 1.00 | (BEAMS Note 2) The ERC for this item should be added to all other rateable items on the hereditament (except land). Therefore the total of the ERC of the other Building Items and the P&M ERC (where applicable) to enable the correct contract size adjustment to be made. ERC of Building Component + ERC of P&M = Total ERC to which contract size adjustment should be applied. The appropriate % adjustment should be made in accordance with the scale for contract size adjustment specified under section 6 of the RCG 2023 Guidance notes. The currency ERC rates are set at £4m (Four Million Pounds) @ 1st April 2021 (AVD) for the RCG 2023 Publication. | Costs exclude external works. | - | - | - | The plant and machinery listed in the description has been included in this costing. | - | - | Factory Buildings - Process Light Asbestos Sheet Clad | - | 10111 |  | M2 | - | NA | NA | NA | 386.7206 | Option 1 | 479.4577 | 23.98% | 0 | 0 | -100% | -100% | 0 | -100% | Redirected | NA | VOA_GPN_GOV_UK\7246041 | 2019-08-30 | Low | - | - | Redirected, low risk | NA | - | NA | SPONS A&B | NA | (BEAMS Note 2) The ERC for this item should be added to all other rateable items on the hereditament (except land). Therefore the total of the ERC of the other Building Items and the P&M ERC (where applicable) to enable the correct contract size adjustment to be made. ERC of Building Component + ERC of P&M = Total ERC to which contract size adjustment should be applied. The appropriate % adjustment should be made in accordance with the scale for contract size adjustment specified under section 6 of the RCG 2021 Guidance notes. The currency ERC rates are set at £4m (Four Million Pounds) @ 1st April 2019 (AVD) for the RCG 2021 Publication. | Factory Buildings - Process Light Asbestos Sheet Clad | - | 2 | TRUE
1835 | 41P00R | 6465 | 41P00R | Factory buildings process | Light - asbestos cladding | Flat or corrugated | < 100m² | Eaves ht - 7.0m | Building Construction : - Foundations : Concrete pad and strip foundations with 150mm mesh reinforced concrete slab. Frame : Light steel frame. Upper Floors : None. Roof : Single skin Profile Six corrugated asbestos sheet, hook bolted to steel purlins with plastic headed screws, translucent sheet glazing; rainwater gutters, and down pipes. External Walls : 100mm brickwork infill to 1.0m; single skin Profile Six corrugated asbestos sheet, hook bolted to steel purlins with plastic headed screws, translucent sheet glazing: access doors goods/personnel. Windows and Doors : Single glazed windows in metal frames. Steel doors set within metal frames. Internal Walls : None. Internal Finishes : None. Building Services : - Electric light and power, water laid on, toilets, unheated. Accommodation : - Single storey un-insulated light process factory building. | Location Adjustment Applicable (See Guidance Notes) - ERC = UK mean of 1.00 | (BEAMS Note 2) The ERC for this item should be added to all other rateable items on the hereditament (except land). Therefore the total of the ERC of the other Building Items and the P&M ERC (where applicable) to enable the correct contract size adjustment to be made. ERC of Building Component + ERC of P&M = Total ERC to which contract size adjustment should be applied. The appropriate % adjustment should be made in accordance with the scale for contract size adjustment specified under section 6 of the RCG 2023 Guidance notes. The currency ERC rates are set at £4m (Four Million Pounds) @ 1st April 2021 (AVD) for the RCG 2023 Publication. | Costs exclude external works. | - | - | - | The plant and machinery listed in the description has been included in this costing. | - | - | Factory Buildings - Process Light Asbestos Sheet Clad | - | 10111 |  | M2 | - | NA | NA | NA | 395.1777 | Option 1 | 489.9429 | 23.98% | 0 | 0 | -100% | -100% | 0 | -100% | Redirected | NA | VOA_GPN_GOV_UK\7246041 | 2019-08-30 | Low | - | - | Redirected, low risk | NA | - | NA | SPONS A&B | NA | (BEAMS Note 2) The ERC for this item should be added to all other rateable items on the hereditament (except land). Therefore the total of the ERC of the other Building Items and the P&M ERC (where applicable) to enable the correct contract size adjustment to be made. ERC of Building Component + ERC of P&M = Total ERC to which contract size adjustment should be applied. The appropriate % adjustment should be made in accordance with the scale for contract size adjustment specified under section 6 of the RCG 2021 Guidance notes. The currency ERC rates are set at £4m (Four Million Pounds) @ 1st April 2019 (AVD) for the RCG 2021 Publication. | Factory Buildings - Process Light Asbestos Sheet Clad | - | 2 | TRUE
1836 | 41P00T | 6466 | 41P00T | Factory buildings process | Light - asbestos cladding | Flat or corrugated | < 100m² | Eaves ht - 7.5m | Building Construction : - Foundations : Concrete pad and strip foundations with 150mm mesh reinforced concrete slab. Frame : Light steel frame. Upper Floors : None. Roof : Single skin Profile Six corrugated asbestos sheet, hook bolted to steel purlins with plastic headed screws, translucent sheet glazing; rainwater gutters, and down pipes. External Walls : 100mm brickwork infill to 1.0m; single skin Profile Six corrugated asbestos sheet, hook bolted to steel purlins with plastic headed screws, translucent sheet glazing: access doors goods/personnel. Windows and Doors : Single glazed windows in metal frames. Steel doors set within metal frames. Internal Walls : None. Internal Finishes : None. Building Services : - Electric light and power, water laid on, toilets, unheated. Accommodation : - Single storey un-insulated light process factory building. | Location Adjustment Applicable (See Guidance Notes) - ERC = UK mean of 1.00 | (BEAMS Note 2) The ERC for this item should be added to all other rateable items on the hereditament (except land). Therefore the total of the ERC of the other Building Items and the P&M ERC (where applicable) to enable the correct contract size adjustment to be made. ERC of Building Component + ERC of P&M = Total ERC to which contract size adjustment should be applied. The appropriate % adjustment should be made in accordance with the scale for contract size adjustment specified under section 6 of the RCG 2023 Guidance notes. The currency ERC rates are set at £4m (Four Million Pounds) @ 1st April 2021 (AVD) for the RCG 2023 Publication. | Costs exclude external works. | - | - | - | The plant and machinery listed in the description has been included in this costing. | - | - | Factory Buildings - Process Light Asbestos Sheet Clad | - | 10111 |  | M2 | - | NA | NA | NA | 402.8659 | Option 1 | 499.4749 | 23.98% | 0 | 0 | -100% | -100% | 0 | -100% | Redirected | NA | VOA_GPN_GOV_UK\7246041 | 2019-08-30 | Low | - | - | Redirected, low risk | NA | - | NA | SPONS A&B | NA | (BEAMS Note 2) The ERC for this item should be added to all other rateable items on the hereditament (except land). Therefore the total of the ERC of the other Building Items and the P&M ERC (where applicable) to enable the correct contract size adjustment to be made. ERC of Building Component + ERC of P&M = Total ERC to which contract size adjustment should be applied. The appropriate % adjustment should be made in accordance with the scale for contract size adjustment specified under section 6 of the RCG 2021 Guidance notes. The currency ERC rates are set at £4m (Four Million Pounds) @ 1st April 2019 (AVD) for the RCG 2021 Publication. | Factory Buildings - Process Light Asbestos Sheet Clad | - | 2 | TRUE
1837 | 41P01A | 6467 | 41P01A | Factory buildings process | Light - asbestos cladding | Flat or corrugated | < 100m² | Eaves ht - 8.0m | Building Construction : - Foundations : Concrete pad and strip foundations with 150mm mesh reinforced concrete slab. Frame : Light steel frame. Upper Floors : None. Roof : Single skin Profile Six corrugated asbestos sheet, hook bolted to steel purlins with plastic headed screws, translucent sheet glazing; rainwater gutters, and down pipes. External Walls : 100mm brickwork infill to 1.0m; single skin Profile Six corrugated asbestos sheet, hook bolted to steel purlins with plastic headed screws, translucent sheet glazing: access doors goods/personnel. Windows and Doors : Single glazed windows in metal frames. Steel doors set within metal frames. Internal Walls : None. Internal Finishes : None. Building Services : - Electric light and power, water laid on, toilets, unheated. Accommodation : - Single storey un-insulated light process factory building. | Location Adjustment Applicable (See Guidance Notes) - ERC = UK mean of 1.00 | (BEAMS Note 2) The ERC for this item should be added to all other rateable items on the hereditament (except land). Therefore the total of the ERC of the other Building Items and the P&M ERC (where applicable) to enable the correct contract size adjustment to be made. ERC of Building Component + ERC of P&M = Total ERC to which contract size adjustment should be applied. The appropriate % adjustment should be made in accordance with the scale for contract size adjustment specified under section 6 of the RCG 2023 Guidance notes. The currency ERC rates are set at £4m (Four Million Pounds) @ 1st April 2021 (AVD) for the RCG 2023 Publication. | Costs exclude external works. | - | - | - | The plant and machinery listed in the description has been included in this costing. | - | - | Factory Buildings - Process Light Asbestos Sheet Clad | - | 10111 |  | M2 | - | NA | NA | NA | 461.2969 | Option 1 | 571.9178 | 23.98% | 0 | 0 | -100% | -100% | 0 | -100% | Redirected | NA | VOA_GPN_GOV_UK\7246041 | 2019-08-30 | Low | - | - | Redirected, low risk | NA | - | NA | SPONS A&B | NA | (BEAMS Note 2) The ERC for this item should be added to all other rateable items on the hereditament (except land). Therefore the total of the ERC of the other Building Items and the P&M ERC (where applicable) to enable the correct contract size adjustment to be made. ERC of Building Component + ERC of P&M = Total ERC to which contract size adjustment should be applied. The appropriate % adjustment should be made in accordance with the scale for contract size adjustment specified under section 6 of the RCG 2021 Guidance notes. The currency ERC rates are set at £4m (Four Million Pounds) @ 1st April 2019 (AVD) for the RCG 2021 Publication. | Factory Buildings - Process Light Asbestos Sheet Clad | - | 2 | TRUE
1838 | 41P01C | 6468 | 41P01C | Factory buildings process | Light - asbestos cladding | Flat or corrugated | < 100m² | Eaves ht - 8.5m | Building Construction : - Foundations : Concrete pad and strip foundations with 150mm mesh reinforced concrete slab. Frame : Light steel frame. Upper Floors : None. Roof : Single skin Profile Six corrugated asbestos sheet, hook bolted to steel purlins with plastic headed screws, translucent sheet glazing; rainwater gutters, and down pipes. External Walls : 100mm brickwork infill to 1.0m; single skin Profile Six corrugated asbestos sheet, hook bolted to steel purlins with plastic headed screws, translucent sheet glazing: access doors goods/personnel. Windows and Doors : Single glazed windows in metal frames. Steel doors set within metal frames. Internal Walls : None. Internal Finishes : None. Building Services : - Electric light and power, water laid on, toilets, unheated. Accommodation : - Single storey un-insulated light process factory building. | Location Adjustment Applicable (See Guidance Notes) - ERC = UK mean of 1.00 | (BEAMS Note 2) The ERC for this item should be added to all other rateable items on the hereditament (except land). Therefore the total of the ERC of the other Building Items and the P&M ERC (where applicable) to enable the correct contract size adjustment to be made. ERC of Building Component + ERC of P&M = Total ERC to which contract size adjustment should be applied. The appropriate % adjustment should be made in accordance with the scale for contract size adjustment specified under section 6 of the RCG 2023 Guidance notes. The currency ERC rates are set at £4m (Four Million Pounds) @ 1st April 2021 (AVD) for the RCG 2023 Publication. | Costs exclude external works. | - | - | - | The plant and machinery listed in the description has been included in this costing. | - | - | Factory Buildings - Process Light Asbestos Sheet Clad | - | 10111 |  | M2 | - | NA | NA | NA | 472.0605 | Option 1 | 585.2625 | 23.98% | 0 | 0 | -100% | -100% | 0 | -100% | Redirected | NA | VOA_GPN_GOV_UK\7246041 | 2019-08-30 | Low | - | - | Redirected, low risk | NA | - | NA | SPONS A&B | NA | (BEAMS Note 2) The ERC for this item should be added to all other rateable items on the hereditament (except land). Therefore the total of the ERC of the other Building Items and the P&M ERC (where applicable) to enable the correct contract size adjustment to be made. ERC of Building Component + ERC of P&M = Total ERC to which contract size adjustment should be applied. The appropriate % adjustment should be made in accordance with the scale for contract size adjustment specified under section 6 of the RCG 2021 Guidance notes. The currency ERC rates are set at £4m (Four Million Pounds) @ 1st April 2019 (AVD) for the RCG 2021 Publication. | Factory Buildings - Process Light Asbestos Sheet Clad | - | 2 | TRUE
1839 | 41P01E | 6469 | 41P01E | Factory buildings process | Light - asbestos cladding | Flat or corrugated | < 100m² | Eaves ht - 9.0m | Building Construction : - Foundations : Concrete pad and strip foundations with 150mm mesh reinforced concrete slab. Frame : Light steel frame. Upper Floors : None. Roof : Single skin Profile Six corrugated asbestos sheet, hook bolted to steel purlins with plastic headed screws, translucent sheet glazing; rainwater gutters, and down pipes. External Walls : 100mm brickwork infill to 1.0m; single skin Profile Six corrugated asbestos sheet, hook bolted to steel purlins with plastic headed screws, translucent sheet glazing: access doors goods/personnel. Windows and Doors : Single glazed windows in metal frames. Steel doors set within metal frames. Internal Walls : None. Internal Finishes : None. Building Services : - Electric light and power, water laid on, toilets, unheated. Accommodation : - Single storey un-insulated light process factory building. | Location Adjustment Applicable (See Guidance Notes) - ERC = UK mean of 1.00 | (BEAMS Note 2) The ERC for this item should be added to all other rateable items on the hereditament (except land). Therefore the total of the ERC of the other Building Items and the P&M ERC (where applicable) to enable the correct contract size adjustment to be made. ERC of Building Component + ERC of P&M = Total ERC to which contract size adjustment should be applied. The appropriate % adjustment should be made in accordance with the scale for contract size adjustment specified under section 6 of the RCG 2023 Guidance notes. The currency ERC rates are set at £4m (Four Million Pounds) @ 1st April 2021 (AVD) for the RCG 2023 Publication. | Costs exclude external works. | - | - | - | The plant and machinery listed in the description has been included in this costing. | - | - | Factory Buildings - Process Light Asbestos Sheet Clad | - | 10111 |  | M2 | - | NA | NA | NA | 482.8241 | Option 1 | 598.6073 | 23.98% | 0 | 0 | -100% | -100% | 0 | -100% | Redirected | NA | VOA_GPN_GOV_UK\7246041 | 2019-08-30 | Low | - | - | Redirected, low risk | NA | - | NA | SPONS A&B | NA | (BEAMS Note 2) The ERC for this item should be added to all other rateable items on the hereditament (except land). Therefore the total of the ERC of the other Building Items and the P&M ERC (where applicable) to enable the correct contract size adjustment to be made. ERC of Building Component + ERC of P&M = Total ERC to which contract size adjustment should be applied. The appropriate % adjustment should be made in accordance with the scale for contract size adjustment specified under section 6 of the RCG 2021 Guidance notes. The currency ERC rates are set at £4m (Four Million Pounds) @ 1st April 2019 (AVD) for the RCG 2021 Publication. | Factory Buildings - Process Light Asbestos Sheet Clad | - | 2 | TRUE
1840 | 41P01G | 6470 | 41P01G | Factory buildings process | Light - asbestos cladding | Flat or corrugated | < 100m² | Eaves ht - 9.5m | Building Construction : - Foundations : Concrete pad and strip foundations with 150mm mesh reinforced concrete slab. Frame : Light steel frame. Upper Floors : None. Roof : Single skin Profile Six corrugated asbestos sheet, hook bolted to steel purlins with plastic headed screws, translucent sheet glazing; rainwater gutters, and down pipes. External Walls : 100mm brickwork infill to 1.0m; single skin Profile Six corrugated asbestos sheet, hook bolted to steel purlins with plastic headed screws, translucent sheet glazing: access doors goods/personnel. Windows and Doors : Single glazed windows in metal frames. Steel doors set within metal frames. Internal Walls : None. Internal Finishes : None. Building Services : - Electric light and power, water laid on, toilets, unheated. Accommodation : - Single storey un-insulated light process factory building. | Location Adjustment Applicable (See Guidance Notes) - ERC = UK mean of 1.00 | (BEAMS Note 2) The ERC for this item should be added to all other rateable items on the hereditament (except land). Therefore the total of the ERC of the other Building Items and the P&M ERC (where applicable) to enable the correct contract size adjustment to be made. ERC of Building Component + ERC of P&M = Total ERC to which contract size adjustment should be applied. The appropriate % adjustment should be made in accordance with the scale for contract size adjustment specified under section 6 of the RCG 2023 Guidance notes. The currency ERC rates are set at £4m (Four Million Pounds) @ 1st April 2021 (AVD) for the RCG 2023 Publication. | Costs exclude external works. | - | - | - | The plant and machinery listed in the description has been included in this costing. | - | - | Factory Buildings - Process Light Asbestos Sheet Clad | - | 10111 |  | M2 | - | NA | NA | NA | 493.5877 | Option 1 | 611.952 | 23.98% | 0 | 0 | -100% | -100% | 0 | -100% | Redirected | NA | VOA_GPN_GOV_UK\7246041 | 2019-08-30 | Low | - | - | Redirected, low risk | NA | - | NA | SPONS A&B | NA | (BEAMS Note 2) The ERC for this item should be added to all other rateable items on the hereditament (except land). Therefore the total of the ERC of the other Building Items and the P&M ERC (where applicable) to enable the correct contract size adjustment to be made. ERC of Building Component + ERC of P&M = Total ERC to which contract size adjustment should be applied. The appropriate % adjustment should be made in accordance with the scale for contract size adjustment specified under section 6 of the RCG 2021 Guidance notes. The currency ERC rates are set at £4m (Four Million Pounds) @ 1st April 2019 (AVD) for the RCG 2021 Publication. | Factory Buildings - Process Light Asbestos Sheet Clad | - | 2 | TRUE
1841 | 41P01K | 6471 | 41P01K | Factory buildings process | Light - asbestos cladding | Flat or corrugated | < 100m² | Eaves ht - 10.0m | Building Construction : - Foundations : Concrete pad and strip foundations with 150mm mesh reinforced concrete slab. Frame : Light steel frame. Upper Floors : None. Roof : Single skin Profile Six corrugated asbestos sheet, hook bolted to steel purlins with plastic headed screws, translucent sheet glazing; rainwater gutters, and down pipes. External Walls : 100mm brickwork infill to 1.0m; single skin Profile Six corrugated asbestos sheet, hook bolted to steel purlins with plastic headed screws, translucent sheet glazing: access doors goods/personnel. Windows and Doors : Single glazed windows in metal frames. Steel doors set within metal frames. Internal Walls : None. Internal Finishes : None. Building Services : - Electric light and power, water laid on, toilets, unheated. Accommodation : - Single storey un-insulated light process factory building. | Location Adjustment Applicable (See Guidance Notes) - ERC = UK mean of 1.00 | (BEAMS Note 2) The ERC for this item should be added to all other rateable items on the hereditament (except land). Therefore the total of the ERC of the other Building Items and the P&M ERC (where applicable) to enable the correct contract size adjustment to be made. ERC of Building Component + ERC of P&M = Total ERC to which contract size adjustment should be applied. The appropriate % adjustment should be made in accordance with the scale for contract size adjustment specified under section 6 of the RCG 2023 Guidance notes. The currency ERC rates are set at £4m (Four Million Pounds) @ 1st April 2021 (AVD) for the RCG 2023 Publication. | Costs exclude external works. | - | - | - | The plant and machinery listed in the description has been included in this costing. | - | - | Factory Buildings - Process Light Asbestos Sheet Clad | - | 10111 |  | M2 | - | NA | NA | NA | 504.3513 | Option 1 | 625.2968 | 23.98% | 0 | 0 | -100% | -100% | 0 | -100% | Redirected | NA | VOA_GPN_GOV_UK\7246041 | 2019-08-30 | Low | - | - | Redirected, low risk | NA | - | NA | SPONS A&B | NA | (BEAMS Note 2) The ERC for this item should be added to all other rateable items on the hereditament (except land). Therefore the total of the ERC of the other Building Items and the P&M ERC (where applicable) to enable the correct contract size adjustment to be made. ERC of Building Component + ERC of P&M = Total ERC to which contract size adjustment should be applied. The appropriate % adjustment should be made in accordance with the scale for contract size adjustment specified under section 6 of the RCG 2021 Guidance notes. The currency ERC rates are set at £4m (Four Million Pounds) @ 1st April 2019 (AVD) for the RCG 2021 Publication. | Factory Buildings - Process Light Asbestos Sheet Clad | - | 2 | TRUE
1842 | 41P01P | 6472 | 41P01P | Factory buildings process | Light - asbestos cladding | Flat or corrugated | < 100m² | Eaves ht - 11.0m | Building Construction : - Foundations : Concrete pad and strip foundations with 150mm mesh reinforced concrete slab. Frame : Light steel frame. Upper Floors : None. Roof : Single skin Profile Six corrugated asbestos sheet, hook bolted to steel purlins with plastic headed screws, translucent sheet glazing; rainwater gutters, and down pipes. External Walls : 100mm brickwork infill to 1.0m; single skin Profile Six corrugated asbestos sheet, hook bolted to steel purlins with plastic headed screws, translucent sheet glazing: access doors goods/personnel. Windows and Doors : Single glazed windows in metal frames. Steel doors set within metal frames. Internal Walls : None. Internal Finishes : None. Building Services : - Electric light and power, water laid on, toilets, unheated. Accommodation : - Single storey un-insulated light process factory building. | Location Adjustment Applicable (See Guidance Notes) - ERC = UK mean of 1.00 | (BEAMS Note 2) The ERC for this item should be added to all other rateable items on the hereditament (except land). Therefore the total of the ERC of the other Building Items and the P&M ERC (where applicable) to enable the correct contract size adjustment to be made. ERC of Building Component + ERC of P&M = Total ERC to which contract size adjustment should be applied. The appropriate % adjustment should be made in accordance with the scale for contract size adjustment specified under section 6 of the RCG 2023 Guidance notes. The currency ERC rates are set at £4m (Four Million Pounds) @ 1st April 2021 (AVD) for the RCG 2023 Publication. | Costs exclude external works. | - | - | - | The plant and machinery listed in the description has been included in this costing. | - | - | Factory Buildings - Process Light Asbestos Sheet Clad | - | 10111 |  | M2 | - | NA | NA | NA | 525.8784 | Option 1 | 651.9863 | 23.98% | 0 | 0 | -100% | -100% | 0 | -100% | Redirected | NA | VOA_GPN_GOV_UK\7246041 | 2019-08-30 | Low | - | - | Redirected, low risk | NA | - | NA | SPONS A&B | NA | (BEAMS Note 2) The ERC for this item should be added to all other rateable items on the hereditament (except land). Therefore the total of the ERC of the other Building Items and the P&M ERC (where applicable) to enable the correct contract size adjustment to be made. ERC of Building Component + ERC of P&M = Total ERC to which contract size adjustment should be applied. The appropriate % adjustment should be made in accordance with the scale for contract size adjustment specified under section 6 of the RCG 2021 Guidance notes. The currency ERC rates are set at £4m (Four Million Pounds) @ 1st April 2019 (AVD) for the RCG 2021 Publication. | Factory Buildings - Process Light Asbestos Sheet Clad | - | 2 | TRUE
1843 | 41P01T | 6473 | 41P01T | Factory buildings process | Light - asbestos cladding | Flat or corrugated | < 100m² | Eaves ht - 12.0m | Building Construction : - Foundations : Concrete pad and strip foundations with 150mm mesh reinforced concrete slab. Frame : Light steel frame. Upper Floors : None. Roof : Single skin Profile Six corrugated asbestos sheet, hook bolted to steel purlins with plastic headed screws, translucent sheet glazing; rainwater gutters, and down pipes. External Walls : 100mm brickwork infill to 1.0m; single skin Profile Six corrugated asbestos sheet, hook bolted to steel purlins with plastic headed screws, translucent sheet glazing: access doors goods/personnel. Windows and Doors : Single glazed windows in metal frames. Steel doors set within metal frames. Internal Walls : None. Internal Finishes : None. Building Services : - Electric light and power, water laid on, toilets, unheated. Accommodation : - Single storey un-insulated light process factory building. | Location Adjustment Applicable (See Guidance Notes) - ERC = UK mean of 1.00 | (BEAMS Note 2) The ERC for this item should be added to all other rateable items on the hereditament (except land). Therefore the total of the ERC of the other Building Items and the P&M ERC (where applicable) to enable the correct contract size adjustment to be made. ERC of Building Component + ERC of P&M = Total ERC to which contract size adjustment should be applied. The appropriate % adjustment should be made in accordance with the scale for contract size adjustment specified under section 6 of the RCG 2023 Guidance notes. The currency ERC rates are set at £4m (Four Million Pounds) @ 1st April 2021 (AVD) for the RCG 2023 Publication. | Costs exclude external works. | - | - | - | The plant and machinery listed in the description has been included in this costing. | - | - | Factory Buildings - Process Light Asbestos Sheet Clad | - | 10111 |  | M2 | - | NA | NA | NA | 547.4056 | Option 1 | 678.6758 | 23.98% | 0 | 0 | -100% | -100% | 0 | -100% | Redirected | NA | VOA_GPN_GOV_UK\7246041 | 2019-08-30 | Low | - | - | Redirected, low risk | NA | - | NA | SPONS A&B | NA | (BEAMS Note 2) The ERC for this item should be added to all other rateable items on the hereditament (except land). Therefore the total of the ERC of the other Building Items and the P&M ERC (where applicable) to enable the correct contract size adjustment to be made. ERC of Building Component + ERC of P&M = Total ERC to which contract size adjustment should be applied. The appropriate % adjustment should be made in accordance with the scale for contract size adjustment specified under section 6 of the RCG 2021 Guidance notes. The currency ERC rates are set at £4m (Four Million Pounds) @ 1st April 2019 (AVD) for the RCG 2021 Publication. | Factory Buildings - Process Light Asbestos Sheet Clad | - | 2 | TRUE
1844 | 41P02A | 6477 | 41P02A | Factory buildings process | Light - asbestos cladding | Flat or corrugated | 101m² - 250m² | Eaves ht - 3.0m | Building Construction : - Foundations : Concrete pad and strip foundations with 150mm mesh reinforced concrete slab. Frame : Light steel frame. Upper Floors : None. Roof : Single skin Profile Six corrugated asbestos sheet, hook bolted to steel purlins with plastic headed screws, translucent sheet glazing; rainwater gutters, and down pipes. External Walls : 100mm brickwork infill to 1.0m; single skin Profile Six corrugated asbestos sheet, hook bolted to steel purlins with plastic headed screws, translucent sheet glazing: access doors goods/personnel. Windows and Doors : Single glazed windows in metal frames. Steel doors set within metal frames. Internal Walls : None. Internal Finishes : None. Building Services : - Electric light and power, water laid on, toilets, unheated. Accommodation : - Single storey un-insulated light process factory building. | Location Adjustment Applicable (See Guidance Notes) - ERC = UK mean of 1.00 | (BEAMS Note 2) The ERC for this item should be added to all other rateable items on the hereditament (except land). Therefore the total of the ERC of the other Building Items and the P&M ERC (where applicable) to enable the correct contract size adjustment to be made. ERC of Building Component + ERC of P&M = Total ERC to which contract size adjustment should be applied. The appropriate % adjustment should be made in accordance with the scale for contract size adjustment specified under section 6 of the RCG 2023 Guidance notes. The currency ERC rates are set at £4m (Four Million Pounds) @ 1st April 2021 (AVD) for the RCG 2023 Publication. | Costs exclude external works. | - | - | - | The plant and machinery listed in the description has been included in this costing. | - | - | Factory Buildings - Process Light Asbestos Sheet Clad | - | 10112 |  | M2 | - | NA | NA | NA | 248.3315 | Option 1 | 307.8824 | 23.98% | 0 | 0 | -100% | -100% | 0 | -100% | Redirected | NA | VOA_GPN_GOV_UK\7246041 | 2019-08-30 | Low | - | - | Redirected, low risk | NA | - | NA | SPONS A&B | NA | (BEAMS Note 2) The ERC for this item should be added to all other rateable items on the hereditament (except land). Therefore the total of the ERC of the other Building Items and the P&M ERC (where applicable) to enable the correct contract size adjustment to be made. ERC of Building Component + ERC of P&M = Total ERC to which contract size adjustment should be applied. The appropriate % adjustment should be made in accordance with the scale for contract size adjustment specified under section 6 of the RCG 2021 Guidance notes. The currency ERC rates are set at £4m (Four Million Pounds) @ 1st April 2019 (AVD) for the RCG 2021 Publication. | Factory Buildings - Process Light Asbestos Sheet Clad | - | 2 | TRUE
1845 | 41P02C | 6478 | 41P02C | Factory buildings process | Light - asbestos cladding | Flat or corrugated | 101m² - 250m² | Eaves ht - 3.5m | Building Construction : - Foundations : Concrete pad and strip foundations with 150mm mesh reinforced concrete slab. Frame : Light steel frame. Upper Floors : None. Roof : Single skin Profile Six corrugated asbestos sheet, hook bolted to steel purlins with plastic headed screws, translucent sheet glazing; rainwater gutters, and down pipes. External Walls : 100mm brickwork infill to 1.0m; single skin Profile Six corrugated asbestos sheet, hook bolted to steel purlins with plastic headed screws, translucent sheet glazing: access doors goods/personnel. Windows and Doors : Single glazed windows in metal frames. Steel doors set within metal frames. Internal Walls : None. Internal Finishes : None. Building Services : - Electric light and power, water laid on, toilets, unheated. Accommodation : - Single storey un-insulated light process factory building. | Location Adjustment Applicable (See Guidance Notes) - ERC = UK mean of 1.00 | (BEAMS Note 2) The ERC for this item should be added to all other rateable items on the hereditament (except land). Therefore the total of the ERC of the other Building Items and the P&M ERC (where applicable) to enable the correct contract size adjustment to be made. ERC of Building Component + ERC of P&M = Total ERC to which contract size adjustment should be applied. The appropriate % adjustment should be made in accordance with the scale for contract size adjustment specified under section 6 of the RCG 2023 Guidance notes. The currency ERC rates are set at £4m (Four Million Pounds) @ 1st April 2021 (AVD) for the RCG 2023 Publication. | Costs exclude external works. | - | - | - | The plant and machinery listed in the description has been included in this costing. | - | - | Factory Buildings - Process Light Asbestos Sheet Clad | - | 10112 |  | M2 | - | NA | NA | NA | 238.3367 | Option 1 | 295.4908 | 23.98% | 0 | 0 | -100% | -100% | 0 | -100% | Redirected | NA | VOA_GPN_GOV_UK\7246041 | 2019-08-30 | Low | - | - | Redirected, low risk | NA | - | NA | SPONS A&B | NA | (BEAMS Note 2) The ERC for this item should be added to all other rateable items on the hereditament (except land). Therefore the total of the ERC of the other Building Items and the P&M ERC (where applicable) to enable the correct contract size adjustment to be made. ERC of Building Component + ERC of P&M = Total ERC to which contract size adjustment should be applied. The appropriate % adjustment should be made in accordance with the scale for contract size adjustment specified under section 6 of the RCG 2021 Guidance notes. The currency ERC rates are set at £4m (Four Million Pounds) @ 1st April 2019 (AVD) for the RCG 2021 Publication. | Factory Buildings - Process Light Asbestos Sheet Clad | - | 2 | TRUE
1846 | 41P02E | 6479 | 41P02E | Factory buildings process | Light - asbestos cladding | Flat or corrugated | 101m² - 250m² | Eaves ht - 4.0m | Building Construction : - Foundations : Concrete pad and strip foundations with 150mm mesh reinforced concrete slab. Frame : Light steel frame. Upper Floors : None. Roof : Single skin Profile Six corrugated asbestos sheet, hook bolted to steel purlins with plastic headed screws, translucent sheet glazing; rainwater gutters, and down pipes. External Walls : 100mm brickwork infill to 1.0m; single skin Profile Six corrugated asbestos sheet, hook bolted to steel purlins with plastic headed screws, translucent sheet glazing: access doors goods/personnel. Windows and Doors : Single glazed windows in metal frames. Steel doors set within metal frames. Internal Walls : None. Internal Finishes : None. Building Services : - Electric light and power, water laid on, toilets, unheated. Accommodation : - Single storey un-insulated light process factory building. | Location Adjustment Applicable (See Guidance Notes) - ERC = UK mean of 1.00 | (BEAMS Note 2) The ERC for this item should be added to all other rateable items on the hereditament (except land). Therefore the total of the ERC of the other Building Items and the P&M ERC (where applicable) to enable the correct contract size adjustment to be made. ERC of Building Component + ERC of P&M = Total ERC to which contract size adjustment should be applied. The appropriate % adjustment should be made in accordance with the scale for contract size adjustment specified under section 6 of the RCG 2023 Guidance notes. The currency ERC rates are set at £4m (Four Million Pounds) @ 1st April 2021 (AVD) for the RCG 2023 Publication. | Costs exclude external works. | - | - | - | The plant and machinery listed in the description has been included in this costing. | - | - | Factory Buildings - Process Light Asbestos Sheet Clad | - | 10112 |  | M2 | - | NA | NA | NA | 256.7886 | Option 1 | 318.3676 | 23.98% | 0 | 0 | -100% | -100% | 0 | -100% | Redirected | NA | VOA_GPN_GOV_UK\7246041 | 2019-08-30 | Low | - | - | Redirected, low risk | NA | - | NA | SPONS A&B | NA | (BEAMS Note 2) The ERC for this item should be added to all other rateable items on the hereditament (except land). Therefore the total of the ERC of the other Building Items and the P&M ERC (where applicable) to enable the correct contract size adjustment to be made. ERC of Building Component + ERC of P&M = Total ERC to which contract size adjustment should be applied. The appropriate % adjustment should be made in accordance with the scale for contract size adjustment specified under section 6 of the RCG 2021 Guidance notes. The currency ERC rates are set at £4m (Four Million Pounds) @ 1st April 2019 (AVD) for the RCG 2021 Publication. | Factory Buildings - Process Light Asbestos Sheet Clad | - | 2 | TRUE
1847 | 41P02G | 6480 | 41P02G | Factory buildings process | Light - asbestos cladding | Flat or corrugated | 101m² - 250m² | Eaves ht - 4.5m | Building Construction : - Foundations : Concrete pad and strip foundations with 150mm mesh reinforced concrete slab. Frame : Light steel frame. Upper Floors : None. Roof : Single skin Profile Six corrugated asbestos sheet, hook bolted to steel purlins with plastic headed screws, translucent sheet glazing; rainwater gutters, and down pipes. External Walls : 100mm brickwork infill to 1.0m; single skin Profile Six corrugated asbestos sheet, hook bolted to steel purlins with plastic headed screws, translucent sheet glazing: access doors goods/personnel. Windows and Doors : Single glazed windows in metal frames. Steel doors set within metal frames. Internal Walls : None. Internal Finishes : None. Building Services : - Electric light and power, water laid on, toilets, unheated. Accommodation : - Single storey un-insulated light process factory building. | Location Adjustment Applicable (See Guidance Notes) - ERC = UK mean of 1.00 | (BEAMS Note 2) The ERC for this item should be added to all other rateable items on the hereditament (except land). Therefore the total of the ERC of the other Building Items and the P&M ERC (where applicable) to enable the correct contract size adjustment to be made. ERC of Building Component + ERC of P&M = Total ERC to which contract size adjustment should be applied. The appropriate % adjustment should be made in accordance with the scale for contract size adjustment specified under section 6 of the RCG 2023 Guidance notes. The currency ERC rates are set at £4m (Four Million Pounds) @ 1st April 2021 (AVD) for the RCG 2023 Publication. | Costs exclude external works. | - | - | - | The plant and machinery listed in the description has been included in this costing. | - | - | Factory Buildings - Process Light Asbestos Sheet Clad | - | 10112 |  | M2 | - | NA | NA | NA | 260.6327 | Option 1 | 323.1335 | 23.98% | 0 | 0 | -100% | -100% | 0 | -100% | Redirected | NA | VOA_GPN_GOV_UK\7246041 | 2019-08-30 | Low | - | - | Redirected, low risk | NA | - | NA | SPONS A&B | NA | (BEAMS Note 2) The ERC for this item should be added to all other rateable items on the hereditament (except land). Therefore the total of the ERC of the other Building Items and the P&M ERC (where applicable) to enable the correct contract size adjustment to be made. ERC of Building Component + ERC of P&M = Total ERC to which contract size adjustment should be applied. The appropriate % adjustment should be made in accordance with the scale for contract size adjustment specified under section 6 of the RCG 2021 Guidance notes. The currency ERC rates are set at £4m (Four Million Pounds) @ 1st April 2019 (AVD) for the RCG 2021 Publication. | Factory Buildings - Process Light Asbestos Sheet Clad | - | 2 | TRUE
1848 | 41P02H | 6481 | 41P02H | Factory buildings process | Light - asbestos cladding | Flat or corrugated | 101m² - 250m² | Eaves ht - 5.0m | Building Construction : - Foundations : Concrete pad and strip foundations with 150mm mesh reinforced concrete slab. Frame : Light steel frame. Upper Floors : None. Roof : Single skin Profile Six corrugated asbestos sheet, hook bolted to steel purlins with plastic headed screws, translucent sheet glazing; rainwater gutters, and down pipes. External Walls : 100mm brickwork infill to 1.0m; single skin Profile Six corrugated asbestos sheet, hook bolted to steel purlins with plastic headed screws, translucent sheet glazing: access doors goods/personnel. Windows and Doors : Single glazed windows in metal frames. Steel doors set within metal frames. Internal Walls : None. Internal Finishes : None. Building Services : - Electric light and power, water laid on, toilets, unheated. Accommodation : - Single storey un-insulated light process factory building. | Location Adjustment Applicable (See Guidance Notes) - ERC = UK mean of 1.00 | (BEAMS Note 2) The ERC for this item should be added to all other rateable items on the hereditament (except land). Therefore the total of the ERC of the other Building Items and the P&M ERC (where applicable) to enable the correct contract size adjustment to be made. ERC of Building Component + ERC of P&M = Total ERC to which contract size adjustment should be applied. The appropriate % adjustment should be made in accordance with the scale for contract size adjustment specified under section 6 of the RCG 2023 Guidance notes. The currency ERC rates are set at £4m (Four Million Pounds) @ 1st April 2021 (AVD) for the RCG 2023 Publication. | Costs exclude external works. | - | - | - | The plant and machinery listed in the description has been included in this costing. | - | - | Factory Buildings - Process Light Asbestos Sheet Clad | - | 10112 |  | M2 | - | NA | NA | NA | 265.2457 | Option 1 | 328.8527 | 23.98% | 0 | 0 | -100% | -100% | 0 | -100% | Redirected | NA | VOA_GPN_GOV_UK\7246041 | 2019-08-30 | Low | - | - | Redirected, low risk | NA | - | NA | SPONS A&B | NA | (BEAMS Note 2) The ERC for this item should be added to all other rateable items on the hereditament (except land). Therefore the total of the ERC of the other Building Items and the P&M ERC (where applicable) to enable the correct contract size adjustment to be made. ERC of Building Component + ERC of P&M = Total ERC to which contract size adjustment should be applied. The appropriate % adjustment should be made in accordance with the scale for contract size adjustment specified under section 6 of the RCG 2021 Guidance notes. The currency ERC rates are set at £4m (Four Million Pounds) @ 1st April 2019 (AVD) for the RCG 2021 Publication. | Factory Buildings - Process Light Asbestos Sheet Clad | - | 2 | TRUE
1849 | 41P02K | 8602 | 41P02K | Factory buildings process | Light - asbestos cladding | Flat or corrugated | 101m² - 250m² | Eaves ht - 5.5m | Building Construction : - Foundations : Concrete pad and strip foundations with 150mm mesh reinforced concrete slab. Frame : Light steel frame. Upper Floors : None. Roof : Single skin Profile Six corrugated asbestos sheet, hook bolted to steel purlins with plastic headed screws, translucent sheet glazing; rainwater gutters, and down pipes. External Walls : 100mm brickwork infill to 1.0m; single skin Profile Six corrugated asbestos sheet, hook bolted to steel purlins with plastic headed screws, translucent sheet glazing: access doors goods/personnel. Windows and Doors : Single glazed windows in metal frames. Steel doors set within metal frames. Internal Walls : None. Internal Finishes : None. Building Services : - Electric light and power, water laid on, toilets, unheated. Accommodation : - Single storey un-insulated light process factory building. | Location Adjustment Applicable (See Guidance Notes) - ERC = UK mean of 1.00 | (BEAMS Note 2) The ERC for this item should be added to all other rateable items on the hereditament (except land). Therefore the total of the ERC of the other Building Items and the P&M ERC (where applicable) to enable the correct contract size adjustment to be made. ERC of Building Component + ERC of P&M = Total ERC to which contract size adjustment should be applied. The appropriate % adjustment should be made in accordance with the scale for contract size adjustment specified under section 6 of the RCG 2023 Guidance notes. The currency ERC rates are set at £4m (Four Million Pounds) @ 1st April 2021 (AVD) for the RCG 2023 Publication. | Costs exclude external works. | - | - | - | The plant and machinery listed in the description has been included in this costing. | - | - | Factory Buildings - Process Light Asbestos Sheet Clad | - | 10112 |  | M2 | - | NA | NA | NA | 290.617 | Option 1 | 360.3082 | 23.98% | 0 | 0 | -100% | -100% | 0 | -100% | Redirected | NA | VOA_GPN_GOV_UK\7246041 | 2019-08-30 | Low | - | - | Redirected, low risk | NA | - | NA | SPONS A&B | NA | (BEAMS Note 2) The ERC for this item should be added to all other rateable items on the hereditament (except land). Therefore the total of the ERC of the other Building Items and the P&M ERC (where applicable) to enable the correct contract size adjustment to be made. ERC of Building Component + ERC of P&M = Total ERC to which contract size adjustment should be applied. The appropriate % adjustment should be made in accordance with the scale for contract size adjustment specified under section 6 of the RCG 2021 Guidance notes. The currency ERC rates are set at £4m (Four Million Pounds) @ 1st April 2019 (AVD) for the RCG 2021 Publication. | Factory Buildings - Process Light Asbestos Sheet Clad | - | 2 | TRUE
1850 | 41P02M | 6482 | 41P02M | Factory buildings process | Light - asbestos cladding | Flat or corrugated | 101m² - 250m² | Eaves ht - 6.0m | Building Construction : - Foundations : Concrete pad and strip foundations with 150mm mesh reinforced concrete slab. Frame : Light steel frame. Upper Floors : None. Roof : Single skin Profile Six corrugated asbestos sheet, hook bolted to steel purlins with plastic headed screws, translucent sheet glazing; rainwater gutters, and down pipes. External Walls : 100mm brickwork infill to 1.0m; single skin Profile Six corrugated asbestos sheet, hook bolted to steel purlins with plastic headed screws, translucent sheet glazing: access doors goods/personnel. Windows and Doors : Single glazed windows in metal frames. Steel doors set within metal frames. Internal Walls : None. Internal Finishes : None. Building Services : - Electric light and power, water laid on, toilets, unheated. Accommodation : - Single storey un-insulated light process factory building. | Location Adjustment Applicable (See Guidance Notes) - ERC = UK mean of 1.00 | (BEAMS Note 2) The ERC for this item should be added to all other rateable items on the hereditament (except land). Therefore the total of the ERC of the other Building Items and the P&M ERC (where applicable) to enable the correct contract size adjustment to be made. ERC of Building Component + ERC of P&M = Total ERC to which contract size adjustment should be applied. The appropriate % adjustment should be made in accordance with the scale for contract size adjustment specified under section 6 of the RCG 2023 Guidance notes. The currency ERC rates are set at £4m (Four Million Pounds) @ 1st April 2021 (AVD) for the RCG 2023 Publication. | Costs exclude external works. | - | - | - | The plant and machinery listed in the description has been included in this costing. | - | - | Factory Buildings - Process Light Asbestos Sheet Clad | - | 10112 |  | M2 | - | NA | NA | NA | 295.9988 | Option 1 | 366.9806 | 23.98% | 0 | 0 | -100% | -100% | 0 | -100% | Redirected | NA | VOA_GPN_GOV_UK\7246041 | 2019-08-30 | Low | - | - | Redirected, low risk | NA | - | NA | SPONS A&B | NA | (BEAMS Note 2) The ERC for this item should be added to all other rateable items on the hereditament (except land). Therefore the total of the ERC of the other Building Items and the P&M ERC (where applicable) to enable the correct contract size adjustment to be made. ERC of Building Component + ERC of P&M = Total ERC to which contract size adjustment should be applied. The appropriate % adjustment should be made in accordance with the scale for contract size adjustment specified under section 6 of the RCG 2021 Guidance notes. The currency ERC rates are set at £4m (Four Million Pounds) @ 1st April 2019 (AVD) for the RCG 2021 Publication. | Factory Buildings - Process Light Asbestos Sheet Clad | - | 2 | TRUE
1851 | 41P02P | 6483 | 41P02P | Factory buildings process | Light - asbestos cladding | Flat or corrugated | 101m² - 250m² | Eaves ht - 6.5m | Building Construction : - Foundations : Concrete pad and strip foundations with 150mm mesh reinforced concrete slab. Frame : Light steel frame. Upper Floors : None. Roof : Single skin Profile Six corrugated asbestos sheet, hook bolted to steel purlins with plastic headed screws, translucent sheet glazing; rainwater gutters, and down pipes. External Walls : 100mm brickwork infill to 1.0m; single skin Profile Six corrugated asbestos sheet, hook bolted to steel purlins with plastic headed screws, translucent sheet glazing: access doors goods/personnel. Windows and Doors : Single glazed windows in metal frames. Steel doors set within metal frames. Internal Walls : None. Internal Finishes : None. Building Services : - Electric light and power, water laid on, toilets, unheated. Accommodation : - Single storey un-insulated light process factory building. | Location Adjustment Applicable (See Guidance Notes) - ERC = UK mean of 1.00 | (BEAMS Note 2) The ERC for this item should be added to all other rateable items on the hereditament (except land). Therefore the total of the ERC of the other Building Items and the P&M ERC (where applicable) to enable the correct contract size adjustment to be made. ERC of Building Component + ERC of P&M = Total ERC to which contract size adjustment should be applied. The appropriate % adjustment should be made in accordance with the scale for contract size adjustment specified under section 6 of the RCG 2023 Guidance notes. The currency ERC rates are set at £4m (Four Million Pounds) @ 1st April 2021 (AVD) for the RCG 2023 Publication. | Costs exclude external works. | - | - | - | The plant and machinery listed in the description has been included in this costing. | - | - | Factory Buildings - Process Light Asbestos Sheet Clad | - | 10112 |  | M2 | - | NA | NA | NA | 302.1495 | Option 1 | 374.6061 | 23.98% | 0 | 0 | -100% | -100% | 0 | -100% | Redirected | NA | VOA_GPN_GOV_UK\7246041 | 2019-08-30 | Low | - | - | Redirected, low risk | NA | - | NA | SPONS A&B | NA | (BEAMS Note 2) The ERC for this item should be added to all other rateable items on the hereditament (except land). Therefore the total of the ERC of the other Building Items and the P&M ERC (where applicable) to enable the correct contract size adjustment to be made. ERC of Building Component + ERC of P&M = Total ERC to which contract size adjustment should be applied. The appropriate % adjustment should be made in accordance with the scale for contract size adjustment specified under section 6 of the RCG 2021 Guidance notes. The currency ERC rates are set at £4m (Four Million Pounds) @ 1st April 2019 (AVD) for the RCG 2021 Publication. | Factory Buildings - Process Light Asbestos Sheet Clad | - | 2 | TRUE
1852 | 41P02R | 6484 | 41P02R | Factory buildings process | Light - asbestos cladding | Flat or corrugated | 101m² - 250m² | Eaves ht - 7.0m | Building Construction : - Foundations : Concrete pad and strip foundations with 150mm mesh reinforced concrete slab. Frame : Light steel frame. Upper Floors : None. Roof : Single skin Profile Six corrugated asbestos sheet, hook bolted to steel purlins with plastic headed screws, translucent sheet glazing; rainwater gutters, and down pipes. External Walls : 100mm brickwork infill to 1.0m; single skin Profile Six corrugated asbestos sheet, hook bolted to steel purlins with plastic headed screws, translucent sheet glazing: access doors goods/personnel. Windows and Doors : Single glazed windows in metal frames. Steel doors set within metal frames. Internal Walls : None. Internal Finishes : None. Building Services : - Electric light and power, water laid on, toilets, unheated. Accommodation : - Single storey un-insulated light process factory building. | Location Adjustment Applicable (See Guidance Notes) - ERC = UK mean of 1.00 | (BEAMS Note 2) The ERC for this item should be added to all other rateable items on the hereditament (except land). Therefore the total of the ERC of the other Building Items and the P&M ERC (where applicable) to enable the correct contract size adjustment to be made. ERC of Building Component + ERC of P&M = Total ERC to which contract size adjustment should be applied. The appropriate % adjustment should be made in accordance with the scale for contract size adjustment specified under section 6 of the RCG 2023 Guidance notes. The currency ERC rates are set at £4m (Four Million Pounds) @ 1st April 2021 (AVD) for the RCG 2023 Publication. | Costs exclude external works. | - | - | - | The plant and machinery listed in the description has been included in this costing. | - | - | Factory Buildings - Process Light Asbestos Sheet Clad | - | 10112 |  | M2 | - | NA | NA | NA | 307.5313 | Option 1 | 381.2785 | 23.98% | 0 | 0 | -100% | -100% | 0 | -100% | Redirected | NA | VOA_GPN_GOV_UK\7246041 | 2019-08-30 | Low | - | - | Redirected, low risk | NA | - | NA | SPONS A&B | NA | (BEAMS Note 2) The ERC for this item should be added to all other rateable items on the hereditament (except land). Therefore the total of the ERC of the other Building Items and the P&M ERC (where applicable) to enable the correct contract size adjustment to be made. ERC of Building Component + ERC of P&M = Total ERC to which contract size adjustment should be applied. The appropriate % adjustment should be made in accordance with the scale for contract size adjustment specified under section 6 of the RCG 2021 Guidance notes. The currency ERC rates are set at £4m (Four Million Pounds) @ 1st April 2019 (AVD) for the RCG 2021 Publication. | Factory Buildings - Process Light Asbestos Sheet Clad | - | 2 | TRUE
1853 | 41P02T | 6485 | 41P02T | Factory buildings process | Light - asbestos cladding | Flat or corrugated | 101m² - 250m² | Eaves ht - 7.5m | Building Construction : - Foundations : Concrete pad and strip foundations with 150mm mesh reinforced concrete slab. Frame : Light steel frame. Upper Floors : None. Roof : Single skin Profile Six corrugated asbestos sheet, hook bolted to steel purlins with plastic headed screws, translucent sheet glazing; rainwater gutters, and down pipes. External Walls : 100mm brickwork infill to 1.0m; single skin Profile Six corrugated asbestos sheet, hook bolted to steel purlins with plastic headed screws, translucent sheet glazing: access doors goods/personnel. Windows and Doors : Single glazed windows in metal frames. Steel doors set within metal frames. Internal Walls : None. Internal Finishes : None. Building Services : - Electric light and power, water laid on, toilets, unheated. Accommodation : - Single storey un-insulated light process factory building. | Location Adjustment Applicable (See Guidance Notes) - ERC = UK mean of 1.00 | (BEAMS Note 2) The ERC for this item should be added to all other rateable items on the hereditament (except land). Therefore the total of the ERC of the other Building Items and the P&M ERC (where applicable) to enable the correct contract size adjustment to be made. ERC of Building Component + ERC of P&M = Total ERC to which contract size adjustment should be applied. The appropriate % adjustment should be made in accordance with the scale for contract size adjustment specified under section 6 of the RCG 2023 Guidance notes. The currency ERC rates are set at £4m (Four Million Pounds) @ 1st April 2021 (AVD) for the RCG 2023 Publication. | Costs exclude external works. | - | - | - | The plant and machinery listed in the description has been included in this costing. | - | - | Factory Buildings - Process Light Asbestos Sheet Clad | - | 10112 |  | M2 | - | NA | NA | NA | 315.9884 | Option 1 | 391.7637 | 23.98% | 0 | 0 | -100% | -100% | 0 | -100% | Redirected | NA | VOA_GPN_GOV_UK\7246041 | 2019-08-30 | Low | - | - | Redirected, low risk | NA | - | NA | SPONS A&B | NA | (BEAMS Note 2) The ERC for this item should be added to all other rateable items on the hereditament (except land). Therefore the total of the ERC of the other Building Items and the P&M ERC (where applicable) to enable the correct contract size adjustment to be made. ERC of Building Component + ERC of P&M = Total ERC to which contract size adjustment should be applied. The appropriate % adjustment should be made in accordance with the scale for contract size adjustment specified under section 6 of the RCG 2021 Guidance notes. The currency ERC rates are set at £4m (Four Million Pounds) @ 1st April 2019 (AVD) for the RCG 2021 Publication. | Factory Buildings - Process Light Asbestos Sheet Clad | - | 2 | TRUE
1854 | 41P03A | 6486 | 41P03A | Factory buildings process | Light - asbestos cladding | Flat or corrugated | 101m² - 250m² | Eaves ht - 8.0m | Building Construction : - Foundations : Concrete pad and strip foundations with 150mm mesh reinforced concrete slab. Frame : Light steel frame. Upper Floors : None. Roof : Single skin Profile Six corrugated asbestos sheet, hook bolted to steel purlins with plastic headed screws, translucent sheet glazing; rainwater gutters, and down pipes. External Walls : 100mm brickwork infill to 1.0m; single skin Profile Six corrugated asbestos sheet, hook bolted to steel purlins with plastic headed screws, translucent sheet glazing: access doors goods/personnel. Windows and Doors : Single glazed windows in metal frames. Steel doors set within metal frames. Internal Walls : None. Internal Finishes : None. Building Services : - Electric light and power, water laid on, toilets, unheated. Accommodation : - Single storey un-insulated light process factory building. | Location Adjustment Applicable (See Guidance Notes) - ERC = UK mean of 1.00 | (BEAMS Note 2) The ERC for this item should be added to all other rateable items on the hereditament (except land). Therefore the total of the ERC of the other Building Items and the P&M ERC (where applicable) to enable the correct contract size adjustment to be made. ERC of Building Component + ERC of P&M = Total ERC to which contract size adjustment should be applied. The appropriate % adjustment should be made in accordance with the scale for contract size adjustment specified under section 6 of the RCG 2023 Guidance notes. The currency ERC rates are set at £4m (Four Million Pounds) @ 1st April 2021 (AVD) for the RCG 2023 Publication. | Costs exclude external works. | - | - | - | The plant and machinery listed in the description has been included in this costing. | - | - | Factory Buildings - Process Light Asbestos Sheet Clad | - | 10112 |  | M2 | - | NA | NA | NA | 354.4298 | Option 1 | 439.4235 | 23.98% | 0 | 0 | -100% | -100% | 0 | -100% | Redirected | NA | VOA_GPN_GOV_UK\7246041 | 2019-08-30 | Low | - | - | Redirected, low risk | NA | - | NA | SPONS A&B | NA | (BEAMS Note 2) The ERC for this item should be added to all other rateable items on the hereditament (except land). Therefore the total of the ERC of the other Building Items and the P&M ERC (where applicable) to enable the correct contract size adjustment to be made. ERC of Building Component + ERC of P&M = Total ERC to which contract size adjustment should be applied. The appropriate % adjustment should be made in accordance with the scale for contract size adjustment specified under section 6 of the RCG 2021 Guidance notes. The currency ERC rates are set at £4m (Four Million Pounds) @ 1st April 2019 (AVD) for the RCG 2021 Publication. | Factory Buildings - Process Light Asbestos Sheet Clad | - | 2 | TRUE
1855 | 41P03C | 6487 | 41P03C | Factory buildings process | Light - asbestos cladding | Flat or corrugated | 101m² - 250m² | Eaves ht - 8.5m | Building Construction : - Foundations : Concrete pad and strip foundations with 150mm mesh reinforced concrete slab. Frame : Light steel frame. Upper Floors : None. Roof : Single skin Profile Six corrugated asbestos sheet, hook bolted to steel purlins with plastic headed screws, translucent sheet glazing; rainwater gutters, and down pipes. External Walls : 100mm brickwork infill to 1.0m; single skin Profile Six corrugated asbestos sheet, hook bolted to steel purlins with plastic headed screws, translucent sheet glazing: access doors goods/personnel. Windows and Doors : Single glazed windows in metal frames. Steel doors set within metal frames. Internal Walls : None. Internal Finishes : None. Building Services : - Electric light and power, water laid on, toilets, unheated. Accommodation : - Single storey un-insulated light process factory building. | Location Adjustment Applicable (See Guidance Notes) - ERC = UK mean of 1.00 | (BEAMS Note 2) The ERC for this item should be added to all other rateable items on the hereditament (except land). Therefore the total of the ERC of the other Building Items and the P&M ERC (where applicable) to enable the correct contract size adjustment to be made. ERC of Building Component + ERC of P&M = Total ERC to which contract size adjustment should be applied. The appropriate % adjustment should be made in accordance with the scale for contract size adjustment specified under section 6 of the RCG 2023 Guidance notes. The currency ERC rates are set at £4m (Four Million Pounds) @ 1st April 2021 (AVD) for the RCG 2023 Publication. | Costs exclude external works. | - | - | - | The plant and machinery listed in the description has been included in this costing. | - | - | Factory Buildings - Process Light Asbestos Sheet Clad | - | 10112 |  | M2 | - | NA | NA | NA | 362.1181 | Option 1 | 448.9554 | 23.98% | 0 | 0 | -100% | -100% | 0 | -100% | Redirected | NA | VOA_GPN_GOV_UK\7246041 | 2019-08-30 | Low | - | - | Redirected, low risk | NA | - | NA | SPONS A&B | NA | (BEAMS Note 2) The ERC for this item should be added to all other rateable items on the hereditament (except land). Therefore the total of the ERC of the other Building Items and the P&M ERC (where applicable) to enable the correct contract size adjustment to be made. ERC of Building Component + ERC of P&M = Total ERC to which contract size adjustment should be applied. The appropriate % adjustment should be made in accordance with the scale for contract size adjustment specified under section 6 of the RCG 2021 Guidance notes. The currency ERC rates are set at £4m (Four Million Pounds) @ 1st April 2019 (AVD) for the RCG 2021 Publication. | Factory Buildings - Process Light Asbestos Sheet Clad | - | 2 | TRUE
1856 | 41P03E | 6488 | 41P03E | Factory buildings process | Light - asbestos cladding | Flat or corrugated | 101m² - 250m² | Eaves ht - 9.0m | Building Construction : - Foundations : Concrete pad and strip foundations with 150mm mesh reinforced concrete slab. Frame : Light steel frame. Upper Floors : None. Roof : Single skin Profile Six corrugated asbestos sheet, hook bolted to steel purlins with plastic headed screws, translucent sheet glazing; rainwater gutters, and down pipes. External Walls : 100mm brickwork infill to 1.0m; single skin Profile Six corrugated asbestos sheet, hook bolted to steel purlins with plastic headed screws, translucent sheet glazing: access doors goods/personnel. Windows and Doors : Single glazed windows in metal frames. Steel doors set within metal frames. Internal Walls : None. Internal Finishes : None. Building Services : - Electric light and power, water laid on, toilets, unheated. Accommodation : - Single storey un-insulated light process factory building. | Location Adjustment Applicable (See Guidance Notes) - ERC = UK mean of 1.00 | (BEAMS Note 2) The ERC for this item should be added to all other rateable items on the hereditament (except land). Therefore the total of the ERC of the other Building Items and the P&M ERC (where applicable) to enable the correct contract size adjustment to be made. ERC of Building Component + ERC of P&M = Total ERC to which contract size adjustment should be applied. The appropriate % adjustment should be made in accordance with the scale for contract size adjustment specified under section 6 of the RCG 2023 Guidance notes. The currency ERC rates are set at £4m (Four Million Pounds) @ 1st April 2021 (AVD) for the RCG 2023 Publication. | Costs exclude external works. | - | - | - | The plant and machinery listed in the description has been included in this costing. | - | - | Factory Buildings - Process Light Asbestos Sheet Clad | - | 10112 |  | M2 | - | NA | NA | NA | 369.8063 | Option 1 | 458.4874 | 23.98% | 0 | 0 | -100% | -100% | 0 | -100% | Redirected | NA | VOA_GPN_GOV_UK\7246041 | 2019-08-30 | Low | - | - | Redirected, low risk | NA | - | NA | SPONS A&B | NA | (BEAMS Note 2) The ERC for this item should be added to all other rateable items on the hereditament (except land). Therefore the total of the ERC of the other Building Items and the P&M ERC (where applicable) to enable the correct contract size adjustment to be made. ERC of Building Component + ERC of P&M = Total ERC to which contract size adjustment should be applied. The appropriate % adjustment should be made in accordance with the scale for contract size adjustment specified under section 6 of the RCG 2021 Guidance notes. The currency ERC rates are set at £4m (Four Million Pounds) @ 1st April 2019 (AVD) for the RCG 2021 Publication. | Factory Buildings - Process Light Asbestos Sheet Clad | - | 2 | TRUE
1857 | 41P03G | 6489 | 41P03G | Factory buildings process | Light - asbestos cladding | Flat or corrugated | 101m² - 250m² | Eaves ht - 9.5m | Building Construction : - Foundations : Concrete pad and strip foundations with 150mm mesh reinforced concrete slab. Frame : Light steel frame. Upper Floors : None. Roof : Single skin Profile Six corrugated asbestos sheet, hook bolted to steel purlins with plastic headed screws, translucent sheet glazing; rainwater gutters, and down pipes. External Walls : 100mm brickwork infill to 1.0m; single skin Profile Six corrugated asbestos sheet, hook bolted to steel purlins with plastic headed screws, translucent sheet glazing: access doors goods/personnel. Windows and Doors : Single glazed windows in metal frames. Steel doors set within metal frames. Internal Walls : None. Internal Finishes : None. Building Services : - Electric light and power, water laid on, toilets, unheated. Accommodation : - Single storey un-insulated light process factory building. | Location Adjustment Applicable (See Guidance Notes) - ERC = UK mean of 1.00 | (BEAMS Note 2) The ERC for this item should be added to all other rateable items on the hereditament (except land). Therefore the total of the ERC of the other Building Items and the P&M ERC (where applicable) to enable the correct contract size adjustment to be made. ERC of Building Component + ERC of P&M = Total ERC to which contract size adjustment should be applied. The appropriate % adjustment should be made in accordance with the scale for contract size adjustment specified under section 6 of the RCG 2023 Guidance notes. The currency ERC rates are set at £4m (Four Million Pounds) @ 1st April 2021 (AVD) for the RCG 2023 Publication. | Costs exclude external works. | - | - | - | The plant and machinery listed in the description has been included in this costing. | - | - | Factory Buildings - Process Light Asbestos Sheet Clad | - | 10112 |  | M2 | - | NA | NA | NA | 376.7258 | Option 1 | 467.0662 | 23.98% | 0 | 0 | -100% | -100% | 0 | -100% | Redirected | NA | VOA_GPN_GOV_UK\7246041 | 2019-08-30 | Low | - | - | Redirected, low risk | NA | - | NA | SPONS A&B | NA | (BEAMS Note 2) The ERC for this item should be added to all other rateable items on the hereditament (except land). Therefore the total of the ERC of the other Building Items and the P&M ERC (where applicable) to enable the correct contract size adjustment to be made. ERC of Building Component + ERC of P&M = Total ERC to which contract size adjustment should be applied. The appropriate % adjustment should be made in accordance with the scale for contract size adjustment specified under section 6 of the RCG 2021 Guidance notes. The currency ERC rates are set at £4m (Four Million Pounds) @ 1st April 2019 (AVD) for the RCG 2021 Publication. | Factory Buildings - Process Light Asbestos Sheet Clad | - | 2 | TRUE
1858 | 41P03K | 6490 | 41P03K | Factory buildings process | Light - asbestos cladding | Flat or corrugated | 101m² - 250m² | Eaves ht - 10.0m | Building Construction : - Foundations : Concrete pad and strip foundations with 150mm mesh reinforced concrete slab. Frame : Light steel frame. Upper Floors : None. Roof : Single skin Profile Six corrugated asbestos sheet, hook bolted to steel purlins with plastic headed screws, translucent sheet glazing; rainwater gutters, and down pipes. External Walls : 100mm brickwork infill to 1.0m; single skin Profile Six corrugated asbestos sheet, hook bolted to steel purlins with plastic headed screws, translucent sheet glazing: access doors goods/personnel. Windows and Doors : Single glazed windows in metal frames. Steel doors set within metal frames. Internal Walls : None. Internal Finishes : None. Building Services : - Electric light and power, water laid on, toilets, unheated. Accommodation : - Single storey un-insulated light process factory building. | Location Adjustment Applicable (See Guidance Notes) - ERC = UK mean of 1.00 | (BEAMS Note 2) The ERC for this item should be added to all other rateable items on the hereditament (except land). Therefore the total of the ERC of the other Building Items and the P&M ERC (where applicable) to enable the correct contract size adjustment to be made. ERC of Building Component + ERC of P&M = Total ERC to which contract size adjustment should be applied. The appropriate % adjustment should be made in accordance with the scale for contract size adjustment specified under section 6 of the RCG 2023 Guidance notes. The currency ERC rates are set at £4m (Four Million Pounds) @ 1st April 2021 (AVD) for the RCG 2023 Publication. | Costs exclude external works. | - | - | - | The plant and machinery listed in the description has been included in this costing. | - | - | Factory Buildings - Process Light Asbestos Sheet Clad | - | 10112 |  | M2 | - | NA | NA | NA | 384.4141 | Option 1 | 476.5981 | 23.98% | 0 | 0 | -100% | -100% | 0 | -100% | Redirected | NA | VOA_GPN_GOV_UK\7246041 | 2019-08-30 | Low | - | - | Redirected, low risk | NA | - | NA | SPONS A&B | NA | (BEAMS Note 2) The ERC for this item should be added to all other rateable items on the hereditament (except land). Therefore the total of the ERC of the other Building Items and the P&M ERC (where applicable) to enable the correct contract size adjustment to be made. ERC of Building Component + ERC of P&M = Total ERC to which contract size adjustment should be applied. The appropriate % adjustment should be made in accordance with the scale for contract size adjustment specified under section 6 of the RCG 2021 Guidance notes. The currency ERC rates are set at £4m (Four Million Pounds) @ 1st April 2019 (AVD) for the RCG 2021 Publication. | Factory Buildings - Process Light Asbestos Sheet Clad | - | 2 | TRUE
1859 | 41P03P | 6491 | 41P03P | Factory buildings process | Light - asbestos cladding | Flat or corrugated | 101m² - 250m² | Eaves ht - 11.0m | Building Construction : - Foundations : Concrete pad and strip foundations with 150mm mesh reinforced concrete slab. Frame : Light steel frame. Upper Floors : None. Roof : Single skin Profile Six corrugated asbestos sheet, hook bolted to steel purlins with plastic headed screws, translucent sheet glazing; rainwater gutters, and down pipes. External Walls : 100mm brickwork infill to 1.0m; single skin Profile Six corrugated asbestos sheet, hook bolted to steel purlins with plastic headed screws, translucent sheet glazing: access doors goods/personnel. Windows and Doors : Single glazed windows in metal frames. Steel doors set within metal frames. Internal Walls : None. Internal Finishes : None. Building Services : - Electric light and power, water laid on, toilets, unheated. Accommodation : - Single storey un-insulated light process factory building. | Location Adjustment Applicable (See Guidance Notes) - ERC = UK mean of 1.00 | (BEAMS Note 2) The ERC for this item should be added to all other rateable items on the hereditament (except land). Therefore the total of the ERC of the other Building Items and the P&M ERC (where applicable) to enable the correct contract size adjustment to be made. ERC of Building Component + ERC of P&M = Total ERC to which contract size adjustment should be applied. The appropriate % adjustment should be made in accordance with the scale for contract size adjustment specified under section 6 of the RCG 2023 Guidance notes. The currency ERC rates are set at £4m (Four Million Pounds) @ 1st April 2021 (AVD) for the RCG 2023 Publication. | Costs exclude external works. | - | - | - | The plant and machinery listed in the description has been included in this costing. | - | - | Factory Buildings - Process Light Asbestos Sheet Clad | - | 10112 |  | M2 | - | NA | NA | NA | 399.7906 | Option 1 | 495.6621 | 23.98% | 0 | 0 | -100% | -100% | 0 | -100% | Redirected | NA | VOA_GPN_GOV_UK\7246041 | 2019-08-30 | Low | - | - | Redirected, low risk | NA | - | NA | SPONS A&B | NA | (BEAMS Note 2) The ERC for this item should be added to all other rateable items on the hereditament (except land). Therefore the total of the ERC of the other Building Items and the P&M ERC (where applicable) to enable the correct contract size adjustment to be made. ERC of Building Component + ERC of P&M = Total ERC to which contract size adjustment should be applied. The appropriate % adjustment should be made in accordance with the scale for contract size adjustment specified under section 6 of the RCG 2021 Guidance notes. The currency ERC rates are set at £4m (Four Million Pounds) @ 1st April 2019 (AVD) for the RCG 2021 Publication. | Factory Buildings - Process Light Asbestos Sheet Clad | - | 2 | TRUE
1860 | 41P03T | 6492 | 41P03T | Factory buildings process | Light - asbestos cladding | Flat or corrugated | 101m² - 250m² | Eaves ht - 12.0m | Building Construction : - Foundations : Concrete pad and strip foundations with 150mm mesh reinforced concrete slab. Frame : Light steel frame. Upper Floors : None. Roof : Single skin Profile Six corrugated asbestos sheet, hook bolted to steel purlins with plastic headed screws, translucent sheet glazing; rainwater gutters, and down pipes. External Walls : 100mm brickwork infill to 1.0m; single skin Profile Six corrugated asbestos sheet, hook bolted to steel purlins with plastic headed screws, translucent sheet glazing: access doors goods/personnel. Windows and Doors : Single glazed windows in metal frames. Steel doors set within metal frames. Internal Walls : None. Internal Finishes : None. Building Services : - Electric light and power, water laid on, toilets, unheated. Accommodation : - Single storey un-insulated light process factory building. | Location Adjustment Applicable (See Guidance Notes) - ERC = UK mean of 1.00 | (BEAMS Note 2) The ERC for this item should be added to all other rateable items on the hereditament (except land). Therefore the total of the ERC of the other Building Items and the P&M ERC (where applicable) to enable the correct contract size adjustment to be made. ERC of Building Component + ERC of P&M = Total ERC to which contract size adjustment should be applied. The appropriate % adjustment should be made in accordance with the scale for contract size adjustment specified under section 6 of the RCG 2023 Guidance notes. The currency ERC rates are set at £4m (Four Million Pounds) @ 1st April 2021 (AVD) for the RCG 2023 Publication. | Costs exclude external works. | - | - | - | The plant and machinery listed in the description has been included in this costing. | - | - | Factory Buildings - Process Light Asbestos Sheet Clad | - | 10112 |  | M2 | - | NA | NA | NA | 414.3984 | Option 1 | 513.7728 | 23.98% | 0 | 0 | -100% | -100% | 0 | -100% | Redirected | NA | VOA_GPN_GOV_UK\7246041 | 2019-08-30 | Low | - | - | Redirected, low risk | NA | - | NA | SPONS A&B | NA | (BEAMS Note 2) The ERC for this item should be added to all other rateable items on the hereditament (except land). Therefore the total of the ERC of the other Building Items and the P&M ERC (where applicable) to enable the correct contract size adjustment to be made. ERC of Building Component + ERC of P&M = Total ERC to which contract size adjustment should be applied. The appropriate % adjustment should be made in accordance with the scale for contract size adjustment specified under section 6 of the RCG 2021 Guidance notes. The currency ERC rates are set at £4m (Four Million Pounds) @ 1st April 2019 (AVD) for the RCG 2021 Publication. | Factory Buildings - Process Light Asbestos Sheet Clad | - | 2 | TRUE
1861 | 41P04A | 6496 | 41P04A | Factory buildings process | Light - asbestos cladding | Flat or corrugated | 251m² - 500m² | Eaves ht - 3.0m | Building Construction : - Foundations : Concrete pad and strip foundations with 150mm mesh reinforced concrete slab. Frame : Light steel frame. Upper Floors : None. Roof : Single skin Profile Six corrugated asbestos sheet, hook bolted to steel purlins with plastic headed screws, translucent sheet glazing; rainwater gutters, and down pipes. External Walls : 100mm brickwork infill to 1.0m; single skin Profile Six corrugated asbestos sheet, hook bolted to steel purlins with plastic headed screws, translucent sheet glazing: access doors goods/personnel. Windows and Doors : Single glazed windows in metal frames. Steel doors set within metal frames. Internal Walls : None. Internal Finishes : None. Building Services : - Electric light and power, water laid on, toilets, unheated. Accommodation : - Single storey un-insulated light process factory building. | Location Adjustment Applicable (See Guidance Notes) - ERC = UK mean of 1.00 | (BEAMS Note 2) The ERC for this item should be added to all other rateable items on the hereditament (except land). Therefore the total of the ERC of the other Building Items and the P&M ERC (where applicable) to enable the correct contract size adjustment to be made. ERC of Building Component + ERC of P&M = Total ERC to which contract size adjustment should be applied. The appropriate % adjustment should be made in accordance with the scale for contract size adjustment specified under section 6 of the RCG 2023 Guidance notes. The currency ERC rates are set at £4m (Four Million Pounds) @ 1st April 2021 (AVD) for the RCG 2023 Publication. | Costs exclude external works. | - | - | - | The plant and machinery listed in the description has been included in this costing. | - | - | Factory Buildings - Process Light Asbestos Sheet Clad | - | 10113 |  | M2 | - | NA | NA | NA | 212.1966 | Option 1 | 263.0822 | 23.98% | 0 | 0 | -100% | -100% | 0 | -100% | Redirected | NA | VOA_GPN_GOV_UK\7246041 | 2019-08-30 | Low | - | - | Redirected, low risk | NA | - | NA | SPONS A&B | NA | (BEAMS Note 2) The ERC for this item should be added to all other rateable items on the hereditament (except land). Therefore the total of the ERC of the other Building Items and the P&M ERC (where applicable) to enable the correct contract size adjustment to be made. ERC of Building Component + ERC of P&M = Total ERC to which contract size adjustment should be applied. The appropriate % adjustment should be made in accordance with the scale for contract size adjustment specified under section 6 of the RCG 2021 Guidance notes. The currency ERC rates are set at £4m (Four Million Pounds) @ 1st April 2019 (AVD) for the RCG 2021 Publication. | Factory Buildings - Process Light Asbestos Sheet Clad | - | 2 | TRUE
1862 | 41P04C | 6497 | 41P04C | Factory buildings process | Light - asbestos cladding | Flat or corrugated | 251m² - 500m² | Eaves ht - 3.5m | Building Construction : - Foundations : Concrete pad and strip foundations with 150mm mesh reinforced concrete slab. Frame : Light steel frame. Upper Floors : None. Roof : Single skin Profile Six corrugated asbestos sheet, hook bolted to steel purlins with plastic headed screws, translucent sheet glazing; rainwater gutters, and down pipes. External Walls : 100mm brickwork infill to 1.0m; single skin Profile Six corrugated asbestos sheet, hook bolted to steel purlins with plastic headed screws, translucent sheet glazing: access doors goods/personnel. Windows and Doors : Single glazed windows in metal frames. Steel doors set within metal frames. Internal Walls : None. Internal Finishes : None. Building Services : - Electric light and power, water laid on, toilets, unheated. Accommodation : - Single storey un-insulated light process factory building. | Location Adjustment Applicable (See Guidance Notes) - ERC = UK mean of 1.00 | (BEAMS Note 2) The ERC for this item should be added to all other rateable items on the hereditament (except land). Therefore the total of the ERC of the other Building Items and the P&M ERC (where applicable) to enable the correct contract size adjustment to be made. ERC of Building Component + ERC of P&M = Total ERC to which contract size adjustment should be applied. The appropriate % adjustment should be made in accordance with the scale for contract size adjustment specified under section 6 of the RCG 2023 Guidance notes. The currency ERC rates are set at £4m (Four Million Pounds) @ 1st April 2021 (AVD) for the RCG 2023 Publication. | Costs exclude external works. | - | - | - | The plant and machinery listed in the description has been included in this costing. | - | - | Factory Buildings - Process Light Asbestos Sheet Clad | - | 10113 |  | M2 | - | NA | NA | NA | 215.2719 | Option 1 | 266.895 | 23.98% | 0 | 0 | -100% | -100% | 0 | -100% | Redirected | NA | VOA_GPN_GOV_UK\7246041 | 2019-08-30 | Low | - | - | Redirected, low risk | NA | - | NA | SPONS A&B | NA | (BEAMS Note 2) The ERC for this item should be added to all other rateable items on the hereditament (except land). Therefore the total of the ERC of the other Building Items and the P&M ERC (where applicable) to enable the correct contract size adjustment to be made. ERC of Building Component + ERC of P&M = Total ERC to which contract size adjustment should be applied. The appropriate % adjustment should be made in accordance with the scale for contract size adjustment specified under section 6 of the RCG 2021 Guidance notes. The currency ERC rates are set at £4m (Four Million Pounds) @ 1st April 2019 (AVD) for the RCG 2021 Publication. | Factory Buildings - Process Light Asbestos Sheet Clad | - | 2 | TRUE
1863 | 41P04E | 6498 | 41P04E | Factory buildings process | Light - asbestos cladding | Flat or corrugated | 251m² - 500m² | Eaves ht - 4.0m | Building Construction : - Foundations : Concrete pad and strip foundations with 150mm mesh reinforced concrete slab. Frame : Light steel frame. Upper Floors : None. Roof : Single skin Profile Six corrugated asbestos sheet, hook bolted to steel purlins with plastic headed screws, translucent sheet glazing; rainwater gutters, and down pipes. External Walls : 100mm brickwork infill to 1.0m; single skin Profile Six corrugated asbestos sheet, hook bolted to steel purlins with plastic headed screws, translucent sheet glazing: access doors goods/personnel. Windows and Doors : Single glazed windows in metal frames. Steel doors set within metal frames. Internal Walls : None. Internal Finishes : None. Building Services : - Electric light and power, water laid on, toilets, unheated. Accommodation : - Single storey un-insulated light process factory building. | Location Adjustment Applicable (See Guidance Notes) - ERC = UK mean of 1.00 | (BEAMS Note 2) The ERC for this item should be added to all other rateable items on the hereditament (except land). Therefore the total of the ERC of the other Building Items and the P&M ERC (where applicable) to enable the correct contract size adjustment to be made. ERC of Building Component + ERC of P&M = Total ERC to which contract size adjustment should be applied. The appropriate % adjustment should be made in accordance with the scale for contract size adjustment specified under section 6 of the RCG 2023 Guidance notes. The currency ERC rates are set at £4m (Four Million Pounds) @ 1st April 2021 (AVD) for the RCG 2023 Publication. | Costs exclude external works. | - | - | - | The plant and machinery listed in the description has been included in this costing. | - | - | Factory Buildings - Process Light Asbestos Sheet Clad | - | 10113 |  | M2 | - | NA | NA | NA | 217.5784 | Option 1 | 269.7545 | 23.98% | 0 | 0 | -100% | -100% | 0 | -100% | Redirected | NA | VOA_GPN_GOV_UK\7246041 | 2019-08-30 | Low | - | - | Redirected, low risk | NA | - | NA | SPONS A&B | NA | (BEAMS Note 2) The ERC for this item should be added to all other rateable items on the hereditament (except land). Therefore the total of the ERC of the other Building Items and the P&M ERC (where applicable) to enable the correct contract size adjustment to be made. ERC of Building Component + ERC of P&M = Total ERC to which contract size adjustment should be applied. The appropriate % adjustment should be made in accordance with the scale for contract size adjustment specified under section 6 of the RCG 2021 Guidance notes. The currency ERC rates are set at £4m (Four Million Pounds) @ 1st April 2019 (AVD) for the RCG 2021 Publication. | Factory Buildings - Process Light Asbestos Sheet Clad | - | 2 | TRUE
1864 | 41P04G | 6499 | 41P04G | Factory buildings process | Light - asbestos cladding | Flat or corrugated | 251m² - 500m² | Eaves ht - 4.5m | Building Construction : - Foundations : Concrete pad and strip foundations with 150mm mesh reinforced concrete slab. Frame : Light steel frame. Upper Floors : None. Roof : Single skin Profile Six corrugated asbestos sheet, hook bolted to steel purlins with plastic headed screws, translucent sheet glazing; rainwater gutters, and down pipes. External Walls : 100mm brickwork infill to 1.0m; single skin Profile Six corrugated asbestos sheet, hook bolted to steel purlins with plastic headed screws, translucent sheet glazing: access doors goods/personnel. Windows and Doors : Single glazed windows in metal frames. Steel doors set within metal frames. Internal Walls : None. Internal Finishes : None. Building Services : - Electric light and power, water laid on, toilets, unheated. Accommodation : - Single storey un-insulated light process factory building. | Location Adjustment Applicable (See Guidance Notes) - ERC = UK mean of 1.00 | (BEAMS Note 2) The ERC for this item should be added to all other rateable items on the hereditament (except land). Therefore the total of the ERC of the other Building Items and the P&M ERC (where applicable) to enable the correct contract size adjustment to be made. ERC of Building Component + ERC of P&M = Total ERC to which contract size adjustment should be applied. The appropriate % adjustment should be made in accordance with the scale for contract size adjustment specified under section 6 of the RCG 2023 Guidance notes. The currency ERC rates are set at £4m (Four Million Pounds) @ 1st April 2021 (AVD) for the RCG 2023 Publication. | Costs exclude external works. | - | - | - | The plant and machinery listed in the description has been included in this costing. | - | - | Factory Buildings - Process Light Asbestos Sheet Clad | - | 10113 |  | M2 | - | NA | NA | NA | 220.6537 | Option 1 | 273.5673 | 23.98% | 0 | 0 | -100% | -100% | 0 | -100% | Redirected | NA | VOA_GPN_GOV_UK\7246041 | 2019-08-30 | Low | - | - | Redirected, low risk | NA | - | NA | SPONS A&B | NA | (BEAMS Note 2) The ERC for this item should be added to all other rateable items on the hereditament (except land). Therefore the total of the ERC of the other Building Items and the P&M ERC (where applicable) to enable the correct contract size adjustment to be made. ERC of Building Component + ERC of P&M = Total ERC to which contract size adjustment should be applied. The appropriate % adjustment should be made in accordance with the scale for contract size adjustment specified under section 6 of the RCG 2021 Guidance notes. The currency ERC rates are set at £4m (Four Million Pounds) @ 1st April 2019 (AVD) for the RCG 2021 Publication. | Factory Buildings - Process Light Asbestos Sheet Clad | - | 2 | TRUE
1865 | 41P04H | 6507 | 41P04H | Factory buildings process | Light - asbestos cladding | Flat or corrugated | 251m² - 500m² | Eaves ht - 5.0m | Building Construction : - Foundations : Concrete pad and strip foundations with 150mm mesh reinforced concrete slab. Frame : Light steel frame. Upper Floors : None. Roof : Single skin Profile Six corrugated asbestos sheet, hook bolted to steel purlins with plastic headed screws, translucent sheet glazing; rainwater gutters, and down pipes. External Walls : 100mm brickwork infill to 1.0m; single skin Profile Six corrugated asbestos sheet, hook bolted to steel purlins with plastic headed screws, translucent sheet glazing: access doors goods/personnel. Windows and Doors : Single glazed windows in metal frames. Steel doors set within metal frames. Internal Walls : None. Internal Finishes : None. Building Services : - Electric light and power, water laid on, toilets, unheated. Accommodation : - Single storey un-insulated light process factory building. | Location Adjustment Applicable (See Guidance Notes) - ERC = UK mean of 1.00 | (BEAMS Note 2) The ERC for this item should be added to all other rateable items on the hereditament (except land). Therefore the total of the ERC of the other Building Items and the P&M ERC (where applicable) to enable the correct contract size adjustment to be made. ERC of Building Component + ERC of P&M = Total ERC to which contract size adjustment should be applied. The appropriate % adjustment should be made in accordance with the scale for contract size adjustment specified under section 6 of the RCG 2023 Guidance notes. The currency ERC rates are set at £4m (Four Million Pounds) @ 1st April 2021 (AVD) for the RCG 2023 Publication. | Costs exclude external works. | - | - | - | The plant and machinery listed in the description has been included in this costing. | - | - | Factory Buildings - Process Light Asbestos Sheet Clad | - | 10113 |  | M2 | - | NA | NA | NA | 222.9602 | Option 1 | 276.4269 | 23.98% | 0 | 0 | -100% | -100% | 0 | -100% | Redirected | NA | VOA_GPN_GOV_UK\7246041 | 2019-08-30 | Low | - | - | Redirected, low risk | NA | - | NA | SPONS A&B | NA | (BEAMS Note 2) The ERC for this item should be added to all other rateable items on the hereditament (except land). Therefore the total of the ERC of the other Building Items and the P&M ERC (where applicable) to enable the correct contract size adjustment to be made. ERC of Building Component + ERC of P&M = Total ERC to which contract size adjustment should be applied. The appropriate % adjustment should be made in accordance with the scale for contract size adjustment specified under section 6 of the RCG 2021 Guidance notes. The currency ERC rates are set at £4m (Four Million Pounds) @ 1st April 2019 (AVD) for the RCG 2021 Publication. | Factory Buildings - Process Light Asbestos Sheet Clad | - | 2 | TRUE
1866 | 41P04K | 6508 | 41P04K | Factory buildings process | Light - asbestos cladding | Flat or corrugated | 251m² - 500m² | Eaves ht - 5.5m | Building Construction : - Foundations : Concrete pad and strip foundations with 150mm mesh reinforced concrete slab. Frame : Light steel frame. Upper Floors : None. Roof : Single skin Profile Six corrugated asbestos sheet, hook bolted to steel purlins with plastic headed screws, translucent sheet glazing; rainwater gutters, and down pipes. External Walls : 100mm brickwork infill to 1.0m; single skin Profile Six corrugated asbestos sheet, hook bolted to steel purlins with plastic headed screws, translucent sheet glazing: access doors goods/personnel. Windows and Doors : Single glazed windows in metal frames. Steel doors set within metal frames. Internal Walls : None. Internal Finishes : None. Building Services : - Electric light and power, water laid on, toilets, unheated. Accommodation : - Single storey un-insulated light process factory building. | Location Adjustment Applicable (See Guidance Notes) - ERC = UK mean of 1.00 | (BEAMS Note 2) The ERC for this item should be added to all other rateable items on the hereditament (except land). Therefore the total of the ERC of the other Building Items and the P&M ERC (where applicable) to enable the correct contract size adjustment to be made. ERC of Building Component + ERC of P&M = Total ERC to which contract size adjustment should be applied. The appropriate % adjustment should be made in accordance with the scale for contract size adjustment specified under section 6 of the RCG 2023 Guidance notes. The currency ERC rates are set at £4m (Four Million Pounds) @ 1st April 2021 (AVD) for the RCG 2023 Publication. | Costs exclude external works. | - | - | - | The plant and machinery listed in the description has been included in this costing. | - | - | Factory Buildings - Process Light Asbestos Sheet Clad | - | 10113 |  | M2 | - | NA | NA | NA | 239.8744 | Option 1 | 297.3972 | 23.98% | 0 | 0 | -100% | -100% | 0 | -100% | Redirected | NA | VOA_GPN_GOV_UK\7246041 | 2019-08-30 | Low | - | - | Redirected, low risk | NA | - | NA | SPONS A&B | NA | (BEAMS Note 2) The ERC for this item should be added to all other rateable items on the hereditament (except land). Therefore the total of the ERC of the other Building Items and the P&M ERC (where applicable) to enable the correct contract size adjustment to be made. ERC of Building Component + ERC of P&M = Total ERC to which contract size adjustment should be applied. The appropriate % adjustment should be made in accordance with the scale for contract size adjustment specified under section 6 of the RCG 2021 Guidance notes. The currency ERC rates are set at £4m (Four Million Pounds) @ 1st April 2019 (AVD) for the RCG 2021 Publication. | Factory Buildings - Process Light Asbestos Sheet Clad | - | 2 | TRUE
1867 | 41P04M | 6509 | 41P04M | Factory buildings process | Light - asbestos cladding | Flat or corrugated | 251m² - 500m² | Eaves ht - 6.0m | Building Construction : - Foundations : Concrete pad and strip foundations with 150mm mesh reinforced concrete slab. Frame : Light steel frame. Upper Floors : None. Roof : Single skin Profile Six corrugated asbestos sheet, hook bolted to steel purlins with plastic headed screws, translucent sheet glazing; rainwater gutters, and down pipes. External Walls : 100mm brickwork infill to 1.0m; single skin Profile Six corrugated asbestos sheet, hook bolted to steel purlins with plastic headed screws, translucent sheet glazing: access doors goods/personnel. Windows and Doors : Single glazed windows in metal frames. Steel doors set within metal frames. Internal Walls : None. Internal Finishes : None. Building Services : - Electric light and power, water laid on, toilets, unheated. Accommodation : - Single storey un-insulated light process factory building. | Location Adjustment Applicable (See Guidance Notes) - ERC = UK mean of 1.00 | (BEAMS Note 2) The ERC for this item should be added to all other rateable items on the hereditament (except land). Therefore the total of the ERC of the other Building Items and the P&M ERC (where applicable) to enable the correct contract size adjustment to be made. ERC of Building Component + ERC of P&M = Total ERC to which contract size adjustment should be applied. The appropriate % adjustment should be made in accordance with the scale for contract size adjustment specified under section 6 of the RCG 2023 Guidance notes. The currency ERC rates are set at £4m (Four Million Pounds) @ 1st April 2021 (AVD) for the RCG 2023 Publication. | Costs exclude external works. | - | - | - | The plant and machinery listed in the description has been included in this costing. | - | - | Factory Buildings - Process Light Asbestos Sheet Clad | - | 10113 |  | M2 | - | NA | NA | NA | 242.9497 | Option 1 | 301.21 | 23.98% | 0 | 0 | -100% | -100% | 0 | -100% | Redirected | NA | VOA_GPN_GOV_UK\7246041 | 2019-08-30 | Low | - | - | Redirected, low risk | NA | - | NA | SPONS A&B | NA | (BEAMS Note 2) The ERC for this item should be added to all other rateable items on the hereditament (except land). Therefore the total of the ERC of the other Building Items and the P&M ERC (where applicable) to enable the correct contract size adjustment to be made. ERC of Building Component + ERC of P&M = Total ERC to which contract size adjustment should be applied. The appropriate % adjustment should be made in accordance with the scale for contract size adjustment specified under section 6 of the RCG 2021 Guidance notes. The currency ERC rates are set at £4m (Four Million Pounds) @ 1st April 2019 (AVD) for the RCG 2021 Publication. | Factory Buildings - Process Light Asbestos Sheet Clad | - | 2 | TRUE
1868 | 41P04P | 6510 | 41P04P | Factory buildings process | Light - asbestos cladding | Flat or corrugated | 251m² - 500m² | Eaves ht - 6.5m | Building Construction : - Foundations : Concrete pad and strip foundations with 150mm mesh reinforced concrete slab. Frame : Light steel frame. Upper Floors : None. Roof : Single skin Profile Six corrugated asbestos sheet, hook bolted to steel purlins with plastic headed screws, translucent sheet glazing; rainwater gutters, and down pipes. External Walls : 100mm brickwork infill to 1.0m; single skin Profile Six corrugated asbestos sheet, hook bolted to steel purlins with plastic headed screws, translucent sheet glazing: access doors goods/personnel. Windows and Doors : Single glazed windows in metal frames. Steel doors set within metal frames. Internal Walls : None. Internal Finishes : None. Building Services : - Electric light and power, water laid on, toilets, unheated. Accommodation : - Single storey un-insulated light process factory building. | Location Adjustment Applicable (See Guidance Notes) - ERC = UK mean of 1.00 | (BEAMS Note 2) The ERC for this item should be added to all other rateable items on the hereditament (except land). Therefore the total of the ERC of the other Building Items and the P&M ERC (where applicable) to enable the correct contract size adjustment to be made. ERC of Building Component + ERC of P&M = Total ERC to which contract size adjustment should be applied. The appropriate % adjustment should be made in accordance with the scale for contract size adjustment specified under section 6 of the RCG 2023 Guidance notes. The currency ERC rates are set at £4m (Four Million Pounds) @ 1st April 2021 (AVD) for the RCG 2023 Publication. | Costs exclude external works. | - | - | - | The plant and machinery listed in the description has been included in this costing. | - | - | Factory Buildings - Process Light Asbestos Sheet Clad | - | 10113 |  | M2 | - | NA | NA | NA | 246.7938 | Option 1 | 305.976 | 23.98% | 0 | 0 | -100% | -100% | 0 | -100% | Redirected | NA | VOA_GPN_GOV_UK\7246041 | 2019-08-30 | Low | - | - | Redirected, low risk | NA | - | NA | SPONS A&B | NA | (BEAMS Note 2) The ERC for this item should be added to all other rateable items on the hereditament (except land). Therefore the total of the ERC of the other Building Items and the P&M ERC (where applicable) to enable the correct contract size adjustment to be made. ERC of Building Component + ERC of P&M = Total ERC to which contract size adjustment should be applied. The appropriate % adjustment should be made in accordance with the scale for contract size adjustment specified under section 6 of the RCG 2021 Guidance notes. The currency ERC rates are set at £4m (Four Million Pounds) @ 1st April 2019 (AVD) for the RCG 2021 Publication. | Factory Buildings - Process Light Asbestos Sheet Clad | - | 2 | TRUE
1869 | 41P04R | 6511 | 41P04R | Factory buildings process | Light - asbestos cladding | Flat or corrugated | 251m² - 500m² | Eaves ht - 7.0m | Building Construction : - Foundations : Concrete pad and strip foundations with 150mm mesh reinforced concrete slab. Frame : Light steel frame. Upper Floors : None. Roof : Single skin Profile Six corrugated asbestos sheet, hook bolted to steel purlins with plastic headed screws, translucent sheet glazing; rainwater gutters, and down pipes. External Walls : 100mm brickwork infill to 1.0m; single skin Profile Six corrugated asbestos sheet, hook bolted to steel purlins with plastic headed screws, translucent sheet glazing: access doors goods/personnel. Windows and Doors : Single glazed windows in metal frames. Steel doors set within metal frames. Internal Walls : None. Internal Finishes : None. Building Services : - Electric light and power, water laid on, toilets, unheated. Accommodation : - Single storey un-insulated light process factory building. | Location Adjustment Applicable (See Guidance Notes) - ERC = UK mean of 1.00 | (BEAMS Note 2) The ERC for this item should be added to all other rateable items on the hereditament (except land). Therefore the total of the ERC of the other Building Items and the P&M ERC (where applicable) to enable the correct contract size adjustment to be made. ERC of Building Component + ERC of P&M = Total ERC to which contract size adjustment should be applied. The appropriate % adjustment should be made in accordance with the scale for contract size adjustment specified under section 6 of the RCG 2023 Guidance notes. The currency ERC rates are set at £4m (Four Million Pounds) @ 1st April 2021 (AVD) for the RCG 2023 Publication. | Costs exclude external works. | - | - | - | The plant and machinery listed in the description has been included in this costing. | - | - | Factory Buildings - Process Light Asbestos Sheet Clad | - | 10113 |  | M2 | - | NA | NA | NA | 250.638 | Option 1 | 310.742 | 23.98% | 0 | 0 | -100% | -100% | 0 | -100% | Redirected | NA | VOA_GPN_GOV_UK\7246041 | 2019-08-30 | Low | - | - | Redirected, low risk | NA | - | NA | SPONS A&B | NA | (BEAMS Note 2) The ERC for this item should be added to all other rateable items on the hereditament (except land). Therefore the total of the ERC of the other Building Items and the P&M ERC (where applicable) to enable the correct contract size adjustment to be made. ERC of Building Component + ERC of P&M = Total ERC to which contract size adjustment should be applied. The appropriate % adjustment should be made in accordance with the scale for contract size adjustment specified under section 6 of the RCG 2021 Guidance notes. The currency ERC rates are set at £4m (Four Million Pounds) @ 1st April 2019 (AVD) for the RCG 2021 Publication. | Factory Buildings - Process Light Asbestos Sheet Clad | - | 2 | TRUE
1870 | 41P04T | 6515 | 41P04T | Factory buildings process | Light - asbestos cladding | Flat or corrugated | 251m² - 500m² | Eaves ht - 7.5m | Building Construction : - Foundations : Concrete pad and strip foundations with 150mm mesh reinforced concrete slab. Frame : Light steel frame. Upper Floors : None. Roof : Single skin Profile Six corrugated asbestos sheet, hook bolted to steel purlins with plastic headed screws, translucent sheet glazing; rainwater gutters, and down pipes. External Walls : 100mm brickwork infill to 1.0m; single skin Profile Six corrugated asbestos sheet, hook bolted to steel purlins with plastic headed screws, translucent sheet glazing: access doors goods/personnel. Windows and Doors : Single glazed windows in metal frames. Steel doors set within metal frames. Internal Walls : None. Internal Finishes : None. Building Services : - Electric light and power, water laid on, toilets, unheated. Accommodation : - Single storey un-insulated light process factory building. | Location Adjustment Applicable (See Guidance Notes) - ERC = UK mean of 1.00 | (BEAMS Note 2) The ERC for this item should be added to all other rateable items on the hereditament (except land). Therefore the total of the ERC of the other Building Items and the P&M ERC (where applicable) to enable the correct contract size adjustment to be made. ERC of Building Component + ERC of P&M = Total ERC to which contract size adjustment should be applied. The appropriate % adjustment should be made in accordance with the scale for contract size adjustment specified under section 6 of the RCG 2023 Guidance notes. The currency ERC rates are set at £4m (Four Million Pounds) @ 1st April 2021 (AVD) for the RCG 2023 Publication. | Costs exclude external works. | - | - | - | The plant and machinery listed in the description has been included in this costing. | - | - | Factory Buildings - Process Light Asbestos Sheet Clad | - | 10113 |  | M2 | - | NA | NA | NA | 256.0198 | Option 1 | 317.4144 | 23.98% | 0 | 0 | -100% | -100% | 0 | -100% | Redirected | NA | VOA_GPN_GOV_UK\7246041 | 2019-08-30 | Low | - | - | Redirected, low risk | NA | - | NA | SPONS A&B | NA | (BEAMS Note 2) The ERC for this item should be added to all other rateable items on the hereditament (except land). Therefore the total of the ERC of the other Building Items and the P&M ERC (where applicable) to enable the correct contract size adjustment to be made. ERC of Building Component + ERC of P&M = Total ERC to which contract size adjustment should be applied. The appropriate % adjustment should be made in accordance with the scale for contract size adjustment specified under section 6 of the RCG 2021 Guidance notes. The currency ERC rates are set at £4m (Four Million Pounds) @ 1st April 2019 (AVD) for the RCG 2021 Publication. | Factory Buildings - Process Light Asbestos Sheet Clad | - | 2 | TRUE
1871 | 41P05A | 6516 | 41P05A | Factory buildings process | Light - asbestos cladding | Flat or corrugated | 251m² - 500m² | Eaves ht - 8.0m | Building Construction : - Foundations : Concrete pad and strip foundations with 150mm mesh reinforced concrete slab. Frame : Light steel frame. Upper Floors : None. Roof : Single skin Profile Six corrugated asbestos sheet, hook bolted to steel purlins with plastic headed screws, translucent sheet glazing; rainwater gutters, and down pipes. External Walls : 100mm brickwork infill to 1.0m; single skin Profile Six corrugated asbestos sheet, hook bolted to steel purlins with plastic headed screws, translucent sheet glazing: access doors goods/personnel. Windows and Doors : Single glazed windows in metal frames. Steel doors set within metal frames. Internal Walls : None. Internal Finishes : None. Building Services : - Electric light and power, water laid on, toilets, unheated. Accommodation : - Single storey un-insulated light process factory building. | Location Adjustment Applicable (See Guidance Notes) - ERC = UK mean of 1.00 | (BEAMS Note 2) The ERC for this item should be added to all other rateable items on the hereditament (except land). Therefore the total of the ERC of the other Building Items and the P&M ERC (where applicable) to enable the correct contract size adjustment to be made. ERC of Building Component + ERC of P&M = Total ERC to which contract size adjustment should be applied. The appropriate % adjustment should be made in accordance with the scale for contract size adjustment specified under section 6 of the RCG 2023 Guidance notes. The currency ERC rates are set at £4m (Four Million Pounds) @ 1st April 2021 (AVD) for the RCG 2023 Publication. | Costs exclude external works. | - | - | - | The plant and machinery listed in the description has been included in this costing. | - | - | Factory Buildings - Process Light Asbestos Sheet Clad | - | 10113 |  | M2 | - | NA | NA | NA | 282.1599 | Option 1 | 349.823 | 23.98% | 0 | 0 | -100% | -100% | 0 | -100% | Redirected | NA | VOA_GPN_GOV_UK\7246041 | 2019-08-30 | Low | - | - | Redirected, low risk | NA | - | NA | SPONS A&B | NA | (BEAMS Note 2) The ERC for this item should be added to all other rateable items on the hereditament (except land). Therefore the total of the ERC of the other Building Items and the P&M ERC (where applicable) to enable the correct contract size adjustment to be made. ERC of Building Component + ERC of P&M = Total ERC to which contract size adjustment should be applied. The appropriate % adjustment should be made in accordance with the scale for contract size adjustment specified under section 6 of the RCG 2021 Guidance notes. The currency ERC rates are set at £4m (Four Million Pounds) @ 1st April 2019 (AVD) for the RCG 2021 Publication. | Factory Buildings - Process Light Asbestos Sheet Clad | - | 2 | TRUE
1872 | 41P05C | 6517 | 41P05C | Factory buildings process | Light - asbestos cladding | Flat or corrugated | 251m² - 500m² | Eaves ht - 8.5m | Building Construction : - Foundations : Concrete pad and strip foundations with 150mm mesh reinforced concrete slab. Frame : Light steel frame. Upper Floors : None. Roof : Single skin Profile Six corrugated asbestos sheet, hook bolted to steel purlins with plastic headed screws, translucent sheet glazing; rainwater gutters, and down pipes. External Walls : 100mm brickwork infill to 1.0m; single skin Profile Six corrugated asbestos sheet, hook bolted to steel purlins with plastic headed screws, translucent sheet glazing: access doors goods/personnel. Windows and Doors : Single glazed windows in metal frames. Steel doors set within metal frames. Internal Walls : None. Internal Finishes : None. Building Services : - Electric light and power, water laid on, toilets, unheated. Accommodation : - Single storey un-insulated light process factory building. | Location Adjustment Applicable (See Guidance Notes) - ERC = UK mean of 1.00 | (BEAMS Note 2) The ERC for this item should be added to all other rateable items on the hereditament (except land). Therefore the total of the ERC of the other Building Items and the P&M ERC (where applicable) to enable the correct contract size adjustment to be made. ERC of Building Component + ERC of P&M = Total ERC to which contract size adjustment should be applied. The appropriate % adjustment should be made in accordance with the scale for contract size adjustment specified under section 6 of the RCG 2023 Guidance notes. The currency ERC rates are set at £4m (Four Million Pounds) @ 1st April 2021 (AVD) for the RCG 2023 Publication. | Costs exclude external works. | - | - | - | The plant and machinery listed in the description has been included in this costing. | - | - | Factory Buildings - Process Light Asbestos Sheet Clad | - | 10113 |  | M2 | - | NA | NA | NA | 286.7729 | Option 1 | 355.5422 | 23.98% | 0 | 0 | -100% | -100% | 0 | -100% | Redirected | NA | VOA_GPN_GOV_UK\7246041 | 2019-08-30 | Low | - | - | Redirected, low risk | NA | - | NA | SPONS A&B | NA | (BEAMS Note 2) The ERC for this item should be added to all other rateable items on the hereditament (except land). Therefore the total of the ERC of the other Building Items and the P&M ERC (where applicable) to enable the correct contract size adjustment to be made. ERC of Building Component + ERC of P&M = Total ERC to which contract size adjustment should be applied. The appropriate % adjustment should be made in accordance with the scale for contract size adjustment specified under section 6 of the RCG 2021 Guidance notes. The currency ERC rates are set at £4m (Four Million Pounds) @ 1st April 2019 (AVD) for the RCG 2021 Publication. | Factory Buildings - Process Light Asbestos Sheet Clad | - | 2 | TRUE
1873 | 41P05E | 6518 | 41P05E | Factory buildings process | Light - asbestos cladding | Flat or corrugated | 251m² - 500m² | Eaves ht - 9.0m | Building Construction : - Foundations : Concrete pad and strip foundations with 150mm mesh reinforced concrete slab. Frame : Light steel frame. Upper Floors : None. Roof : Single skin Profile Six corrugated asbestos sheet, hook bolted to steel purlins with plastic headed screws, translucent sheet glazing; rainwater gutters, and down pipes. External Walls : 100mm brickwork infill to 1.0m; single skin Profile Six corrugated asbestos sheet, hook bolted to steel purlins with plastic headed screws, translucent sheet glazing: access doors goods/personnel. Windows and Doors : Single glazed windows in metal frames. Steel doors set within metal frames. Internal Walls : None. Internal Finishes : None. Building Services : - Electric light and power, water laid on, toilets, unheated. Accommodation : - Single storey un-insulated light process factory building. | Location Adjustment Applicable (See Guidance Notes) - ERC = UK mean of 1.00 | (BEAMS Note 2) The ERC for this item should be added to all other rateable items on the hereditament (except land). Therefore the total of the ERC of the other Building Items and the P&M ERC (where applicable) to enable the correct contract size adjustment to be made. ERC of Building Component + ERC of P&M = Total ERC to which contract size adjustment should be applied. The appropriate % adjustment should be made in accordance with the scale for contract size adjustment specified under section 6 of the RCG 2023 Guidance notes. The currency ERC rates are set at £4m (Four Million Pounds) @ 1st April 2021 (AVD) for the RCG 2023 Publication. | Costs exclude external works. | - | - | - | The plant and machinery listed in the description has been included in this costing. | - | - | Factory Buildings - Process Light Asbestos Sheet Clad | - | 10113 |  | M2 | - | NA | NA | NA | 291.3859 | Option 1 | 361.2614 | 23.98% | 0 | 0 | -100% | -100% | 0 | -100% | Redirected | NA | VOA_GPN_GOV_UK\7246041 | 2019-08-30 | Low | - | - | Redirected, low risk | NA | - | NA | SPONS A&B | NA | (BEAMS Note 2) The ERC for this item should be added to all other rateable items on the hereditament (except land). Therefore the total of the ERC of the other Building Items and the P&M ERC (where applicable) to enable the correct contract size adjustment to be made. ERC of Building Component + ERC of P&M = Total ERC to which contract size adjustment should be applied. The appropriate % adjustment should be made in accordance with the scale for contract size adjustment specified under section 6 of the RCG 2021 Guidance notes. The currency ERC rates are set at £4m (Four Million Pounds) @ 1st April 2019 (AVD) for the RCG 2021 Publication. | Factory Buildings - Process Light Asbestos Sheet Clad | - | 2 | TRUE
1874 | 41P05G | 6519 | 41P05G | Factory buildings process | Light - asbestos cladding | Flat or corrugated | 251m² - 500m² | Eaves ht - 9.5m | Building Construction : - Foundations : Concrete pad and strip foundations with 150mm mesh reinforced concrete slab. Frame : Light steel frame. Upper Floors : None. Roof : Single skin Profile Six corrugated asbestos sheet, hook bolted to steel purlins with plastic headed screws, translucent sheet glazing; rainwater gutters, and down pipes. External Walls : 100mm brickwork infill to 1.0m; single skin Profile Six corrugated asbestos sheet, hook bolted to steel purlins with plastic headed screws, translucent sheet glazing: access doors goods/personnel. Windows and Doors : Single glazed windows in metal frames. Steel doors set within metal frames. Internal Walls : None. Internal Finishes : None. Building Services : - Electric light and power, water laid on, toilets, unheated. Accommodation : - Single storey un-insulated light process factory building. | Location Adjustment Applicable (See Guidance Notes) - ERC = UK mean of 1.00 | (BEAMS Note 2) The ERC for this item should be added to all other rateable items on the hereditament (except land). Therefore the total of the ERC of the other Building Items and the P&M ERC (where applicable) to enable the correct contract size adjustment to be made. ERC of Building Component + ERC of P&M = Total ERC to which contract size adjustment should be applied. The appropriate % adjustment should be made in accordance with the scale for contract size adjustment specified under section 6 of the RCG 2023 Guidance notes. The currency ERC rates are set at £4m (Four Million Pounds) @ 1st April 2021 (AVD) for the RCG 2023 Publication. | Costs exclude external works. | - | - | - | The plant and machinery listed in the description has been included in this costing. | - | - | Factory Buildings - Process Light Asbestos Sheet Clad | - | 10113 |  | M2 | - | NA | NA | NA | 295.9988 | Option 1 | 366.9806 | 23.98% | 0 | 0 | -100% | -100% | 0 | -100% | Redirected | NA | VOA_GPN_GOV_UK\7246041 | 2019-08-30 | Low | - | - | Redirected, low risk | NA | - | NA | SPONS A&B | NA | (BEAMS Note 2) The ERC for this item should be added to all other rateable items on the hereditament (except land). Therefore the total of the ERC of the other Building Items and the P&M ERC (where applicable) to enable the correct contract size adjustment to be made. ERC of Building Component + ERC of P&M = Total ERC to which contract size adjustment should be applied. The appropriate % adjustment should be made in accordance with the scale for contract size adjustment specified under section 6 of the RCG 2021 Guidance notes. The currency ERC rates are set at £4m (Four Million Pounds) @ 1st April 2019 (AVD) for the RCG 2021 Publication. | Factory Buildings - Process Light Asbestos Sheet Clad | - | 2 | TRUE
1875 | 41P05K | 6520 | 41P05K | Factory buildings process | Light - asbestos cladding | Flat or corrugated | 251m² - 500m² | Eaves ht - 10.0m | Building Construction : - Foundations : Concrete pad and strip foundations with 150mm mesh reinforced concrete slab. Frame : Light steel frame. Upper Floors : None. Roof : Single skin Profile Six corrugated asbestos sheet, hook bolted to steel purlins with plastic headed screws, translucent sheet glazing; rainwater gutters, and down pipes. External Walls : 100mm brickwork infill to 1.0m; single skin Profile Six corrugated asbestos sheet, hook bolted to steel purlins with plastic headed screws, translucent sheet glazing: access doors goods/personnel. Windows and Doors : Single glazed windows in metal frames. Steel doors set within metal frames. Internal Walls : None. Internal Finishes : None. Building Services : - Electric light and power, water laid on, toilets, unheated. Accommodation : - Single storey un-insulated light process factory building. | Location Adjustment Applicable (See Guidance Notes) - ERC = UK mean of 1.00 | (BEAMS Note 2) The ERC for this item should be added to all other rateable items on the hereditament (except land). Therefore the total of the ERC of the other Building Items and the P&M ERC (where applicable) to enable the correct contract size adjustment to be made. ERC of Building Component + ERC of P&M = Total ERC to which contract size adjustment should be applied. The appropriate % adjustment should be made in accordance with the scale for contract size adjustment specified under section 6 of the RCG 2023 Guidance notes. The currency ERC rates are set at £4m (Four Million Pounds) @ 1st April 2021 (AVD) for the RCG 2023 Publication. | Costs exclude external works. | - | - | - | The plant and machinery listed in the description has been included in this costing. | - | - | Factory Buildings - Process Light Asbestos Sheet Clad | - | 10113 |  | M2 | - | NA | NA | NA | 301.3806 | Option 1 | 373.6529 | 23.98% | 0 | 0 | -100% | -100% | 0 | -100% | Redirected | NA | VOA_GPN_GOV_UK\7246041 | 2019-08-30 | Low | - | - | Redirected, low risk | NA | - | NA | SPONS A&B | NA | (BEAMS Note 2) The ERC for this item should be added to all other rateable items on the hereditament (except land). Therefore the total of the ERC of the other Building Items and the P&M ERC (where applicable) to enable the correct contract size adjustment to be made. ERC of Building Component + ERC of P&M = Total ERC to which contract size adjustment should be applied. The appropriate % adjustment should be made in accordance with the scale for contract size adjustment specified under section 6 of the RCG 2021 Guidance notes. The currency ERC rates are set at £4m (Four Million Pounds) @ 1st April 2019 (AVD) for the RCG 2021 Publication. | Factory Buildings - Process Light Asbestos Sheet Clad | - | 2 | TRUE
1876 | 41P05P | 6521 | 41P05P | Factory buildings process | Light - asbestos cladding | Flat or corrugated | 251m² - 500m² | Eaves ht - 11.0m | Building Construction : - Foundations : Concrete pad and strip foundations with 150mm mesh reinforced concrete slab. Frame : Light steel frame. Upper Floors : None. Roof : Single skin Profile Six corrugated asbestos sheet, hook bolted to steel purlins with plastic headed screws, translucent sheet glazing; rainwater gutters, and down pipes. External Walls : 100mm brickwork infill to 1.0m; single skin Profile Six corrugated asbestos sheet, hook bolted to steel purlins with plastic headed screws, translucent sheet glazing: access doors goods/personnel. Windows and Doors : Single glazed windows in metal frames. Steel doors set within metal frames. Internal Walls : None. Internal Finishes : None. Building Services : - Electric light and power, water laid on, toilets, unheated. Accommodation : - Single storey un-insulated light process factory building. | Location Adjustment Applicable (See Guidance Notes) - ERC = UK mean of 1.00 | (BEAMS Note 2) The ERC for this item should be added to all other rateable items on the hereditament (except land). Therefore the total of the ERC of the other Building Items and the P&M ERC (where applicable) to enable the correct contract size adjustment to be made. ERC of Building Component + ERC of P&M = Total ERC to which contract size adjustment should be applied. The appropriate % adjustment should be made in accordance with the scale for contract size adjustment specified under section 6 of the RCG 2023 Guidance notes. The currency ERC rates are set at £4m (Four Million Pounds) @ 1st April 2021 (AVD) for the RCG 2023 Publication. | Costs exclude external works. | - | - | - | The plant and machinery listed in the description has been included in this costing. | - | - | Factory Buildings - Process Light Asbestos Sheet Clad | - | 10113 |  | M2 | - | NA | NA | NA | 310.6066 | Option 1 | 385.0913 | 23.98% | 0 | 0 | -100% | -100% | 0 | -100% | Redirected | NA | VOA_GPN_GOV_UK\7246041 | 2019-08-30 | Low | - | - | Redirected, low risk | NA | - | NA | SPONS A&B | NA | (BEAMS Note 2) The ERC for this item should be added to all other rateable items on the hereditament (except land). Therefore the total of the ERC of the other Building Items and the P&M ERC (where applicable) to enable the correct contract size adjustment to be made. ERC of Building Component + ERC of P&M = Total ERC to which contract size adjustment should be applied. The appropriate % adjustment should be made in accordance with the scale for contract size adjustment specified under section 6 of the RCG 2021 Guidance notes. The currency ERC rates are set at £4m (Four Million Pounds) @ 1st April 2019 (AVD) for the RCG 2021 Publication. | Factory Buildings - Process Light Asbestos Sheet Clad | - | 2 | TRUE
1877 | 41P05T | 6522 | 41P05T | Factory buildings process | Light - asbestos cladding | Flat or corrugated | 251m² - 500m² | Eaves ht - 12.0m | Building Construction : - Foundations : Concrete pad and strip foundations with 150mm mesh reinforced concrete slab. Frame : Light steel frame. Upper Floors : None. Roof : Single skin Profile Six corrugated asbestos sheet, hook bolted to steel purlins with plastic headed screws, translucent sheet glazing; rainwater gutters, and down pipes. External Walls : 100mm brickwork infill to 1.0m; single skin Profile Six corrugated asbestos sheet, hook bolted to steel purlins with plastic headed screws, translucent sheet glazing: access doors goods/personnel. Windows and Doors : Single glazed windows in metal frames. Steel doors set within metal frames. Internal Walls : None. Internal Finishes : None. Building Services : - Electric light and power, water laid on, toilets, unheated. Accommodation : - Single storey un-insulated light process factory building. | Location Adjustment Applicable (See Guidance Notes) - ERC = UK mean of 1.00 | (BEAMS Note 2) The ERC for this item should be added to all other rateable items on the hereditament (except land). Therefore the total of the ERC of the other Building Items and the P&M ERC (where applicable) to enable the correct contract size adjustment to be made. ERC of Building Component + ERC of P&M = Total ERC to which contract size adjustment should be applied. The appropriate % adjustment should be made in accordance with the scale for contract size adjustment specified under section 6 of the RCG 2023 Guidance notes. The currency ERC rates are set at £4m (Four Million Pounds) @ 1st April 2021 (AVD) for the RCG 2023 Publication. | Costs exclude external works. | - | - | - | The plant and machinery listed in the description has been included in this costing. | - | - | Factory Buildings - Process Light Asbestos Sheet Clad | - | 10113 |  | M2 | - | NA | NA | NA | 320.6013 | Option 1 | 397.4828 | 23.98% | 0 | 0 | -100% | -100% | 0 | -100% | Redirected | NA | VOA_GPN_GOV_UK\7246041 | 2019-08-30 | Low | - | - | Redirected, low risk | NA | - | NA | SPONS A&B | NA | (BEAMS Note 2) The ERC for this item should be added to all other rateable items on the hereditament (except land). Therefore the total of the ERC of the other Building Items and the P&M ERC (where applicable) to enable the correct contract size adjustment to be made. ERC of Building Component + ERC of P&M = Total ERC to which contract size adjustment should be applied. The appropriate % adjustment should be made in accordance with the scale for contract size adjustment specified under section 6 of the RCG 2021 Guidance notes. The currency ERC rates are set at £4m (Four Million Pounds) @ 1st April 2019 (AVD) for the RCG 2021 Publication. | Factory Buildings - Process Light Asbestos Sheet Clad | - | 2 | TRUE
1878 | 41P06A | 6523 | 41P06A | Factory buildings process | Light - asbestos cladding | Flat or corrugated | 501m² - 1000m² | Eaves ht - 3.0m | Building Construction : - Foundations : Concrete pad and strip foundations with 150mm mesh reinforced concrete slab. Frame : Light steel frame. Upper Floors : None. Roof : Single skin Profile Six corrugated asbestos sheet, hook bolted to steel purlins with plastic headed screws, translucent sheet glazing; rainwater gutters, and down pipes. External Walls : 100mm brickwork infill to 1.0m; single skin Profile Six corrugated asbestos sheet, hook bolted to steel purlins with plastic headed screws, translucent sheet glazing: access doors goods/personnel. Windows and Doors : Single glazed windows in metal frames. Steel doors set within metal frames. Internal Walls : None. Internal Finishes : None. Building Services : - Electric light and power, water laid on, toilets, unheated. Accommodation : - Single storey un-insulated light process factory building. | Location Adjustment Applicable (See Guidance Notes) - ERC = UK mean of 1.00 | (BEAMS Note 2) The ERC for this item should be added to all other rateable items on the hereditament (except land). Therefore the total of the ERC of the other Building Items and the P&M ERC (where applicable) to enable the correct contract size adjustment to be made. ERC of Building Component + ERC of P&M = Total ERC to which contract size adjustment should be applied. The appropriate % adjustment should be made in accordance with the scale for contract size adjustment specified under section 6 of the RCG 2023 Guidance notes. The currency ERC rates are set at £4m (Four Million Pounds) @ 1st April 2021 (AVD) for the RCG 2023 Publication. | Costs exclude external works. | - | - | - | The plant and machinery listed in the description has been included in this costing. | - | - | Factory Buildings - Process Light Asbestos Sheet Clad | - | 10114 |  | M2 | - | NA | NA | NA | 192.9759 | Option 1 | 239.2523 | 23.98% | 0 | 0 | -100% | -100% | 0 | -100% | Redirected | NA | VOA_GPN_GOV_UK\7246041 | 2019-08-30 | Low | - | - | Redirected, low risk | NA | - | NA | SPONS A&B | NA | (BEAMS Note 2) The ERC for this item should be added to all other rateable items on the hereditament (except land). Therefore the total of the ERC of the other Building Items and the P&M ERC (where applicable) to enable the correct contract size adjustment to be made. ERC of Building Component + ERC of P&M = Total ERC to which contract size adjustment should be applied. The appropriate % adjustment should be made in accordance with the scale for contract size adjustment specified under section 6 of the RCG 2021 Guidance notes. The currency ERC rates are set at £4m (Four Million Pounds) @ 1st April 2019 (AVD) for the RCG 2021 Publication. | Factory Buildings - Process Light Asbestos Sheet Clad | - | 2 | TRUE
1879 | 41P06C | 6524 | 41P06C | Factory buildings process | Light - asbestos cladding | Flat or corrugated | 501m² - 1000m² | Eaves ht - 3.5m | Building Construction : - Foundations : Concrete pad and strip foundations with 150mm mesh reinforced concrete slab. Frame : Light steel frame. Upper Floors : None. Roof : Single skin Profile Six corrugated asbestos sheet, hook bolted to steel purlins with plastic headed screws, translucent sheet glazing; rainwater gutters, and down pipes. External Walls : 100mm brickwork infill to 1.0m; single skin Profile Six corrugated asbestos sheet, hook bolted to steel purlins with plastic headed screws, translucent sheet glazing: access doors goods/personnel. Windows and Doors : Single glazed windows in metal frames. Steel doors set within metal frames. Internal Walls : None. Internal Finishes : None. Building Services : - Electric light and power, water laid on, toilets, unheated. Accommodation : - Single storey un-insulated light process factory building. | Location Adjustment Applicable (See Guidance Notes) - ERC = UK mean of 1.00 | (BEAMS Note 2) The ERC for this item should be added to all other rateable items on the hereditament (except land). Therefore the total of the ERC of the other Building Items and the P&M ERC (where applicable) to enable the correct contract size adjustment to be made. ERC of Building Component + ERC of P&M = Total ERC to which contract size adjustment should be applied. The appropriate % adjustment should be made in accordance with the scale for contract size adjustment specified under section 6 of the RCG 2023 Guidance notes. The currency ERC rates are set at £4m (Four Million Pounds) @ 1st April 2021 (AVD) for the RCG 2023 Publication. | Costs exclude external works. | - | - | - | The plant and machinery listed in the description has been included in this costing. | - | - | Factory Buildings - Process Light Asbestos Sheet Clad | - | 10114 |  | M2 | - | NA | NA | NA | 194.5135 | Option 1 | 241.1587 | 23.98% | 0 | 0 | -100% | -100% | 0 | -100% | Redirected | NA | VOA_GPN_GOV_UK\7246041 | 2019-08-30 | Low | - | - | Redirected, low risk | NA | - | NA | SPONS A&B | NA | (BEAMS Note 2) The ERC for this item should be added to all other rateable items on the hereditament (except land). Therefore the total of the ERC of the other Building Items and the P&M ERC (where applicable) to enable the correct contract size adjustment to be made. ERC of Building Component + ERC of P&M = Total ERC to which contract size adjustment should be applied. The appropriate % adjustment should be made in accordance with the scale for contract size adjustment specified under section 6 of the RCG 2021 Guidance notes. The currency ERC rates are set at £4m (Four Million Pounds) @ 1st April 2019 (AVD) for the RCG 2021 Publication. | Factory Buildings - Process Light Asbestos Sheet Clad | - | 2 | TRUE
1880 | 41P06E | 6525 | 41P06E | Factory buildings process | Light - asbestos cladding | Flat or corrugated | 501m² - 1000m² | Eaves ht - 4.0m | Building Construction : - Foundations : Concrete pad and strip foundations with 150mm mesh reinforced concrete slab. Frame : Light steel frame. Upper Floors : None. Roof : Single skin Profile Six corrugated asbestos sheet, hook bolted to steel purlins with plastic headed screws, translucent sheet glazing; rainwater gutters, and down pipes. External Walls : 100mm brickwork infill to 1.0m; single skin Profile Six corrugated asbestos sheet, hook bolted to steel purlins with plastic headed screws, translucent sheet glazing: access doors goods/personnel. Windows and Doors : Single glazed windows in metal frames. Steel doors set within metal frames. Internal Walls : None. Internal Finishes : None. Building Services : - Electric light and power, water laid on, toilets, unheated. Accommodation : - Single storey un-insulated light process factory building. | Location Adjustment Applicable (See Guidance Notes) - ERC = UK mean of 1.00 | (BEAMS Note 2) The ERC for this item should be added to all other rateable items on the hereditament (except land). Therefore the total of the ERC of the other Building Items and the P&M ERC (where applicable) to enable the correct contract size adjustment to be made. ERC of Building Component + ERC of P&M = Total ERC to which contract size adjustment should be applied. The appropriate % adjustment should be made in accordance with the scale for contract size adjustment specified under section 6 of the RCG 2023 Guidance notes. The currency ERC rates are set at £4m (Four Million Pounds) @ 1st April 2021 (AVD) for the RCG 2023 Publication. | Costs exclude external works. | - | - | - | The plant and machinery listed in the description has been included in this costing. | - | - | Factory Buildings - Process Light Asbestos Sheet Clad | - | 10114 |  | M2 | - | NA | NA | NA | 196.82 | Option 1 | 244.0182 | 23.98% | 0 | 0 | -100% | -100% | 0 | -100% | Redirected | NA | VOA_GPN_GOV_UK\7246041 | 2019-08-30 | Low | - | - | Redirected, low risk | NA | - | NA | SPONS A&B | NA | (BEAMS Note 2) The ERC for this item should be added to all other rateable items on the hereditament (except land). Therefore the total of the ERC of the other Building Items and the P&M ERC (where applicable) to enable the correct contract size adjustment to be made. ERC of Building Component + ERC of P&M = Total ERC to which contract size adjustment should be applied. The appropriate % adjustment should be made in accordance with the scale for contract size adjustment specified under section 6 of the RCG 2021 Guidance notes. The currency ERC rates are set at £4m (Four Million Pounds) @ 1st April 2019 (AVD) for the RCG 2021 Publication. | Factory Buildings - Process Light Asbestos Sheet Clad | - | 2 | TRUE
1881 | 41P06G | 6526 | 41P06G | Factory buildings process | Light - asbestos cladding | Flat or corrugated | 501m² - 1000m² | Eaves ht - 4.5m | Building Construction : - Foundations : Concrete pad and strip foundations with 150mm mesh reinforced concrete slab. Frame : Light steel frame. Upper Floors : None. Roof : Single skin Profile Six corrugated asbestos sheet, hook bolted to steel purlins with plastic headed screws, translucent sheet glazing; rainwater gutters, and down pipes. External Walls : 100mm brickwork infill to 1.0m; single skin Profile Six corrugated asbestos sheet, hook bolted to steel purlins with plastic headed screws, translucent sheet glazing: access doors goods/personnel. Windows and Doors : Single glazed windows in metal frames. Steel doors set within metal frames. Internal Walls : None. Internal Finishes : None. Building Services : - Electric light and power, water laid on, toilets, unheated. Accommodation : - Single storey un-insulated light process factory building. | Location Adjustment Applicable (See Guidance Notes) - ERC = UK mean of 1.00 | (BEAMS Note 2) The ERC for this item should be added to all other rateable items on the hereditament (except land). Therefore the total of the ERC of the other Building Items and the P&M ERC (where applicable) to enable the correct contract size adjustment to be made. ERC of Building Component + ERC of P&M = Total ERC to which contract size adjustment should be applied. The appropriate % adjustment should be made in accordance with the scale for contract size adjustment specified under section 6 of the RCG 2023 Guidance notes. The currency ERC rates are set at £4m (Four Million Pounds) @ 1st April 2021 (AVD) for the RCG 2023 Publication. | Costs exclude external works. | - | - | - | The plant and machinery listed in the description has been included in this costing. | - | - | Factory Buildings - Process Light Asbestos Sheet Clad | - | 10114 |  | M2 | - | NA | NA | NA | 198.3577 | Option 1 | 245.9246 | 23.98% | 0 | 0 | -100% | -100% | 0 | -100% | Redirected | NA | VOA_GPN_GOV_UK\7246041 | 2019-08-30 | Low | - | - | Redirected, low risk | NA | - | NA | SPONS A&B | NA | (BEAMS Note 2) The ERC for this item should be added to all other rateable items on the hereditament (except land). Therefore the total of the ERC of the other Building Items and the P&M ERC (where applicable) to enable the correct contract size adjustment to be made. ERC of Building Component + ERC of P&M = Total ERC to which contract size adjustment should be applied. The appropriate % adjustment should be made in accordance with the scale for contract size adjustment specified under section 6 of the RCG 2021 Guidance notes. The currency ERC rates are set at £4m (Four Million Pounds) @ 1st April 2019 (AVD) for the RCG 2021 Publication. | Factory Buildings - Process Light Asbestos Sheet Clad | - | 2 | TRUE
1882 | 41P06H | 6527 | 41P06H | Factory buildings process | Light - asbestos cladding | Flat or corrugated | 501m² - 1000m² | Eaves ht - 5.0m | Building Construction : - Foundations : Concrete pad and strip foundations with 150mm mesh reinforced concrete slab. Frame : Light steel frame. Upper Floors : None. Roof : Single skin Profile Six corrugated asbestos sheet, hook bolted to steel purlins with plastic headed screws, translucent sheet glazing; rainwater gutters, and down pipes. External Walls : 100mm brickwork infill to 1.0m; single skin Profile Six corrugated asbestos sheet, hook bolted to steel purlins with plastic headed screws, translucent sheet glazing: access doors goods/personnel. Windows and Doors : Single glazed windows in metal frames. Steel doors set within metal frames. Internal Walls : None. Internal Finishes : None. Building Services : - Electric light and power, water laid on, toilets, unheated. Accommodation : - Single storey un-insulated light process factory building. | Location Adjustment Applicable (See Guidance Notes) - ERC = UK mean of 1.00 | (BEAMS Note 2) The ERC for this item should be added to all other rateable items on the hereditament (except land). Therefore the total of the ERC of the other Building Items and the P&M ERC (where applicable) to enable the correct contract size adjustment to be made. ERC of Building Component + ERC of P&M = Total ERC to which contract size adjustment should be applied. The appropriate % adjustment should be made in accordance with the scale for contract size adjustment specified under section 6 of the RCG 2023 Guidance notes. The currency ERC rates are set at £4m (Four Million Pounds) @ 1st April 2021 (AVD) for the RCG 2023 Publication. | Costs exclude external works. | - | - | - | The plant and machinery listed in the description has been included in this costing. | - | - | Factory Buildings - Process Light Asbestos Sheet Clad | - | 10114 |  | M2 | - | NA | NA | NA | 199.8953 | Option 1 | 247.831 | 23.98% | 0 | 0 | -100% | -100% | 0 | -100% | Redirected | NA | VOA_GPN_GOV_UK\7246041 | 2019-08-30 | Low | - | - | Redirected, low risk | NA | - | NA | SPONS A&B | NA | (BEAMS Note 2) The ERC for this item should be added to all other rateable items on the hereditament (except land). Therefore the total of the ERC of the other Building Items and the P&M ERC (where applicable) to enable the correct contract size adjustment to be made. ERC of Building Component + ERC of P&M = Total ERC to which contract size adjustment should be applied. The appropriate % adjustment should be made in accordance with the scale for contract size adjustment specified under section 6 of the RCG 2021 Guidance notes. The currency ERC rates are set at £4m (Four Million Pounds) @ 1st April 2019 (AVD) for the RCG 2021 Publication. | Factory Buildings - Process Light Asbestos Sheet Clad | - | 2 | TRUE
1883 | 41P06K | 6528 | 41P06K | Factory buildings process | Light - asbestos cladding | Flat or corrugated | 501m² - 1000m² | Eaves ht - 5.5m | Building Construction : - Foundations : Concrete pad and strip foundations with 150mm mesh reinforced concrete slab. Frame : Light steel frame. Upper Floors : None. Roof : Single skin Profile Six corrugated asbestos sheet, hook bolted to steel purlins with plastic headed screws, translucent sheet glazing; rainwater gutters, and down pipes. External Walls : 100mm brickwork infill to 1.0m; single skin Profile Six corrugated asbestos sheet, hook bolted to steel purlins with plastic headed screws, translucent sheet glazing: access doors goods/personnel. Windows and Doors : Single glazed windows in metal frames. Steel doors set within metal frames. Internal Walls : None. Internal Finishes : None. Building Services : - Electric light and power, water laid on, toilets, unheated. Accommodation : - Single storey un-insulated light process factory building. | Location Adjustment Applicable (See Guidance Notes) - ERC = UK mean of 1.00 | (BEAMS Note 2) The ERC for this item should be added to all other rateable items on the hereditament (except land). Therefore the total of the ERC of the other Building Items and the P&M ERC (where applicable) to enable the correct contract size adjustment to be made. ERC of Building Component + ERC of P&M = Total ERC to which contract size adjustment should be applied. The appropriate % adjustment should be made in accordance with the scale for contract size adjustment specified under section 6 of the RCG 2023 Guidance notes. The currency ERC rates are set at £4m (Four Million Pounds) @ 1st April 2021 (AVD) for the RCG 2023 Publication. | Costs exclude external works. | - | - | - | The plant and machinery listed in the description has been included in this costing. | - | - | Factory Buildings - Process Light Asbestos Sheet Clad | - | 10114 |  | M2 | - | NA | NA | NA | 209.8901 | Option 1 | 260.2226 | 23.98% | 0 | 0 | -100% | -100% | 0 | -100% | Redirected | NA | VOA_GPN_GOV_UK\7246041 | 2019-08-30 | Low | - | - | Redirected, low risk | NA | - | NA | SPONS A&B | NA | (BEAMS Note 2) The ERC for this item should be added to all other rateable items on the hereditament (except land). Therefore the total of the ERC of the other Building Items and the P&M ERC (where applicable) to enable the correct contract size adjustment to be made. ERC of Building Component + ERC of P&M = Total ERC to which contract size adjustment should be applied. The appropriate % adjustment should be made in accordance with the scale for contract size adjustment specified under section 6 of the RCG 2021 Guidance notes. The currency ERC rates are set at £4m (Four Million Pounds) @ 1st April 2019 (AVD) for the RCG 2021 Publication. | Factory Buildings - Process Light Asbestos Sheet Clad | - | 2 | TRUE
1884 | 41P06M | 6529 | 41P06M | Factory buildings process | Light - asbestos cladding | Flat or corrugated | 501m² - 1000m² | Eaves ht - 6.0m | Building Construction : - Foundations : Concrete pad and strip foundations with 150mm mesh reinforced concrete slab. Frame : Light steel frame. Upper Floors : None. Roof : Single skin Profile Six corrugated asbestos sheet, hook bolted to steel purlins with plastic headed screws, translucent sheet glazing; rainwater gutters, and down pipes. External Walls : 100mm brickwork infill to 1.0m; single skin Profile Six corrugated asbestos sheet, hook bolted to steel purlins with plastic headed screws, translucent sheet glazing: access doors goods/personnel. Windows and Doors : Single glazed windows in metal frames. Steel doors set within metal frames. Internal Walls : None. Internal Finishes : None. Building Services : - Electric light and power, water laid on, toilets, unheated. Accommodation : - Single storey un-insulated light process factory building. | Location Adjustment Applicable (See Guidance Notes) - ERC = UK mean of 1.00 | (BEAMS Note 2) The ERC for this item should be added to all other rateable items on the hereditament (except land). Therefore the total of the ERC of the other Building Items and the P&M ERC (where applicable) to enable the correct contract size adjustment to be made. ERC of Building Component + ERC of P&M = Total ERC to which contract size adjustment should be applied. The appropriate % adjustment should be made in accordance with the scale for contract size adjustment specified under section 6 of the RCG 2023 Guidance notes. The currency ERC rates are set at £4m (Four Million Pounds) @ 1st April 2021 (AVD) for the RCG 2023 Publication. | Costs exclude external works. | - | - | - | The plant and machinery listed in the description has been included in this costing. | - | - | Factory Buildings - Process Light Asbestos Sheet Clad | - | 10114 |  | M2 | - | NA | NA | NA | 212.1966 | Option 1 | 263.0822 | 23.98% | 0 | 0 | -100% | -100% | 0 | -100% | Redirected | NA | VOA_GPN_GOV_UK\7246041 | 2019-08-30 | Low | - | - | Redirected, low risk | NA | - | NA | SPONS A&B | NA | (BEAMS Note 2) The ERC for this item should be added to all other rateable items on the hereditament (except land). Therefore the total of the ERC of the other Building Items and the P&M ERC (where applicable) to enable the correct contract size adjustment to be made. ERC of Building Component + ERC of P&M = Total ERC to which contract size adjustment should be applied. The appropriate % adjustment should be made in accordance with the scale for contract size adjustment specified under section 6 of the RCG 2021 Guidance notes. The currency ERC rates are set at £4m (Four Million Pounds) @ 1st April 2019 (AVD) for the RCG 2021 Publication. | Factory Buildings - Process Light Asbestos Sheet Clad | - | 2 | TRUE
1885 | 41P06P | 6530 | 41P06P | Factory buildings process | Light - asbestos cladding | Flat or corrugated | 501m² - 1000m² | Eaves ht - 6.5m | Building Construction : - Foundations : Concrete pad and strip foundations with 150mm mesh reinforced concrete slab. Frame : Light steel frame. Upper Floors : None. Roof : Single skin Profile Six corrugated asbestos sheet, hook bolted to steel purlins with plastic headed screws, translucent sheet glazing; rainwater gutters, and down pipes. External Walls : 100mm brickwork infill to 1.0m; single skin Profile Six corrugated asbestos sheet, hook bolted to steel purlins with plastic headed screws, translucent sheet glazing: access doors goods/personnel. Windows and Doors : Single glazed windows in metal frames. Steel doors set within metal frames. Internal Walls : None. Internal Finishes : None. Building Services : - Electric light and power, water laid on, toilets, unheated. Accommodation : - Single storey un-insulated light process factory building. | Location Adjustment Applicable (See Guidance Notes) - ERC = UK mean of 1.00 | (BEAMS Note 2) The ERC for this item should be added to all other rateable items on the hereditament (except land). Therefore the total of the ERC of the other Building Items and the P&M ERC (where applicable) to enable the correct contract size adjustment to be made. ERC of Building Component + ERC of P&M = Total ERC to which contract size adjustment should be applied. The appropriate % adjustment should be made in accordance with the scale for contract size adjustment specified under section 6 of the RCG 2023 Guidance notes. The currency ERC rates are set at £4m (Four Million Pounds) @ 1st April 2021 (AVD) for the RCG 2023 Publication. | Costs exclude external works. | - | - | - | The plant and machinery listed in the description has been included in this costing. | - | - | Factory Buildings - Process Light Asbestos Sheet Clad | - | 10114 |  | M2 | - | NA | NA | NA | 214.5031 | Option 1 | 265.9418 | 23.98% | 0 | 0 | -100% | -100% | 0 | -100% | Redirected | NA | VOA_GPN_GOV_UK\7246041 | 2019-08-30 | Low | - | - | Redirected, low risk | NA | - | NA | SPONS A&B | NA | (BEAMS Note 2) The ERC for this item should be added to all other rateable items on the hereditament (except land). Therefore the total of the ERC of the other Building Items and the P&M ERC (where applicable) to enable the correct contract size adjustment to be made. ERC of Building Component + ERC of P&M = Total ERC to which contract size adjustment should be applied. The appropriate % adjustment should be made in accordance with the scale for contract size adjustment specified under section 6 of the RCG 2021 Guidance notes. The currency ERC rates are set at £4m (Four Million Pounds) @ 1st April 2019 (AVD) for the RCG 2021 Publication. | Factory Buildings - Process Light Asbestos Sheet Clad | - | 2 | TRUE
1886 | 41P06R | 6231 | 41P06R | Factory buildings process | Light - asbestos cladding | Flat or corrugated | 501m² - 1000m² | Eaves ht - 7.0m | Building Construction : - Foundations : Concrete pad and strip foundations with 150mm mesh reinforced concrete slab. Frame : Light steel frame. Upper Floors : None. Roof : Single skin Profile Six corrugated asbestos sheet, hook bolted to steel purlins with plastic headed screws, translucent sheet glazing; rainwater gutters, and down pipes. External Walls : 100mm brickwork infill to 1.0m; single skin Profile Six corrugated asbestos sheet, hook bolted to steel purlins with plastic headed screws, translucent sheet glazing: access doors goods/personnel. Windows and Doors : Single glazed windows in metal frames. Steel doors set within metal frames. Internal Walls : None. Internal Finishes : None. Building Services : - Electric light and power, water laid on, toilets, unheated. Accommodation : - Single storey un-insulated light process factory building. | Location Adjustment Applicable (See Guidance Notes) - ERC = UK mean of 1.00 | (BEAMS Note 2) The ERC for this item should be added to all other rateable items on the hereditament (except land). Therefore the total of the ERC of the other Building Items and the P&M ERC (where applicable) to enable the correct contract size adjustment to be made. ERC of Building Component + ERC of P&M = Total ERC to which contract size adjustment should be applied. The appropriate % adjustment should be made in accordance with the scale for contract size adjustment specified under section 6 of the RCG 2023 Guidance notes. The currency ERC rates are set at £4m (Four Million Pounds) @ 1st April 2021 (AVD) for the RCG 2023 Publication. | Costs exclude external works. | - | - | - | The plant and machinery listed in the description has been included in this costing. | - | - | Factory Buildings - Process Light Asbestos Sheet Clad | - | 10114 |  | M2 | - | NA | NA | NA | 216.8095 | Option 1 | 268.8014 | 23.98% | 0 | 0 | -100% | -100% | 0 | -100% | Redirected | NA | VOA_GPN_GOV_UK\7246041 | 2019-08-30 | Low | - | - | Redirected, low risk | NA | - | NA | SPONS A&B | NA | (BEAMS Note 2) The ERC for this item should be added to all other rateable items on the hereditament (except land). Therefore the total of the ERC of the other Building Items and the P&M ERC (where applicable) to enable the correct contract size adjustment to be made. ERC of Building Component + ERC of P&M = Total ERC to which contract size adjustment should be applied. The appropriate % adjustment should be made in accordance with the scale for contract size adjustment specified under section 6 of the RCG 2021 Guidance notes. The currency ERC rates are set at £4m (Four Million Pounds) @ 1st April 2019 (AVD) for the RCG 2021 Publication. | Factory Buildings - Process Light Asbestos Sheet Clad | - | 2 | TRUE
1887 | 41P06T | 6232 | 41P06T | Factory buildings process | Light - asbestos cladding | Flat or corrugated | 501m² - 1000m² | Eaves ht - 7.5m | Building Construction : - Foundations : Concrete pad and strip foundations with 150mm mesh reinforced concrete slab. Frame : Light steel frame. Upper Floors : None. Roof : Single skin Profile Six corrugated asbestos sheet, hook bolted to steel purlins with plastic headed screws, translucent sheet glazing; rainwater gutters, and down pipes. External Walls : 100mm brickwork infill to 1.0m; single skin Profile Six corrugated asbestos sheet, hook bolted to steel purlins with plastic headed screws, translucent sheet glazing: access doors goods/personnel. Windows and Doors : Single glazed windows in metal frames. Steel doors set within metal frames. Internal Walls : None. Internal Finishes : None. Building Services : - Electric light and power, water laid on, toilets, unheated. Accommodation : - Single storey un-insulated light process factory building. | Location Adjustment Applicable (See Guidance Notes) - ERC = UK mean of 1.00 | (BEAMS Note 2) The ERC for this item should be added to all other rateable items on the hereditament (except land). Therefore the total of the ERC of the other Building Items and the P&M ERC (where applicable) to enable the correct contract size adjustment to be made. ERC of Building Component + ERC of P&M = Total ERC to which contract size adjustment should be applied. The appropriate % adjustment should be made in accordance with the scale for contract size adjustment specified under section 6 of the RCG 2023 Guidance notes. The currency ERC rates are set at £4m (Four Million Pounds) @ 1st April 2021 (AVD) for the RCG 2023 Publication. | Costs exclude external works. | - | - | - | The plant and machinery listed in the description has been included in this costing. | - | - | Factory Buildings - Process Light Asbestos Sheet Clad | - | 10114 |  | M2 | - | NA | NA | NA | 219.8848 | Option 1 | 272.6141 | 23.98% | 0 | 0 | -100% | -100% | 0 | -100% | Redirected | NA | VOA_GPN_GOV_UK\7246041 | 2019-08-30 | Low | - | - | Redirected, low risk | NA | - | NA | SPONS A&B | NA | (BEAMS Note 2) The ERC for this item should be added to all other rateable items on the hereditament (except land). Therefore the total of the ERC of the other Building Items and the P&M ERC (where applicable) to enable the correct contract size adjustment to be made. ERC of Building Component + ERC of P&M = Total ERC to which contract size adjustment should be applied. The appropriate % adjustment should be made in accordance with the scale for contract size adjustment specified under section 6 of the RCG 2021 Guidance notes. The currency ERC rates are set at £4m (Four Million Pounds) @ 1st April 2019 (AVD) for the RCG 2021 Publication. | Factory Buildings - Process Light Asbestos Sheet Clad | - | 2 | TRUE
1888 | 41P07A | 6233 | 41P07A | Factory buildings process | Light - asbestos cladding | Flat or corrugated | 501m² - 1000m² | Eaves ht - 8.0m | Building Construction : - Foundations : Concrete pad and strip foundations with 150mm mesh reinforced concrete slab. Frame : Light steel frame. Upper Floors : None. Roof : Single skin Profile Six corrugated asbestos sheet, hook bolted to steel purlins with plastic headed screws, translucent sheet glazing; rainwater gutters, and down pipes. External Walls : 100mm brickwork infill to 1.0m; single skin Profile Six corrugated asbestos sheet, hook bolted to steel purlins with plastic headed screws, translucent sheet glazing: access doors goods/personnel. Windows and Doors : Single glazed windows in metal frames. Steel doors set within metal frames. Internal Walls : None. Internal Finishes : None. Building Services : - Electric light and power, water laid on, toilets, unheated. Accommodation : - Single storey un-insulated light process factory building. | Location Adjustment Applicable (See Guidance Notes) - ERC = UK mean of 1.00 | (BEAMS Note 2) The ERC for this item should be added to all other rateable items on the hereditament (except land). Therefore the total of the ERC of the other Building Items and the P&M ERC (where applicable) to enable the correct contract size adjustment to be made. ERC of Building Component + ERC of P&M = Total ERC to which contract size adjustment should be applied. The appropriate % adjustment should be made in accordance with the scale for contract size adjustment specified under section 6 of the RCG 2023 Guidance notes. The currency ERC rates are set at £4m (Four Million Pounds) @ 1st April 2021 (AVD) for the RCG 2023 Publication. | Costs exclude external works. | - | - | - | The plant and machinery listed in the description has been included in this costing. | - | - | Factory Buildings - Process Light Asbestos Sheet Clad | - | 10114 |  | M2 | - | NA | NA | NA | 236.7991 | Option 1 | 293.5845 | 23.98% | 0 | 0 | -100% | -100% | 0 | -100% | Redirected | NA | VOA_GPN_GOV_UK\7246041 | 2019-08-30 | Low | - | - | Redirected, low risk | NA | - | NA | SPONS A&B | NA | (BEAMS Note 2) The ERC for this item should be added to all other rateable items on the hereditament (except land). Therefore the total of the ERC of the other Building Items and the P&M ERC (where applicable) to enable the correct contract size adjustment to be made. ERC of Building Component + ERC of P&M = Total ERC to which contract size adjustment should be applied. The appropriate % adjustment should be made in accordance with the scale for contract size adjustment specified under section 6 of the RCG 2021 Guidance notes. The currency ERC rates are set at £4m (Four Million Pounds) @ 1st April 2019 (AVD) for the RCG 2021 Publication. | Factory Buildings - Process Light Asbestos Sheet Clad | - | 2 | TRUE
1889 | 41P07C | 6234 | 41P07C | Factory buildings process | Light - asbestos cladding | Flat or corrugated | 501m² - 1000m² | Eaves ht - 8.5m | Building Construction : - Foundations : Concrete pad and strip foundations with 150mm mesh reinforced concrete slab. Frame : Light steel frame. Upper Floors : None. Roof : Single skin Profile Six corrugated asbestos sheet, hook bolted to steel purlins with plastic headed screws, translucent sheet glazing; rainwater gutters, and down pipes. External Walls : 100mm brickwork infill to 1.0m; single skin Profile Six corrugated asbestos sheet, hook bolted to steel purlins with plastic headed screws, translucent sheet glazing: access doors goods/personnel. Windows and Doors : Single glazed windows in metal frames. Steel doors set within metal frames. Internal Walls : None. Internal Finishes : None. Building Services : - Electric light and power, water laid on, toilets, unheated. Accommodation : - Single storey un-insulated light process factory building. | Location Adjustment Applicable (See Guidance Notes) - ERC = UK mean of 1.00 | (BEAMS Note 2) The ERC for this item should be added to all other rateable items on the hereditament (except land). Therefore the total of the ERC of the other Building Items and the P&M ERC (where applicable) to enable the correct contract size adjustment to be made. ERC of Building Component + ERC of P&M = Total ERC to which contract size adjustment should be applied. The appropriate % adjustment should be made in accordance with the scale for contract size adjustment specified under section 6 of the RCG 2023 Guidance notes. The currency ERC rates are set at £4m (Four Million Pounds) @ 1st April 2021 (AVD) for the RCG 2023 Publication. | Costs exclude external works. | - | - | - | The plant and machinery listed in the description has been included in this costing. | - | - | Factory Buildings - Process Light Asbestos Sheet Clad | - | 10114 |  | M2 | - | NA | NA | NA | 239.8744 | Option 1 | 297.3972 | 23.98% | 0 | 0 | -100% | -100% | 0 | -100% | Redirected | NA | VOA_GPN_GOV_UK\7246041 | 2019-08-30 | Low | - | - | Redirected, low risk | NA | - | NA | SPONS A&B | NA | (BEAMS Note 2) The ERC for this item should be added to all other rateable items on the hereditament (except land). Therefore the total of the ERC of the other Building Items and the P&M ERC (where applicable) to enable the correct contract size adjustment to be made. ERC of Building Component + ERC of P&M = Total ERC to which contract size adjustment should be applied. The appropriate % adjustment should be made in accordance with the scale for contract size adjustment specified under section 6 of the RCG 2021 Guidance notes. The currency ERC rates are set at £4m (Four Million Pounds) @ 1st April 2019 (AVD) for the RCG 2021 Publication. | Factory Buildings - Process Light Asbestos Sheet Clad | - | 2 | TRUE
1890 | 41P07E | 6500 | 41P07E | Factory buildings process | Light - asbestos cladding | Flat or corrugated | 501m² - 1000m² | Eaves ht - 9.0m | Building Construction : - Foundations : Concrete pad and strip foundations with 150mm mesh reinforced concrete slab. Frame : Light steel frame. Upper Floors : None. Roof : Single skin Profile Six corrugated asbestos sheet, hook bolted to steel purlins with plastic headed screws, translucent sheet glazing; rainwater gutters, and down pipes. External Walls : 100mm brickwork infill to 1.0m; single skin Profile Six corrugated asbestos sheet, hook bolted to steel purlins with plastic headed screws, translucent sheet glazing: access doors goods/personnel. Windows and Doors : Single glazed windows in metal frames. Steel doors set within metal frames. Internal Walls : None. Internal Finishes : None. Building Services : - Electric light and power, water laid on, toilets, unheated. Accommodation : - Single storey un-insulated light process factory building. | Location Adjustment Applicable (See Guidance Notes) - ERC = UK mean of 1.00 | (BEAMS Note 2) The ERC for this item should be added to all other rateable items on the hereditament (except land). Therefore the total of the ERC of the other Building Items and the P&M ERC (where applicable) to enable the correct contract size adjustment to be made. ERC of Building Component + ERC of P&M = Total ERC to which contract size adjustment should be applied. The appropriate % adjustment should be made in accordance with the scale for contract size adjustment specified under section 6 of the RCG 2023 Guidance notes. The currency ERC rates are set at £4m (Four Million Pounds) @ 1st April 2021 (AVD) for the RCG 2023 Publication. | Costs exclude external works. | - | - | - | The plant and machinery listed in the description has been included in this costing. | - | - | Factory Buildings - Process Light Asbestos Sheet Clad | - | 10114 |  | M2 | - | NA | NA | NA | 242.1809 | Option 1 | 300.2568 | 23.98% | 0 | 0 | -100% | -100% | 0 | -100% | Redirected | NA | VOA_GPN_GOV_UK\7246041 | 2019-08-30 | Low | - | - | Redirected, low risk | NA | - | NA | SPONS A&B | NA | (BEAMS Note 2) The ERC for this item should be added to all other rateable items on the hereditament (except land). Therefore the total of the ERC of the other Building Items and the P&M ERC (where applicable) to enable the correct contract size adjustment to be made. ERC of Building Component + ERC of P&M = Total ERC to which contract size adjustment should be applied. The appropriate % adjustment should be made in accordance with the scale for contract size adjustment specified under section 6 of the RCG 2021 Guidance notes. The currency ERC rates are set at £4m (Four Million Pounds) @ 1st April 2019 (AVD) for the RCG 2021 Publication. | Factory Buildings - Process Light Asbestos Sheet Clad | - | 2 | TRUE
1891 | 41P07G | 6235 | 41P07G | Factory buildings process | Light - asbestos cladding | Flat or corrugated | 501m² - 1000m² | Eaves ht - 9.5m | Building Construction : - Foundations : Concrete pad and strip foundations with 150mm mesh reinforced concrete slab. Frame : Light steel frame. Upper Floors : None. Roof : Single skin Profile Six corrugated asbestos sheet, hook bolted to steel purlins with plastic headed screws, translucent sheet glazing; rainwater gutters, and down pipes. External Walls : 100mm brickwork infill to 1.0m; single skin Profile Six corrugated asbestos sheet, hook bolted to steel purlins with plastic headed screws, translucent sheet glazing: access doors goods/personnel. Windows and Doors : Single glazed windows in metal frames. Steel doors set within metal frames. Internal Walls : None. Internal Finishes : None. Building Services : - Electric light and power, water laid on, toilets, unheated. Accommodation : - Single storey un-insulated light process factory building. | Location Adjustment Applicable (See Guidance Notes) - ERC = UK mean of 1.00 | (BEAMS Note 2) The ERC for this item should be added to all other rateable items on the hereditament (except land). Therefore the total of the ERC of the other Building Items and the P&M ERC (where applicable) to enable the correct contract size adjustment to be made. ERC of Building Component + ERC of P&M = Total ERC to which contract size adjustment should be applied. The appropriate % adjustment should be made in accordance with the scale for contract size adjustment specified under section 6 of the RCG 2023 Guidance notes. The currency ERC rates are set at £4m (Four Million Pounds) @ 1st April 2021 (AVD) for the RCG 2023 Publication. | Costs exclude external works. | - | - | - | The plant and machinery listed in the description has been included in this costing. | - | - | Factory Buildings - Process Light Asbestos Sheet Clad | - | 10114 |  | M2 | - | NA | NA | NA | 245.2562 | Option 1 | 304.0696 | 23.98% | 0 | 0 | -100% | -100% | 0 | -100% | Redirected | NA | VOA_GPN_GOV_UK\7246041 | 2019-08-30 | Low | - | - | Redirected, low risk | NA | - | NA | SPONS A&B | NA | (BEAMS Note 2) The ERC for this item should be added to all other rateable items on the hereditament (except land). Therefore the total of the ERC of the other Building Items and the P&M ERC (where applicable) to enable the correct contract size adjustment to be made. ERC of Building Component + ERC of P&M = Total ERC to which contract size adjustment should be applied. The appropriate % adjustment should be made in accordance with the scale for contract size adjustment specified under section 6 of the RCG 2021 Guidance notes. The currency ERC rates are set at £4m (Four Million Pounds) @ 1st April 2019 (AVD) for the RCG 2021 Publication. | Factory Buildings - Process Light Asbestos Sheet Clad | - | 2 | TRUE
1892 | 41P07K | 6236 | 41P07K | Factory buildings process | Light - asbestos cladding | Flat or corrugated | 501m² - 1000m² | Eaves ht - 10.0m | Building Construction : - Foundations : Concrete pad and strip foundations with 150mm mesh reinforced concrete slab. Frame : Light steel frame. Upper Floors : None. Roof : Single skin Profile Six corrugated asbestos sheet, hook bolted to steel purlins with plastic headed screws, translucent sheet glazing; rainwater gutters, and down pipes. External Walls : 100mm brickwork infill to 1.0m; single skin Profile Six corrugated asbestos sheet, hook bolted to steel purlins with plastic headed screws, translucent sheet glazing: access doors goods/personnel. Windows and Doors : Single glazed windows in metal frames. Steel doors set within metal frames. Internal Walls : None. Internal Finishes : None. Building Services : - Electric light and power, water laid on, toilets, unheated. Accommodation : - Single storey un-insulated light process factory building. | Location Adjustment Applicable (See Guidance Notes) - ERC = UK mean of 1.00 | (BEAMS Note 2) The ERC for this item should be added to all other rateable items on the hereditament (except land). Therefore the total of the ERC of the other Building Items and the P&M ERC (where applicable) to enable the correct contract size adjustment to be made. ERC of Building Component + ERC of P&M = Total ERC to which contract size adjustment should be applied. The appropriate % adjustment should be made in accordance with the scale for contract size adjustment specified under section 6 of the RCG 2023 Guidance notes. The currency ERC rates are set at £4m (Four Million Pounds) @ 1st April 2021 (AVD) for the RCG 2023 Publication. | Costs exclude external works. | - | - | - | The plant and machinery listed in the description has been included in this costing. | - | - | Factory Buildings - Process Light Asbestos Sheet Clad | - | 10114 |  | M2 | - | NA | NA | NA | 248.3315 | Option 1 | 307.8824 | 23.98% | 0 | 0 | -100% | -100% | 0 | -100% | Redirected | NA | VOA_GPN_GOV_UK\7246041 | 2019-08-30 | Low | - | - | Redirected, low risk | NA | - | NA | SPONS A&B | NA | (BEAMS Note 2) The ERC for this item should be added to all other rateable items on the hereditament (except land). Therefore the total of the ERC of the other Building Items and the P&M ERC (where applicable) to enable the correct contract size adjustment to be made. ERC of Building Component + ERC of P&M = Total ERC to which contract size adjustment should be applied. The appropriate % adjustment should be made in accordance with the scale for contract size adjustment specified under section 6 of the RCG 2021 Guidance notes. The currency ERC rates are set at £4m (Four Million Pounds) @ 1st April 2019 (AVD) for the RCG 2021 Publication. | Factory Buildings - Process Light Asbestos Sheet Clad | - | 2 | TRUE
1893 | 41P07P | 6237 | 41P07P | Factory buildings process | Light - asbestos cladding | Flat or corrugated | 501m² - 1000m² | Eaves ht - 11.0m | Building Construction : - Foundations : Concrete pad and strip foundations with 150mm mesh reinforced concrete slab. Frame : Light steel frame. Upper Floors : None. Roof : Single skin Profile Six corrugated asbestos sheet, hook bolted to steel purlins with plastic headed screws, translucent sheet glazing; rainwater gutters, and down pipes. External Walls : 100mm brickwork infill to 1.0m; single skin Profile Six corrugated asbestos sheet, hook bolted to steel purlins with plastic headed screws, translucent sheet glazing: access doors goods/personnel. Windows and Doors : Single glazed windows in metal frames. Steel doors set within metal frames. Internal Walls : None. Internal Finishes : None. Building Services : - Electric light and power, water laid on, toilets, unheated. Accommodation : - Single storey un-insulated light process factory building. | Location Adjustment Applicable (See Guidance Notes) - ERC = UK mean of 1.00 | (BEAMS Note 2) The ERC for this item should be added to all other rateable items on the hereditament (except land). Therefore the total of the ERC of the other Building Items and the P&M ERC (where applicable) to enable the correct contract size adjustment to be made. ERC of Building Component + ERC of P&M = Total ERC to which contract size adjustment should be applied. The appropriate % adjustment should be made in accordance with the scale for contract size adjustment specified under section 6 of the RCG 2023 Guidance notes. The currency ERC rates are set at £4m (Four Million Pounds) @ 1st April 2021 (AVD) for the RCG 2023 Publication. | Costs exclude external works. | - | - | - | The plant and machinery listed in the description has been included in this costing. | - | - | Factory Buildings - Process Light Asbestos Sheet Clad | - | 10114 |  | M2 | - | NA | NA | NA | 254.4821 | Option 1 | 315.508 | 23.98% | 0 | 0 | -100% | -100% | 0 | -100% | Redirected | NA | VOA_GPN_GOV_UK\7246041 | 2019-08-30 | Low | - | - | Redirected, low risk | NA | - | NA | SPONS A&B | NA | (BEAMS Note 2) The ERC for this item should be added to all other rateable items on the hereditament (except land). Therefore the total of the ERC of the other Building Items and the P&M ERC (where applicable) to enable the correct contract size adjustment to be made. ERC of Building Component + ERC of P&M = Total ERC to which contract size adjustment should be applied. The appropriate % adjustment should be made in accordance with the scale for contract size adjustment specified under section 6 of the RCG 2021 Guidance notes. The currency ERC rates are set at £4m (Four Million Pounds) @ 1st April 2019 (AVD) for the RCG 2021 Publication. | Factory Buildings - Process Light Asbestos Sheet Clad | - | 2 | TRUE
1894 | 41P07T | 6238 | 41P07T | Factory buildings process | Light - asbestos cladding | Flat or corrugated | 501m² - 1000m² | Eaves ht - 12.0m | Building Construction : - Foundations : Concrete pad and strip foundations with 150mm mesh reinforced concrete slab. Frame : Light steel frame. Upper Floors : None. Roof : Single skin Profile Six corrugated asbestos sheet, hook bolted to steel purlins with plastic headed screws, translucent sheet glazing; rainwater gutters, and down pipes. External Walls : 100mm brickwork infill to 1.0m; single skin Profile Six corrugated asbestos sheet, hook bolted to steel purlins with plastic headed screws, translucent sheet glazing: access doors goods/personnel. Windows and Doors : Single glazed windows in metal frames. Steel doors set within metal frames. Internal Walls : None. Internal Finishes : None. Building Services : - Electric light and power, water laid on, toilets, unheated. Accommodation : - Single storey un-insulated light process factory building. | Location Adjustment Applicable (See Guidance Notes) - ERC = UK mean of 1.00 | (BEAMS Note 2) The ERC for this item should be added to all other rateable items on the hereditament (except land). Therefore the total of the ERC of the other Building Items and the P&M ERC (where applicable) to enable the correct contract size adjustment to be made. ERC of Building Component + ERC of P&M = Total ERC to which contract size adjustment should be applied. The appropriate % adjustment should be made in accordance with the scale for contract size adjustment specified under section 6 of the RCG 2023 Guidance notes. The currency ERC rates are set at £4m (Four Million Pounds) @ 1st April 2021 (AVD) for the RCG 2023 Publication. | Costs exclude external works. | - | - | - | The plant and machinery listed in the description has been included in this costing. | - | - | Factory Buildings - Process Light Asbestos Sheet Clad | - | 10114 |  | M2 | - | NA | NA | NA | 260.6327 | Option 1 | 323.1335 | 23.98% | 0 | 0 | -100% | -100% | 0 | -100% | Redirected | NA | VOA_GPN_GOV_UK\7246041 | 2019-08-30 | Low | - | - | Redirected, low risk | NA | - | NA | SPONS A&B | NA | (BEAMS Note 2) The ERC for this item should be added to all other rateable items on the hereditament (except land). Therefore the total of the ERC of the other Building Items and the P&M ERC (where applicable) to enable the correct contract size adjustment to be made. ERC of Building Component + ERC of P&M = Total ERC to which contract size adjustment should be applied. The appropriate % adjustment should be made in accordance with the scale for contract size adjustment specified under section 6 of the RCG 2021 Guidance notes. The currency ERC rates are set at £4m (Four Million Pounds) @ 1st April 2019 (AVD) for the RCG 2021 Publication. | Factory Buildings - Process Light Asbestos Sheet Clad | - | 2 | TRUE
1895 | 41P08A | 6239 | 41P08A | Factory buildings process | Light - asbestos cladding | Flat or corrugated | > 5000m² | Eaves ht - 3.0m | Building Construction : - Foundations : Concrete pad and strip foundations with 150mm mesh reinforced concrete slab. Frame : Light steel frame. Upper Floors : None. Roof : Single skin Profile Six corrugated asbestos sheet, hook bolted to steel purlins with plastic headed screws, translucent sheet glazing; rainwater gutters, and down pipes. External Walls : 100mm brickwork infill to 1.0m; single skin Profile Six corrugated asbestos sheet, hook bolted to steel purlins with plastic headed screws, translucent sheet glazing: access doors goods/personnel. Windows and Doors : Single glazed windows in metal frames. Steel doors set within metal frames. Internal Walls : None. Internal Finishes : None. Building Services : - Electric light and power, water laid on, toilets, unheated. Accommodation : - Single storey un-insulated light process factory building. | Location Adjustment Applicable (See Guidance Notes) - ERC = UK mean of 1.00 | (BEAMS Note 2) The ERC for this item should be added to all other rateable items on the hereditament (except land). Therefore the total of the ERC of the other Building Items and the P&M ERC (where applicable) to enable the correct contract size adjustment to be made. ERC of Building Component + ERC of P&M = Total ERC to which contract size adjustment should be applied. The appropriate % adjustment should be made in accordance with the scale for contract size adjustment specified under section 6 of the RCG 2023 Guidance notes. The currency ERC rates are set at £4m (Four Million Pounds) @ 1st April 2021 (AVD) for the RCG 2023 Publication. | Costs exclude external works. | - | - | - | The plant and machinery listed in the description has been included in this costing. | - | - | Factory Buildings - Process Light Asbestos Sheet Clad | - | 10115 |  | M2 | - | NA | NA | NA | 170.6798 | Option 1 | 211.6096 | 23.98% | 0 | 0 | -100% | -100% | 0 | -100% | Redirected | NA | VOA_GPN_GOV_UK\7246041 | 2019-08-30 | Low | - | - | Redirected, low risk | NA | - | NA | SPONS A&B | NA | (BEAMS Note 2) The ERC for this item should be added to all other rateable items on the hereditament (except land). Therefore the total of the ERC of the other Building Items and the P&M ERC (where applicable) to enable the correct contract size adjustment to be made. ERC of Building Component + ERC of P&M = Total ERC to which contract size adjustment should be applied. The appropriate % adjustment should be made in accordance with the scale for contract size adjustment specified under section 6 of the RCG 2021 Guidance notes. The currency ERC rates are set at £4m (Four Million Pounds) @ 1st April 2019 (AVD) for the RCG 2021 Publication. | Factory Buildings - Process Light Asbestos Sheet Clad | - | 2 | TRUE
1896 | 41P08C | 6240 | 41P08C | Factory buildings process | Light - asbestos cladding | Flat or corrugated | > 5000m² | Eaves ht - 3.5m | Building Construction : - Foundations : Concrete pad and strip foundations with 150mm mesh reinforced concrete slab. Frame : Light steel frame. Upper Floors : None. Roof : Single skin Profile Six corrugated asbestos sheet, hook bolted to steel purlins with plastic headed screws, translucent sheet glazing; rainwater gutters, and down pipes. External Walls : 100mm brickwork infill to 1.0m; single skin Profile Six corrugated asbestos sheet, hook bolted to steel purlins with plastic headed screws, translucent sheet glazing: access doors goods/personnel. Windows and Doors : Single glazed windows in metal frames. Steel doors set within metal frames. Internal Walls : None. Internal Finishes : None. Building Services : - Electric light and power, water laid on, toilets, unheated. Accommodation : - Single storey un-insulated light process factory building. | Location Adjustment Applicable (See Guidance Notes) - ERC = UK mean of 1.00 | (BEAMS Note 2) The ERC for this item should be added to all other rateable items on the hereditament (except land). Therefore the total of the ERC of the other Building Items and the P&M ERC (where applicable) to enable the correct contract size adjustment to be made. ERC of Building Component + ERC of P&M = Total ERC to which contract size adjustment should be applied. The appropriate % adjustment should be made in accordance with the scale for contract size adjustment specified under section 6 of the RCG 2023 Guidance notes. The currency ERC rates are set at £4m (Four Million Pounds) @ 1st April 2021 (AVD) for the RCG 2023 Publication. | Costs exclude external works. | - | - | - | The plant and machinery listed in the description has been included in this costing. | - | - | Factory Buildings - Process Light Asbestos Sheet Clad | - | 10115 |  | M2 | - | NA | NA | NA | 172.2175 | Option 1 | 213.516 | 23.98% | 0 | 0 | -100% | -100% | 0 | -100% | Redirected | NA | VOA_GPN_GOV_UK\7246041 | 2019-08-30 | Low | - | - | Redirected, low risk | NA | - | NA | SPONS A&B | NA | (BEAMS Note 2) The ERC for this item should be added to all other rateable items on the hereditament (except land). Therefore the total of the ERC of the other Building Items and the P&M ERC (where applicable) to enable the correct contract size adjustment to be made. ERC of Building Component + ERC of P&M = Total ERC to which contract size adjustment should be applied. The appropriate % adjustment should be made in accordance with the scale for contract size adjustment specified under section 6 of the RCG 2021 Guidance notes. The currency ERC rates are set at £4m (Four Million Pounds) @ 1st April 2019 (AVD) for the RCG 2021 Publication. | Factory Buildings - Process Light Asbestos Sheet Clad | - | 2 | TRUE
1897 | 41P08E | 6241 | 41P08E | Factory buildings process | Light - asbestos cladding | Flat or corrugated | > 5000m² | Eaves ht - 4.0m | Building Construction : - Foundations : Concrete pad and strip foundations with 150mm mesh reinforced concrete slab. Frame : Light steel frame. Upper Floors : None. Roof : Single skin Profile Six corrugated asbestos sheet, hook bolted to steel purlins with plastic headed screws, translucent sheet glazing; rainwater gutters, and down pipes. External Walls : 100mm brickwork infill to 1.0m; single skin Profile Six corrugated asbestos sheet, hook bolted to steel purlins with plastic headed screws, translucent sheet glazing: access doors goods/personnel. Windows and Doors : Single glazed windows in metal frames. Steel doors set within metal frames. Internal Walls : None. Internal Finishes : None. Building Services : - Electric light and power, water laid on, toilets, unheated. Accommodation : - Single storey un-insulated light process factory building. | Location Adjustment Applicable (See Guidance Notes) - ERC = UK mean of 1.00 | (BEAMS Note 2) The ERC for this item should be added to all other rateable items on the hereditament (except land). Therefore the total of the ERC of the other Building Items and the P&M ERC (where applicable) to enable the correct contract size adjustment to be made. ERC of Building Component + ERC of P&M = Total ERC to which contract size adjustment should be applied. The appropriate % adjustment should be made in accordance with the scale for contract size adjustment specified under section 6 of the RCG 2023 Guidance notes. The currency ERC rates are set at £4m (Four Million Pounds) @ 1st April 2021 (AVD) for the RCG 2023 Publication. | Costs exclude external works. | - | - | - | The plant and machinery listed in the description has been included in this costing. | - | - | Factory Buildings - Process Light Asbestos Sheet Clad | - | 10115 |  | M2 | - | NA | NA | NA | 172.9863 | Option 1 | 214.4692 | 23.98% | 0 | 0 | -100% | -100% | 0 | -100% | Redirected | NA | VOA_GPN_GOV_UK\7246041 | 2019-08-30 | Low | - | - | Redirected, low risk | NA | - | NA | SPONS A&B | NA | (BEAMS Note 2) The ERC for this item should be added to all other rateable items on the hereditament (except land). Therefore the total of the ERC of the other Building Items and the P&M ERC (where applicable) to enable the correct contract size adjustment to be made. ERC of Building Component + ERC of P&M = Total ERC to which contract size adjustment should be applied. The appropriate % adjustment should be made in accordance with the scale for contract size adjustment specified under section 6 of the RCG 2021 Guidance notes. The currency ERC rates are set at £4m (Four Million Pounds) @ 1st April 2019 (AVD) for the RCG 2021 Publication. | Factory Buildings - Process Light Asbestos Sheet Clad | - | 2 | TRUE
1898 | 41P08G | 6242 | 41P08G | Factory buildings process | Light - asbestos cladding | Flat or corrugated | > 5000m² | Eaves ht - 4.5m | Building Construction : - Foundations : Concrete pad and strip foundations with 150mm mesh reinforced concrete slab. Frame : Light steel frame. Upper Floors : None. Roof : Single skin Profile Six corrugated asbestos sheet, hook bolted to steel purlins with plastic headed screws, translucent sheet glazing; rainwater gutters, and down pipes. External Walls : 100mm brickwork infill to 1.0m; single skin Profile Six corrugated asbestos sheet, hook bolted to steel purlins with plastic headed screws, translucent sheet glazing: access doors goods/personnel. Windows and Doors : Single glazed windows in metal frames. Steel doors set within metal frames. Internal Walls : None. Internal Finishes : None. Building Services : - Electric light and power, water laid on, toilets, unheated. Accommodation : - Single storey un-insulated light process factory building. | Location Adjustment Applicable (See Guidance Notes) - ERC = UK mean of 1.00 | (BEAMS Note 2) The ERC for this item should be added to all other rateable items on the hereditament (except land). Therefore the total of the ERC of the other Building Items and the P&M ERC (where applicable) to enable the correct contract size adjustment to be made. ERC of Building Component + ERC of P&M = Total ERC to which contract size adjustment should be applied. The appropriate % adjustment should be made in accordance with the scale for contract size adjustment specified under section 6 of the RCG 2023 Guidance notes. The currency ERC rates are set at £4m (Four Million Pounds) @ 1st April 2021 (AVD) for the RCG 2023 Publication. | Costs exclude external works. | - | - | - | The plant and machinery listed in the description has been included in this costing. | - | - | Factory Buildings - Process Light Asbestos Sheet Clad | - | 10115 |  | M2 | - | NA | NA | NA | 173.7552 | Option 1 | 215.4224 | 23.98% | 0 | 0 | -100% | -100% | 0 | -100% | Redirected | NA | VOA_GPN_GOV_UK\7246041 | 2019-08-30 | Low | - | - | Redirected, low risk | NA | - | NA | SPONS A&B | NA | (BEAMS Note 2) The ERC for this item should be added to all other rateable items on the hereditament (except land). Therefore the total of the ERC of the other Building Items and the P&M ERC (where applicable) to enable the correct contract size adjustment to be made. ERC of Building Component + ERC of P&M = Total ERC to which contract size adjustment should be applied. The appropriate % adjustment should be made in accordance with the scale for contract size adjustment specified under section 6 of the RCG 2021 Guidance notes. The currency ERC rates are set at £4m (Four Million Pounds) @ 1st April 2019 (AVD) for the RCG 2021 Publication. | Factory Buildings - Process Light Asbestos Sheet Clad | - | 2 | TRUE
1899 | 41P08H | 6243 | 41P08H | Factory buildings process | Light - asbestos cladding | Flat or corrugated | > 5000m² | Eaves ht - 5.0m | Building Construction : - Foundations : Concrete pad and strip foundations with 150mm mesh reinforced concrete slab. Frame : Light steel frame. Upper Floors : None. Roof : Single skin Profile Six corrugated asbestos sheet, hook bolted to steel purlins with plastic headed screws, translucent sheet glazing; rainwater gutters, and down pipes. External Walls : 100mm brickwork infill to 1.0m; single skin Profile Six corrugated asbestos sheet, hook bolted to steel purlins with plastic headed screws, translucent sheet glazing: access doors goods/personnel. Windows and Doors : Single glazed windows in metal frames. Steel doors set within metal frames. Internal Walls : None. Internal Finishes : None. Building Services : - Electric light and power, water laid on, toilets, unheated. Accommodation : - Single storey un-insulated light process factory building. | Location Adjustment Applicable (See Guidance Notes) - ERC = UK mean of 1.00 | (BEAMS Note 2) The ERC for this item should be added to all other rateable items on the hereditament (except land). Therefore the total of the ERC of the other Building Items and the P&M ERC (where applicable) to enable the correct contract size adjustment to be made. ERC of Building Component + ERC of P&M = Total ERC to which contract size adjustment should be applied. The appropriate % adjustment should be made in accordance with the scale for contract size adjustment specified under section 6 of the RCG 2023 Guidance notes. The currency ERC rates are set at £4m (Four Million Pounds) @ 1st April 2021 (AVD) for the RCG 2023 Publication. | Costs exclude external works. | - | - | - | The plant and machinery listed in the description has been included in this costing. | - | - | Factory Buildings - Process Light Asbestos Sheet Clad | - | 10115 |  | M2 | - | NA | NA | NA | 174.524 | Option 1 | 216.3756 | 23.98% | 0 | 0 | -100% | -100% | 0 | -100% | Redirected | NA | VOA_GPN_GOV_UK\7246041 | 2019-08-30 | Low | - | - | Redirected, low risk | NA | - | NA | SPONS A&B | NA | (BEAMS Note 2) The ERC for this item should be added to all other rateable items on the hereditament (except land). Therefore the total of the ERC of the other Building Items and the P&M ERC (where applicable) to enable the correct contract size adjustment to be made. ERC of Building Component + ERC of P&M = Total ERC to which contract size adjustment should be applied. The appropriate % adjustment should be made in accordance with the scale for contract size adjustment specified under section 6 of the RCG 2021 Guidance notes. The currency ERC rates are set at £4m (Four Million Pounds) @ 1st April 2019 (AVD) for the RCG 2021 Publication. | Factory Buildings - Process Light Asbestos Sheet Clad | - | 2 | TRUE
1900 | 41P08K | 6244 | 41P08K | Factory buildings process | Light - asbestos cladding | Flat or corrugated | > 5000m² | Eaves ht - 5.5m | Building Construction : - Foundations : Concrete pad and strip foundations with 150mm mesh reinforced concrete slab. Frame : Light steel frame. Upper Floors : None. Roof : Single skin Profile Six corrugated asbestos sheet, hook bolted to steel purlins with plastic headed screws, translucent sheet glazing; rainwater gutters, and down pipes. External Walls : 100mm brickwork infill to 1.0m; single skin Profile Six corrugated asbestos sheet, hook bolted to steel purlins with plastic headed screws, translucent sheet glazing: access doors goods/personnel. Windows and Doors : Single glazed windows in metal frames. Steel doors set within metal frames. Internal Walls : None. Internal Finishes : None. Building Services : - Electric light and power, water laid on, toilets, unheated. Accommodation : - Single storey un-insulated light process factory building. | Location Adjustment Applicable (See Guidance Notes) - ERC = UK mean of 1.00 | (BEAMS Note 2) The ERC for this item should be added to all other rateable items on the hereditament (except land). Therefore the total of the ERC of the other Building Items and the P&M ERC (where applicable) to enable the correct contract size adjustment to be made. ERC of Building Component + ERC of P&M = Total ERC to which contract size adjustment should be applied. The appropriate % adjustment should be made in accordance with the scale for contract size adjustment specified under section 6 of the RCG 2023 Guidance notes. The currency ERC rates are set at £4m (Four Million Pounds) @ 1st April 2021 (AVD) for the RCG 2023 Publication. | Costs exclude external works. | - | - | - | The plant and machinery listed in the description has been included in this costing. | - | - | Factory Buildings - Process Light Asbestos Sheet Clad | - | 10115 |  | M2 | - | NA | NA | NA | 180.6746 | Option 1 | 224.0011 | 23.98% | 0 | 0 | -100% | -100% | 0 | -100% | Redirected | NA | VOA_GPN_GOV_UK\7246041 | 2019-08-30 | Low | - | - | Redirected, low risk | NA | - | NA | SPONS A&B | NA | (BEAMS Note 2) The ERC for this item should be added to all other rateable items on the hereditament (except land). Therefore the total of the ERC of the other Building Items and the P&M ERC (where applicable) to enable the correct contract size adjustment to be made. ERC of Building Component + ERC of P&M = Total ERC to which contract size adjustment should be applied. The appropriate % adjustment should be made in accordance with the scale for contract size adjustment specified under section 6 of the RCG 2021 Guidance notes. The currency ERC rates are set at £4m (Four Million Pounds) @ 1st April 2019 (AVD) for the RCG 2021 Publication. | Factory Buildings - Process Light Asbestos Sheet Clad | - | 2 | TRUE
1901 | 41P08M | 6245 | 41P08M | Factory buildings process | Light - asbestos cladding | Flat or corrugated | > 5000m² | Eaves ht - 6.0m | Building Construction : - Foundations : Concrete pad and strip foundations with 150mm mesh reinforced concrete slab. Frame : Light steel frame. Upper Floors : None. Roof : Single skin Profile Six corrugated asbestos sheet, hook bolted to steel purlins with plastic headed screws, translucent sheet glazing; rainwater gutters, and down pipes. External Walls : 100mm brickwork infill to 1.0m; single skin Profile Six corrugated asbestos sheet, hook bolted to steel purlins with plastic headed screws, translucent sheet glazing: access doors goods/personnel. Windows and Doors : Single glazed windows in metal frames. Steel doors set within metal frames. Internal Walls : None. Internal Finishes : None. Building Services : - Electric light and power, water laid on, toilets, unheated. Accommodation : - Single storey un-insulated light process factory building. | Location Adjustment Applicable (See Guidance Notes) - ERC = UK mean of 1.00 | (BEAMS Note 2) The ERC for this item should be added to all other rateable items on the hereditament (except land). Therefore the total of the ERC of the other Building Items and the P&M ERC (where applicable) to enable the correct contract size adjustment to be made. ERC of Building Component + ERC of P&M = Total ERC to which contract size adjustment should be applied. The appropriate % adjustment should be made in accordance with the scale for contract size adjustment specified under section 6 of the RCG 2023 Guidance notes. The currency ERC rates are set at £4m (Four Million Pounds) @ 1st April 2021 (AVD) for the RCG 2023 Publication. | Costs exclude external works. | - | - | - | The plant and machinery listed in the description has been included in this costing. | - | - | Factory Buildings - Process Light Asbestos Sheet Clad | - | 10115 |  | M2 | - | NA | NA | NA | 181.4434 | Option 1 | 224.9543 | 23.98% | 0 | 0 | -100% | -100% | 0 | -100% | Redirected | NA | VOA_GPN_GOV_UK\7246041 | 2019-08-30 | Low | - | - | Redirected, low risk | NA | - | NA | SPONS A&B | NA | (BEAMS Note 2) The ERC for this item should be added to all other rateable items on the hereditament (except land). Therefore the total of the ERC of the other Building Items and the P&M ERC (where applicable) to enable the correct contract size adjustment to be made. ERC of Building Component + ERC of P&M = Total ERC to which contract size adjustment should be applied. The appropriate % adjustment should be made in accordance with the scale for contract size adjustment specified under section 6 of the RCG 2021 Guidance notes. The currency ERC rates are set at £4m (Four Million Pounds) @ 1st April 2019 (AVD) for the RCG 2021 Publication. | Factory Buildings - Process Light Asbestos Sheet Clad | - | 2 | TRUE
1902 | 41P08P | 6246 | 41P08P | Factory buildings process | Light - asbestos cladding | Flat or corrugated | > 5000m² | Eaves ht - 6.5m | Building Construction : - Foundations : Concrete pad and strip foundations with 150mm mesh reinforced concrete slab. Frame : Light steel frame. Upper Floors : None. Roof : Single skin Profile Six corrugated asbestos sheet, hook bolted to steel purlins with plastic headed screws, translucent sheet glazing; rainwater gutters, and down pipes. External Walls : 100mm brickwork infill to 1.0m; single skin Profile Six corrugated asbestos sheet, hook bolted to steel purlins with plastic headed screws, translucent sheet glazing: access doors goods/personnel. Windows and Doors : Single glazed windows in metal frames. Steel doors set within metal frames. Internal Walls : None. Internal Finishes : None. Building Services : - Electric light and power, water laid on, toilets, unheated. Accommodation : - Single storey un-insulated light process factory building. | Location Adjustment Applicable (See Guidance Notes) - ERC = UK mean of 1.00 | (BEAMS Note 2) The ERC for this item should be added to all other rateable items on the hereditament (except land). Therefore the total of the ERC of the other Building Items and the P&M ERC (where applicable) to enable the correct contract size adjustment to be made. ERC of Building Component + ERC of P&M = Total ERC to which contract size adjustment should be applied. The appropriate % adjustment should be made in accordance with the scale for contract size adjustment specified under section 6 of the RCG 2023 Guidance notes. The currency ERC rates are set at £4m (Four Million Pounds) @ 1st April 2021 (AVD) for the RCG 2023 Publication. | Costs exclude external works. | - | - | - | The plant and machinery listed in the description has been included in this costing. | - | - | Factory Buildings - Process Light Asbestos Sheet Clad | - | 10115 |  | M2 | - | NA | NA | NA | 182.9811 | Option 1 | 226.8607 | 23.98% | 0 | 0 | -100% | -100% | 0 | -100% | Redirected | NA | VOA_GPN_GOV_UK\7246041 | 2019-08-30 | Low | - | - | Redirected, low risk | NA | - | NA | SPONS A&B | NA | (BEAMS Note 2) The ERC for this item should be added to all other rateable items on the hereditament (except land). Therefore the total of the ERC of the other Building Items and the P&M ERC (where applicable) to enable the correct contract size adjustment to be made. ERC of Building Component + ERC of P&M = Total ERC to which contract size adjustment should be applied. The appropriate % adjustment should be made in accordance with the scale for contract size adjustment specified under section 6 of the RCG 2021 Guidance notes. The currency ERC rates are set at £4m (Four Million Pounds) @ 1st April 2019 (AVD) for the RCG 2021 Publication. | Factory Buildings - Process Light Asbestos Sheet Clad | - | 2 | TRUE
1903 | 41P08R | 6250 | 41P08R | Factory buildings process | Light - asbestos cladding | Flat or corrugated | > 5000m² | Eaves ht - 7.0m | Building Construction : - Foundations : Concrete pad and strip foundations with 150mm mesh reinforced concrete slab. Frame : Light steel frame. Upper Floors : None. Roof : Single skin Profile Six corrugated asbestos sheet, hook bolted to steel purlins with plastic headed screws, translucent sheet glazing; rainwater gutters, and down pipes. External Walls : 100mm brickwork infill to 1.0m; single skin Profile Six corrugated asbestos sheet, hook bolted to steel purlins with plastic headed screws, translucent sheet glazing: access doors goods/personnel. Windows and Doors : Single glazed windows in metal frames. Steel doors set within metal frames. Internal Walls : None. Internal Finishes : None. Building Services : - Electric light and power, water laid on, toilets, unheated. Accommodation : - Single storey un-insulated light process factory building. | Location Adjustment Applicable (See Guidance Notes) - ERC = UK mean of 1.00 | (BEAMS Note 2) The ERC for this item should be added to all other rateable items on the hereditament (except land). Therefore the total of the ERC of the other Building Items and the P&M ERC (where applicable) to enable the correct contract size adjustment to be made. ERC of Building Component + ERC of P&M = Total ERC to which contract size adjustment should be applied. The appropriate % adjustment should be made in accordance with the scale for contract size adjustment specified under section 6 of the RCG 2023 Guidance notes. The currency ERC rates are set at £4m (Four Million Pounds) @ 1st April 2021 (AVD) for the RCG 2023 Publication. | Costs exclude external works. | - | - | - | The plant and machinery listed in the description has been included in this costing. | - | - | Factory Buildings - Process Light Asbestos Sheet Clad | - | 10115 |  | M2 | - | NA | NA | NA | 184.5188 | Option 1 | 228.7671 | 23.98% | 0 | 0 | -100% | -100% | 0 | -100% | Redirected | NA | VOA_GPN_GOV_UK\7246041 | 2019-08-30 | Low | - | - | Redirected, low risk | NA | - | NA | SPONS A&B | NA | (BEAMS Note 2) The ERC for this item should be added to all other rateable items on the hereditament (except land). Therefore the total of the ERC of the other Building Items and the P&M ERC (where applicable) to enable the correct contract size adjustment to be made. ERC of Building Component + ERC of P&M = Total ERC to which contract size adjustment should be applied. The appropriate % adjustment should be made in accordance with the scale for contract size adjustment specified under section 6 of the RCG 2021 Guidance notes. The currency ERC rates are set at £4m (Four Million Pounds) @ 1st April 2019 (AVD) for the RCG 2021 Publication. | Factory Buildings - Process Light Asbestos Sheet Clad | - | 2 | TRUE
1904 | 41P08T | 6251 | 41P08T | Factory buildings process | Light - asbestos cladding | Flat or corrugated | > 5000m² | Eaves ht - 7.5m | Building Construction : - Foundations : Concrete pad and strip foundations with 150mm mesh reinforced concrete slab. Frame : Light steel frame. Upper Floors : None. Roof : Single skin Profile Six corrugated asbestos sheet, hook bolted to steel purlins with plastic headed screws, translucent sheet glazing; rainwater gutters, and down pipes. External Walls : 100mm brickwork infill to 1.0m; single skin Profile Six corrugated asbestos sheet, hook bolted to steel purlins with plastic headed screws, translucent sheet glazing: access doors goods/personnel. Windows and Doors : Single glazed windows in metal frames. Steel doors set within metal frames. Internal Walls : None. Internal Finishes : None. Building Services : - Electric light and power, water laid on, toilets, unheated. Accommodation : - Single storey un-insulated light process factory building. | Location Adjustment Applicable (See Guidance Notes) - ERC = UK mean of 1.00 | (BEAMS Note 2) The ERC for this item should be added to all other rateable items on the hereditament (except land). Therefore the total of the ERC of the other Building Items and the P&M ERC (where applicable) to enable the correct contract size adjustment to be made. ERC of Building Component + ERC of P&M = Total ERC to which contract size adjustment should be applied. The appropriate % adjustment should be made in accordance with the scale for contract size adjustment specified under section 6 of the RCG 2023 Guidance notes. The currency ERC rates are set at £4m (Four Million Pounds) @ 1st April 2021 (AVD) for the RCG 2023 Publication. | Costs exclude external works. | - | - | - | The plant and machinery listed in the description has been included in this costing. | - | - | Factory Buildings - Process Light Asbestos Sheet Clad | - | 10115 |  | M2 | - | NA | NA | NA | 186.0564 | Option 1 | 230.6735 | 23.98% | 0 | 0 | -100% | -100% | 0 | -100% | Redirected | NA | VOA_GPN_GOV_UK\7246041 | 2019-08-30 | Low | - | - | Redirected, low risk | NA | - | NA | SPONS A&B | NA | (BEAMS Note 2) The ERC for this item should be added to all other rateable items on the hereditament (except land). Therefore the total of the ERC of the other Building Items and the P&M ERC (where applicable) to enable the correct contract size adjustment to be made. ERC of Building Component + ERC of P&M = Total ERC to which contract size adjustment should be applied. The appropriate % adjustment should be made in accordance with the scale for contract size adjustment specified under section 6 of the RCG 2021 Guidance notes. The currency ERC rates are set at £4m (Four Million Pounds) @ 1st April 2019 (AVD) for the RCG 2021 Publication. | Factory Buildings - Process Light Asbestos Sheet Clad | - | 2 | TRUE
1905 | 41P09A | 6501 | 41P09A | Factory buildings process | Light - asbestos cladding | Flat or corrugated | > 5000m² | Eaves ht - 8.0m | Building Construction : - Foundations : Concrete pad and strip foundations with 150mm mesh reinforced concrete slab. Frame : Light steel frame. Upper Floors : None. Roof : Single skin Profile Six corrugated asbestos sheet, hook bolted to steel purlins with plastic headed screws, translucent sheet glazing; rainwater gutters, and down pipes. External Walls : 100mm brickwork infill to 1.0m; single skin Profile Six corrugated asbestos sheet, hook bolted to steel purlins with plastic headed screws, translucent sheet glazing: access doors goods/personnel. Windows and Doors : Single glazed windows in metal frames. Steel doors set within metal frames. Internal Walls : None. Internal Finishes : None. Building Services : - Electric light and power, water laid on, toilets, unheated. Accommodation : - Single storey un-insulated light process factory building. | Location Adjustment Applicable (See Guidance Notes) - ERC = UK mean of 1.00 | (BEAMS Note 2) The ERC for this item should be added to all other rateable items on the hereditament (except land). Therefore the total of the ERC of the other Building Items and the P&M ERC (where applicable) to enable the correct contract size adjustment to be made. ERC of Building Component + ERC of P&M = Total ERC to which contract size adjustment should be applied. The appropriate % adjustment should be made in accordance with the scale for contract size adjustment specified under section 6 of the RCG 2023 Guidance notes. The currency ERC rates are set at £4m (Four Million Pounds) @ 1st April 2021 (AVD) for the RCG 2023 Publication. | Costs exclude external works. | - | - | - | The plant and machinery listed in the description has been included in this costing. | - | - | Factory Buildings - Process Light Asbestos Sheet Clad | - | 10115 |  | M2 | - | NA | NA | NA | 196.82 | Option 1 | 244.0182 | 23.98% | 0 | 0 | -100% | -100% | 0 | -100% | Redirected | NA | VOA_GPN_GOV_UK\7246041 | 2019-08-30 | Low | - | - | Redirected, low risk | NA | - | NA | SPONS A&B | NA | (BEAMS Note 2) The ERC for this item should be added to all other rateable items on the hereditament (except land). Therefore the total of the ERC of the other Building Items and the P&M ERC (where applicable) to enable the correct contract size adjustment to be made. ERC of Building Component + ERC of P&M = Total ERC to which contract size adjustment should be applied. The appropriate % adjustment should be made in accordance with the scale for contract size adjustment specified under section 6 of the RCG 2021 Guidance notes. The currency ERC rates are set at £4m (Four Million Pounds) @ 1st April 2019 (AVD) for the RCG 2021 Publication. | Factory Buildings - Process Light Asbestos Sheet Clad | - | 2 | TRUE
1906 | 41P09C | 6252 | 41P09C | Factory buildings process | Light - asbestos cladding | Flat or corrugated | > 5000m² | Eaves ht - 8.5m | Building Construction : - Foundations : Concrete pad and strip foundations with 150mm mesh reinforced concrete slab. Frame : Light steel frame. Upper Floors : None. Roof : Single skin Profile Six corrugated asbestos sheet, hook bolted to steel purlins with plastic headed screws, translucent sheet glazing; rainwater gutters, and down pipes. External Walls : 100mm brickwork infill to 1.0m; single skin Profile Six corrugated asbestos sheet, hook bolted to steel purlins with plastic headed screws, translucent sheet glazing: access doors goods/personnel. Windows and Doors : Single glazed windows in metal frames. Steel doors set within metal frames. Internal Walls : None. Internal Finishes : None. Building Services : - Electric light and power, water laid on, toilets, unheated. Accommodation : - Single storey un-insulated light process factory building. | Location Adjustment Applicable (See Guidance Notes) - ERC = UK mean of 1.00 | (BEAMS Note 2) The ERC for this item should be added to all other rateable items on the hereditament (except land). Therefore the total of the ERC of the other Building Items and the P&M ERC (where applicable) to enable the correct contract size adjustment to be made. ERC of Building Component + ERC of P&M = Total ERC to which contract size adjustment should be applied. The appropriate % adjustment should be made in accordance with the scale for contract size adjustment specified under section 6 of the RCG 2023 Guidance notes. The currency ERC rates are set at £4m (Four Million Pounds) @ 1st April 2021 (AVD) for the RCG 2023 Publication. | Costs exclude external works. | - | - | - | The plant and machinery listed in the description has been included in this costing. | - | - | Factory Buildings - Process Light Asbestos Sheet Clad | - | 10115 |  | M2 | - | NA | NA | NA | 198.3577 | Option 1 | 245.9246 | 23.98% | 0 | 0 | -100% | -100% | 0 | -100% | Redirected | NA | VOA_GPN_GOV_UK\7246041 | 2019-08-30 | Low | - | - | Redirected, low risk | NA | - | NA | SPONS A&B | NA | (BEAMS Note 2) The ERC for this item should be added to all other rateable items on the hereditament (except land). Therefore the total of the ERC of the other Building Items and the P&M ERC (where applicable) to enable the correct contract size adjustment to be made. ERC of Building Component + ERC of P&M = Total ERC to which contract size adjustment should be applied. The appropriate % adjustment should be made in accordance with the scale for contract size adjustment specified under section 6 of the RCG 2021 Guidance notes. The currency ERC rates are set at £4m (Four Million Pounds) @ 1st April 2019 (AVD) for the RCG 2021 Publication. | Factory Buildings - Process Light Asbestos Sheet Clad | - | 2 | TRUE
1907 | 41P09E | 6253 | 41P09E | Factory buildings process | Light - asbestos cladding | Flat or corrugated | > 5000m² | Eaves ht - 9.0m | Building Construction : - Foundations : Concrete pad and strip foundations with 150mm mesh reinforced concrete slab. Frame : Light steel frame. Upper Floors : None. Roof : Single skin Profile Six corrugated asbestos sheet, hook bolted to steel purlins with plastic headed screws, translucent sheet glazing; rainwater gutters, and down pipes. External Walls : 100mm brickwork infill to 1.0m; single skin Profile Six corrugated asbestos sheet, hook bolted to steel purlins with plastic headed screws, translucent sheet glazing: access doors goods/personnel. Windows and Doors : Single glazed windows in metal frames. Steel doors set within metal frames. Internal Walls : None. Internal Finishes : None. Building Services : - Electric light and power, water laid on, toilets, unheated. Accommodation : - Single storey un-insulated light process factory building. | Location Adjustment Applicable (See Guidance Notes) - ERC = UK mean of 1.00 | (BEAMS Note 2) The ERC for this item should be added to all other rateable items on the hereditament (except land). Therefore the total of the ERC of the other Building Items and the P&M ERC (where applicable) to enable the correct contract size adjustment to be made. ERC of Building Component + ERC of P&M = Total ERC to which contract size adjustment should be applied. The appropriate % adjustment should be made in accordance with the scale for contract size adjustment specified under section 6 of the RCG 2023 Guidance notes. The currency ERC rates are set at £4m (Four Million Pounds) @ 1st April 2021 (AVD) for the RCG 2023 Publication. | Costs exclude external works. | - | - | - | The plant and machinery listed in the description has been included in this costing. | - | - | Factory Buildings - Process Light Asbestos Sheet Clad | - | 10115 |  | M2 | - | NA | NA | NA | 200.6641 | Option 1 | 248.7842 | 23.98% | 0 | 0 | -100% | -100% | 0 | -100% | Redirected | NA | VOA_GPN_GOV_UK\7246041 | 2019-08-30 | Low | - | - | Redirected, low risk | NA | - | NA | SPONS A&B | NA | (BEAMS Note 2) The ERC for this item should be added to all other rateable items on the hereditament (except land). Therefore the total of the ERC of the other Building Items and the P&M ERC (where applicable) to enable the correct contract size adjustment to be made. ERC of Building Component + ERC of P&M = Total ERC to which contract size adjustment should be applied. The appropriate % adjustment should be made in accordance with the scale for contract size adjustment specified under section 6 of the RCG 2021 Guidance notes. The currency ERC rates are set at £4m (Four Million Pounds) @ 1st April 2019 (AVD) for the RCG 2021 Publication. | Factory Buildings - Process Light Asbestos Sheet Clad | - | 2 | TRUE
1908 | 41P09G | 6254 | 41P09G | Factory buildings process | Light - asbestos cladding | Flat or corrugated | > 5000m² | Eaves ht - 9.5m | Building Construction : - Foundations : Concrete pad and strip foundations with 150mm mesh reinforced concrete slab. Frame : Light steel frame. Upper Floors : None. Roof : Single skin Profile Six corrugated asbestos sheet, hook bolted to steel purlins with plastic headed screws, translucent sheet glazing; rainwater gutters, and down pipes. External Walls : 100mm brickwork infill to 1.0m; single skin Profile Six corrugated asbestos sheet, hook bolted to steel purlins with plastic headed screws, translucent sheet glazing: access doors goods/personnel. Windows and Doors : Single glazed windows in metal frames. Steel doors set within metal frames. Internal Walls : None. Internal Finishes : None. Building Services : - Electric light and power, water laid on, toilets, unheated. Accommodation : - Single storey un-insulated light process factory building. | Location Adjustment Applicable (See Guidance Notes) - ERC = UK mean of 1.00 | (BEAMS Note 2) The ERC for this item should be added to all other rateable items on the hereditament (except land). Therefore the total of the ERC of the other Building Items and the P&M ERC (where applicable) to enable the correct contract size adjustment to be made. ERC of Building Component + ERC of P&M = Total ERC to which contract size adjustment should be applied. The appropriate % adjustment should be made in accordance with the scale for contract size adjustment specified under section 6 of the RCG 2023 Guidance notes. The currency ERC rates are set at £4m (Four Million Pounds) @ 1st April 2021 (AVD) for the RCG 2023 Publication. | Costs exclude external works. | - | - | - | The plant and machinery listed in the description has been included in this costing. | - | - | Factory Buildings - Process Light Asbestos Sheet Clad | - | 10115 |  | M2 | - | NA | NA | NA | 202.2018 | Option 1 | 250.6906 | 23.98% | 0 | 0 | -100% | -100% | 0 | -100% | Redirected | NA | VOA_GPN_GOV_UK\7246041 | 2019-08-30 | Low | - | - | Redirected, low risk | NA | - | NA | SPONS A&B | NA | (BEAMS Note 2) The ERC for this item should be added to all other rateable items on the hereditament (except land). Therefore the total of the ERC of the other Building Items and the P&M ERC (where applicable) to enable the correct contract size adjustment to be made. ERC of Building Component + ERC of P&M = Total ERC to which contract size adjustment should be applied. The appropriate % adjustment should be made in accordance with the scale for contract size adjustment specified under section 6 of the RCG 2021 Guidance notes. The currency ERC rates are set at £4m (Four Million Pounds) @ 1st April 2019 (AVD) for the RCG 2021 Publication. | Factory Buildings - Process Light Asbestos Sheet Clad | - | 2 | TRUE
1909 | 41P09K | 6255 | 41P09K | Factory buildings process | Light - asbestos cladding | Flat or corrugated | > 5000m² | Eaves ht - 10.0m | Building Construction : - Foundations : Concrete pad and strip foundations with 150mm mesh reinforced concrete slab. Frame : Light steel frame. Upper Floors : None. Roof : Single skin Profile Six corrugated asbestos sheet, hook bolted to steel purlins with plastic headed screws, translucent sheet glazing; rainwater gutters, and down pipes. External Walls : 100mm brickwork infill to 1.0m; single skin Profile Six corrugated asbestos sheet, hook bolted to steel purlins with plastic headed screws, translucent sheet glazing: access doors goods/personnel. Windows and Doors : Single glazed windows in metal frames. Steel doors set within metal frames. Internal Walls : None. Internal Finishes : None. Building Services : - Electric light and power, water laid on, toilets, unheated. Accommodation : - Single storey un-insulated light process factory building. | Location Adjustment Applicable (See Guidance Notes) - ERC = UK mean of 1.00 | (BEAMS Note 2) The ERC for this item should be added to all other rateable items on the hereditament (except land). Therefore the total of the ERC of the other Building Items and the P&M ERC (where applicable) to enable the correct contract size adjustment to be made. ERC of Building Component + ERC of P&M = Total ERC to which contract size adjustment should be applied. The appropriate % adjustment should be made in accordance with the scale for contract size adjustment specified under section 6 of the RCG 2023 Guidance notes. The currency ERC rates are set at £4m (Four Million Pounds) @ 1st April 2021 (AVD) for the RCG 2023 Publication. | Costs exclude external works. | - | - | - | The plant and machinery listed in the description has been included in this costing. | - | - | Factory Buildings - Process Light Asbestos Sheet Clad | - | 10115 |  | M2 | - | NA | NA | NA | 203.7395 | Option 1 | 252.597 | 23.98% | 0 | 0 | -100% | -100% | 0 | -100% | Redirected | NA | VOA_GPN_GOV_UK\7246041 | 2019-08-30 | Low | - | - | Redirected, low risk | NA | - | NA | SPONS A&B | NA | (BEAMS Note 2) The ERC for this item should be added to all other rateable items on the hereditament (except land). Therefore the total of the ERC of the other Building Items and the P&M ERC (where applicable) to enable the correct contract size adjustment to be made. ERC of Building Component + ERC of P&M = Total ERC to which contract size adjustment should be applied. The appropriate % adjustment should be made in accordance with the scale for contract size adjustment specified under section 6 of the RCG 2021 Guidance notes. The currency ERC rates are set at £4m (Four Million Pounds) @ 1st April 2019 (AVD) for the RCG 2021 Publication. | Factory Buildings - Process Light Asbestos Sheet Clad | - | 2 | TRUE
1910 | 41P09P | 6256 | 41P09P | Factory buildings process | Light - asbestos cladding | Flat or corrugated | > 5000m² | Eaves ht - 11.0m | Building Construction : - Foundations : Concrete pad and strip foundations with 150mm mesh reinforced concrete slab. Frame : Light steel frame. Upper Floors : None. Roof : Single skin Profile Six corrugated asbestos sheet, hook bolted to steel purlins with plastic headed screws, translucent sheet glazing; rainwater gutters, and down pipes. External Walls : 100mm brickwork infill to 1.0m; single skin Profile Six corrugated asbestos sheet, hook bolted to steel purlins with plastic headed screws, translucent sheet glazing: access doors goods/personnel. Windows and Doors : Single glazed windows in metal frames. Steel doors set within metal frames. Internal Walls : None. Internal Finishes : None. Building Services : - Electric light and power, water laid on, toilets, unheated. Accommodation : - Single storey un-insulated light process factory building. | Location Adjustment Applicable (See Guidance Notes) - ERC = UK mean of 1.00 | (BEAMS Note 2) The ERC for this item should be added to all other rateable items on the hereditament (except land). Therefore the total of the ERC of the other Building Items and the P&M ERC (where applicable) to enable the correct contract size adjustment to be made. ERC of Building Component + ERC of P&M = Total ERC to which contract size adjustment should be applied. The appropriate % adjustment should be made in accordance with the scale for contract size adjustment specified under section 6 of the RCG 2023 Guidance notes. The currency ERC rates are set at £4m (Four Million Pounds) @ 1st April 2021 (AVD) for the RCG 2023 Publication. | Costs exclude external works. | - | - | - | The plant and machinery listed in the description has been included in this costing. | - | - | Factory Buildings - Process Light Asbestos Sheet Clad | - | 10115 |  | M2 | - | NA | NA | NA | 206.8148 | Option 1 | 256.4098 | 23.98% | 0 | 0 | -100% | -100% | 0 | -100% | Redirected | NA | VOA_GPN_GOV_UK\7246041 | 2019-08-30 | Low | - | - | Redirected, low risk | NA | - | NA | SPONS A&B | NA | (BEAMS Note 2) The ERC for this item should be added to all other rateable items on the hereditament (except land). Therefore the total of the ERC of the other Building Items and the P&M ERC (where applicable) to enable the correct contract size adjustment to be made. ERC of Building Component + ERC of P&M = Total ERC to which contract size adjustment should be applied. The appropriate % adjustment should be made in accordance with the scale for contract size adjustment specified under section 6 of the RCG 2021 Guidance notes. The currency ERC rates are set at £4m (Four Million Pounds) @ 1st April 2019 (AVD) for the RCG 2021 Publication. | Factory Buildings - Process Light Asbestos Sheet Clad | - | 2 | TRUE
1911 | 41P09T | 6257 | 41P09T | Factory buildings process | Light - asbestos cladding | Flat or corrugated | > 5000m² | Eaves ht - 12.0m | Building Construction : - Foundations : Concrete pad and strip foundations with 150mm mesh reinforced concrete slab. Frame : Light steel frame. Upper Floors : None. Roof : Single skin Profile Six corrugated asbestos sheet, hook bolted to steel purlins with plastic headed screws, translucent sheet glazing; rainwater gutters, and down pipes. External Walls : 100mm brickwork infill to 1.0m; single skin Profile Six corrugated asbestos sheet, hook bolted to steel purlins with plastic headed screws, translucent sheet glazing: access doors goods/personnel. Windows and Doors : Single glazed windows in metal frames. Steel doors set within metal frames. Internal Walls : None. Internal Finishes : None. Building Services : - Electric light and power, water laid on, toilets, unheated. Accommodation : - Single storey un-insulated light process factory building. | Location Adjustment Applicable (See Guidance Notes) - ERC = UK mean of 1.00 | (BEAMS Note 2) The ERC for this item should be added to all other rateable items on the hereditament (except land). Therefore the total of the ERC of the other Building Items and the P&M ERC (where applicable) to enable the correct contract size adjustment to be made. ERC of Building Component + ERC of P&M = Total ERC to which contract size adjustment should be applied. The appropriate % adjustment should be made in accordance with the scale for contract size adjustment specified under section 6 of the RCG 2023 Guidance notes. The currency ERC rates are set at £4m (Four Million Pounds) @ 1st April 2021 (AVD) for the RCG 2023 Publication. | Costs exclude external works. | - | - | - | The plant and machinery listed in the description has been included in this costing. | - | - | Factory Buildings - Process Light Asbestos Sheet Clad | - | 10115 |  | M2 | - | NA | NA | NA | 210.6589 | Option 1 | 261.1758 | 23.98% | 0 | 0 | -100% | -100% | 0 | -100% | Redirected | NA | VOA_GPN_GOV_UK\7246041 | 2019-08-30 | Low | - | - | Redirected, low risk | NA | - | NA | SPONS A&B | NA | (BEAMS Note 2) The ERC for this item should be added to all other rateable items on the hereditament (except land). Therefore the total of the ERC of the other Building Items and the P&M ERC (where applicable) to enable the correct contract size adjustment to be made. ERC of Building Component + ERC of P&M = Total ERC to which contract size adjustment should be applied. The appropriate % adjustment should be made in accordance with the scale for contract size adjustment specified under section 6 of the RCG 2021 Guidance notes. The currency ERC rates are set at £4m (Four Million Pounds) @ 1st April 2019 (AVD) for the RCG 2021 Publication. | Factory Buildings - Process Light Asbestos Sheet Clad | - | 2 | TRUE
1912 | 41P30A | 6099 | 41P30A | Factory buildings process | Light - insulated | Sheet metal cladding | <= 100m² | Eaves ht - 3.0m | Building Construction : - Foundations : Concrete pad and strip foundations with 150mm mesh reinforced concrete floor. Frame : Light steel frame. Upper Floors : None. Roof : Double skin (insulated) profiled protected metal, fixed to steel purlins with plastic headed screws, translucent sheet glazing, rainwater gutters, down pipes and drainage. External Walls : 100mm brickwork infill to 1.0m; double skin (insulated) profiled protected metal cladding, fixed to horizontal steel purlins with plastic headed screws, translucent sheet glazing; rainwater gutters, down pipes and drainage. Windows and Doors : Single glazed windows in metal frames. Steel doors set within metal frames. Internal Walls : Block walls. Internal Finishes : None. Building Services : Electric light and power, water laid on, toilets, heating. | Location Adjustment Applicable (See Guidance Notes) - ERC = UK mean of 1.00 | (BEAMS Note 2) The ERC for this item should be added to all other rateable items on the hereditament (except land). Therefore the total of the ERC of the other Building Items and the P&M ERC (where applicable) to enable the correct contract size adjustment to be made. ERC of Building Component + ERC of P&M = Total ERC to which contract size adjustment should be applied. The appropriate % adjustment should be made in accordance with the scale for contract size adjustment specified under section 6 of the RCG 2023 Guidance notes. The currency ERC rates are set at £4m (Four Million Pounds) @ 1st April 2021 (AVD) for the RCG 2023 Publication. | Costs exclude external works. | - | - | - | The plant and machinery listed in the description has been included in this costing. | - | - | Factory Buildings - Process, Light - Insulated | - | 10500 |  | M2 | - | NA | NA | NA | 419.7802 | Option 1 | 520.4452 | 23.98% | 0 | 0 | -100% | -100% | 0 | -100% | Redirected | NA | VOA_GPN_GOV_UK\7246041 | 2019-08-30 | Low | - | - | Redirected, low risk | NA | - | NA | SPONS A&B | NA | (BEAMS Note 2) The ERC for this item should be added to all other rateable items on the hereditament (except land). Therefore the total of the ERC of the other Building Items and the P&M ERC (where applicable) to enable the correct contract size adjustment to be made. ERC of Building Component + ERC of P&M = Total ERC to which contract size adjustment should be applied. The appropriate % adjustment should be made in accordance with the scale for contract size adjustment specified under section 6 of the RCG 2021 Guidance notes. The currency ERC rates are set at £4m (Four Million Pounds) @ 1st April 2019 (AVD) for the RCG 2021 Publication. | Factory Buildings - Process, Light - Insulated | - | 2 | TRUE
1913 | 41P30C | 6100 | 41P30C | Factory buildings process | Light - insulated | Sheet metal cladding | <= 100m² | Eaves ht - 3.5m | Building Construction : - Foundations : Concrete pad and strip foundations with 150mm mesh reinforced concrete floor. Frame : Light steel frame. Upper Floors : None. Roof : Double skin (insulated) profiled protected metal, fixed to steel purlins with plastic headed screws, translucent sheet glazing, rainwater gutters, down pipes and drainage. External Walls : 100mm brickwork infill to 1.0m; double skin (insulated) profiled protected metal cladding, fixed to horizontal steel purlins with plastic headed screws, translucent sheet glazing; rainwater gutters, down pipes and drainage. Windows and Doors : Single glazed windows in metal frames. Steel doors set within metal frames. Internal Walls : Block walls. Internal Finishes : None. Building Services : Electric light and power, water laid on, toilets, heating. | Location Adjustment Applicable (See Guidance Notes) - ERC = UK mean of 1.00 | (BEAMS Note 2) The ERC for this item should be added to all other rateable items on the hereditament (except land). Therefore the total of the ERC of the other Building Items and the P&M ERC (where applicable) to enable the correct contract size adjustment to be made. ERC of Building Component + ERC of P&M = Total ERC to which contract size adjustment should be applied. The appropriate % adjustment should be made in accordance with the scale for contract size adjustment specified under section 6 of the RCG 2023 Guidance notes. The currency ERC rates are set at £4m (Four Million Pounds) @ 1st April 2021 (AVD) for the RCG 2023 Publication. | Costs exclude external works. | - | - | - | The plant and machinery listed in the description has been included in this costing. | - | - | Factory Buildings - Process, Light - Insulated | - | 10500 |  | M2 | - | NA | NA | NA | 434.3879 | Option 1 | 538.5559 | 23.98% | 0 | 0 | -100% | -100% | 0 | -100% | Redirected | NA | VOA_GPN_GOV_UK\7246041 | 2019-08-30 | Low | - | - | Redirected, low risk | NA | - | NA | SPONS A&B | NA | (BEAMS Note 2) The ERC for this item should be added to all other rateable items on the hereditament (except land). Therefore the total of the ERC of the other Building Items and the P&M ERC (where applicable) to enable the correct contract size adjustment to be made. ERC of Building Component + ERC of P&M = Total ERC to which contract size adjustment should be applied. The appropriate % adjustment should be made in accordance with the scale for contract size adjustment specified under section 6 of the RCG 2021 Guidance notes. The currency ERC rates are set at £4m (Four Million Pounds) @ 1st April 2019 (AVD) for the RCG 2021 Publication. | Factory Buildings - Process, Light - Insulated | - | 2 | TRUE
1914 | 41P30E | 6101 | 41P30E | Factory buildings process | Light - insulated | Sheet metal cladding | <= 100m² | Eaves ht - 4.0m | Building Construction : - Foundations : Concrete pad and strip foundations with 150mm mesh reinforced concrete floor. Frame : Light steel frame. Upper Floors : None. Roof : Double skin (insulated) profiled protected metal, fixed to steel purlins with plastic headed screws, translucent sheet glazing, rainwater gutters, down pipes and drainage. External Walls : 100mm brickwork infill to 1.0m; double skin (insulated) profiled protected metal cladding, fixed to horizontal steel purlins with plastic headed screws, translucent sheet glazing; rainwater gutters, down pipes and drainage. Windows and Doors : Single glazed windows in metal frames. Steel doors set within metal frames. Internal Walls : Block walls. Internal Finishes : None. Building Services : Electric light and power, water laid on, toilets, heating. | Location Adjustment Applicable (See Guidance Notes) - ERC = UK mean of 1.00 | (BEAMS Note 2) The ERC for this item should be added to all other rateable items on the hereditament (except land). Therefore the total of the ERC of the other Building Items and the P&M ERC (where applicable) to enable the correct contract size adjustment to be made. ERC of Building Component + ERC of P&M = Total ERC to which contract size adjustment should be applied. The appropriate % adjustment should be made in accordance with the scale for contract size adjustment specified under section 6 of the RCG 2023 Guidance notes. The currency ERC rates are set at £4m (Four Million Pounds) @ 1st April 2021 (AVD) for the RCG 2023 Publication. | Costs exclude external works. | - | - | - | The plant and machinery listed in the description has been included in this costing. | - | - | Factory Buildings - Process, Light - Insulated | - | 10500 |  | M2 | - | NA | NA | NA | 448.9956 | Option 1 | 556.6666 | 23.98% | 0 | 0 | -100% | -100% | 0 | -100% | Redirected | NA | VOA_GPN_GOV_UK\7246041 | 2019-08-30 | Low | - | - | Redirected, low risk | NA | - | NA | SPONS A&B | NA | (BEAMS Note 2) The ERC for this item should be added to all other rateable items on the hereditament (except land). Therefore the total of the ERC of the other Building Items and the P&M ERC (where applicable) to enable the correct contract size adjustment to be made. ERC of Building Component + ERC of P&M = Total ERC to which contract size adjustment should be applied. The appropriate % adjustment should be made in accordance with the scale for contract size adjustment specified under section 6 of the RCG 2021 Guidance notes. The currency ERC rates are set at £4m (Four Million Pounds) @ 1st April 2019 (AVD) for the RCG 2021 Publication. | Factory Buildings - Process, Light - Insulated | - | 2 | TRUE
1915 | 41P30G | 6102 | 41P30G | Factory buildings process | Light - insulated | Sheet metal cladding | <= 100m² | Eaves ht - 4.5m | Building Construction : - Foundations : Concrete pad and strip foundations with 150mm mesh reinforced concrete floor. Frame : Light steel frame. Upper Floors : None. Roof : Double skin (insulated) profiled protected metal, fixed to steel purlins with plastic headed screws, translucent sheet glazing, rainwater gutters, down pipes and drainage. External Walls : 100mm brickwork infill to 1.0m; double skin (insulated) profiled protected metal cladding, fixed to horizontal steel purlins with plastic headed screws, translucent sheet glazing; rainwater gutters, down pipes and drainage. Windows and Doors : Single glazed windows in metal frames. Steel doors set within metal frames. Internal Walls : Block walls. Internal Finishes : None. Building Services : Electric light and power, water laid on, toilets, heating. | Location Adjustment Applicable (See Guidance Notes) - ERC = UK mean of 1.00 | (BEAMS Note 2) The ERC for this item should be added to all other rateable items on the hereditament (except land). Therefore the total of the ERC of the other Building Items and the P&M ERC (where applicable) to enable the correct contract size adjustment to be made. ERC of Building Component + ERC of P&M = Total ERC to which contract size adjustment should be applied. The appropriate % adjustment should be made in accordance with the scale for contract size adjustment specified under section 6 of the RCG 2023 Guidance notes. The currency ERC rates are set at £4m (Four Million Pounds) @ 1st April 2021 (AVD) for the RCG 2023 Publication. | Costs exclude external works. | - | - | - | The plant and machinery listed in the description has been included in this costing. | - | - | Factory Buildings - Process, Light - Insulated | - | 10500 |  | M2 | - | NA | NA | NA | 485.8994 | Option 1 | 602.42 | 23.98% | 0 | 0 | -100% | -100% | 0 | -100% | Redirected | NA | VOA_GPN_GOV_UK\7246041 | 2019-08-30 | Low | - | - | Redirected, low risk | NA | - | NA | SPONS A&B | NA | (BEAMS Note 2) The ERC for this item should be added to all other rateable items on the hereditament (except land). Therefore the total of the ERC of the other Building Items and the P&M ERC (where applicable) to enable the correct contract size adjustment to be made. ERC of Building Component + ERC of P&M = Total ERC to which contract size adjustment should be applied. The appropriate % adjustment should be made in accordance with the scale for contract size adjustment specified under section 6 of the RCG 2021 Guidance notes. The currency ERC rates are set at £4m (Four Million Pounds) @ 1st April 2019 (AVD) for the RCG 2021 Publication. | Factory Buildings - Process, Light - Insulated | - | 2 | TRUE
1916 | 41P30I | 6103 | 41P30I | Factory buildings process | Light - insulated | Sheet metal cladding | <= 100m² | Eaves ht - 5.0m | Building Construction : - Foundations : Concrete pad and strip foundations with 150mm mesh reinforced concrete floor. Frame : Light steel frame. Upper Floors : None. Roof : Double skin (insulated) profiled protected metal, fixed to steel purlins with plastic headed screws, translucent sheet glazing, rainwater gutters, down pipes and drainage. External Walls : 100mm brickwork infill to 1.0m; double skin (insulated) profiled protected metal cladding, fixed to horizontal steel purlins with plastic headed screws, translucent sheet glazing; rainwater gutters, down pipes and drainage. Windows and Doors : Single glazed windows in metal frames. Steel doors set within metal frames. Internal Walls : Block walls. Internal Finishes : None. Building Services : Electric light and power, water laid on, toilets, heating. | Location Adjustment Applicable (See Guidance Notes) - ERC = UK mean of 1.00 | (BEAMS Note 2) The ERC for this item should be added to all other rateable items on the hereditament (except land). Therefore the total of the ERC of the other Building Items and the P&M ERC (where applicable) to enable the correct contract size adjustment to be made. ERC of Building Component + ERC of P&M = Total ERC to which contract size adjustment should be applied. The appropriate % adjustment should be made in accordance with the scale for contract size adjustment specified under section 6 of the RCG 2023 Guidance notes. The currency ERC rates are set at £4m (Four Million Pounds) @ 1st April 2021 (AVD) for the RCG 2023 Publication. | Costs exclude external works. | - | - | - | The plant and machinery listed in the description has been included in this costing. | - | - | Factory Buildings - Process, Light - Insulated | - | 10500 |  | M2 | - | NA | NA | NA | 500.5071 | Option 1 | 620.5308 | 23.98% | 0 | 0 | -100% | -100% | 0 | -100% | Redirected | NA | VOA_GPN_GOV_UK\7246041 | 2019-08-30 | Low | - | - | Redirected, low risk | NA | - | NA | SPONS A&B | NA | (BEAMS Note 2) The ERC for this item should be added to all other rateable items on the hereditament (except land). Therefore the total of the ERC of the other Building Items and the P&M ERC (where applicable) to enable the correct contract size adjustment to be made. ERC of Building Component + ERC of P&M = Total ERC to which contract size adjustment should be applied. The appropriate % adjustment should be made in accordance with the scale for contract size adjustment specified under section 6 of the RCG 2021 Guidance notes. The currency ERC rates are set at £4m (Four Million Pounds) @ 1st April 2019 (AVD) for the RCG 2021 Publication. | Factory Buildings - Process, Light - Insulated | - | 2 | TRUE
1917 | 41P30K | 6104 | 41P30K | Factory buildings process | Light - insulated | Sheet metal cladding | <= 100m² | Eaves ht - 5.5m | Building Construction : - Foundations : Concrete pad and strip foundations with 150mm mesh reinforced concrete floor. Frame : Light steel frame. Upper Floors : None. Roof : Double skin (insulated) profiled protected metal, fixed to steel purlins with plastic headed screws, translucent sheet glazing, rainwater gutters, down pipes and drainage. External Walls : 100mm brickwork infill to 1.0m; double skin (insulated) profiled protected metal cladding, fixed to horizontal steel purlins with plastic headed screws, translucent sheet glazing; rainwater gutters, down pipes and drainage. Windows and Doors : Single glazed windows in metal frames. Steel doors set within metal frames. Internal Walls : Block walls. Internal Finishes : None. Building Services : Electric light and power, water laid on, toilets, heating. | Location Adjustment Applicable (See Guidance Notes) - ERC = UK mean of 1.00 | (BEAMS Note 2) The ERC for this item should be added to all other rateable items on the hereditament (except land). Therefore the total of the ERC of the other Building Items and the P&M ERC (where applicable) to enable the correct contract size adjustment to be made. ERC of Building Component + ERC of P&M = Total ERC to which contract size adjustment should be applied. The appropriate % adjustment should be made in accordance with the scale for contract size adjustment specified under section 6 of the RCG 2023 Guidance notes. The currency ERC rates are set at £4m (Four Million Pounds) @ 1st April 2021 (AVD) for the RCG 2023 Publication. | Costs exclude external works. | - | - | - | The plant and machinery listed in the description has been included in this costing. | - | - | Factory Buildings - Process, Light - Insulated | - | 10500 |  | M2 | - | NA | NA | NA | 545.868 | Option 1 | 676.7694 | 23.98% | 0 | 0 | -100% | -100% | 0 | -100% | Redirected | NA | VOA_GPN_GOV_UK\7246041 | 2019-08-30 | Low | - | - | Redirected, low risk | NA | - | NA | SPONS A&B | NA | (BEAMS Note 2) The ERC for this item should be added to all other rateable items on the hereditament (except land). Therefore the total of the ERC of the other Building Items and the P&M ERC (where applicable) to enable the correct contract size adjustment to be made. ERC of Building Component + ERC of P&M = Total ERC to which contract size adjustment should be applied. The appropriate % adjustment should be made in accordance with the scale for contract size adjustment specified under section 6 of the RCG 2021 Guidance notes. The currency ERC rates are set at £4m (Four Million Pounds) @ 1st April 2019 (AVD) for the RCG 2021 Publication. | Factory Buildings - Process, Light - Insulated | - | 2 | TRUE
1918 | 41P30M | 6105 | 41P30M | Factory buildings process | Light - insulated | Sheet metal cladding | <= 100m² | Eaves ht - 6.0m | Building Construction : - Foundations : Concrete pad and strip foundations with 150mm mesh reinforced concrete floor. Frame : Light steel frame. Upper Floors : None. Roof : Double skin (insulated) profiled protected metal, fixed to steel purlins with plastic headed screws, translucent sheet glazing, rainwater gutters, down pipes and drainage. External Walls : 100mm brickwork infill to 1.0m; double skin (insulated) profiled protected metal cladding, fixed to horizontal steel purlins with plastic headed screws, translucent sheet glazing; rainwater gutters, down pipes and drainage. Windows and Doors : Single glazed windows in metal frames. Steel doors set within metal frames. Internal Walls : Block walls. Internal Finishes : None. Building Services : Electric light and power, water laid on, toilets, heating. | Location Adjustment Applicable (See Guidance Notes) - ERC = UK mean of 1.00 | (BEAMS Note 2) The ERC for this item should be added to all other rateable items on the hereditament (except land). Therefore the total of the ERC of the other Building Items and the P&M ERC (where applicable) to enable the correct contract size adjustment to be made. ERC of Building Component + ERC of P&M = Total ERC to which contract size adjustment should be applied. The appropriate % adjustment should be made in accordance with the scale for contract size adjustment specified under section 6 of the RCG 2023 Guidance notes. The currency ERC rates are set at £4m (Four Million Pounds) @ 1st April 2021 (AVD) for the RCG 2023 Publication. | Costs exclude external works. | - | - | - | The plant and machinery listed in the description has been included in this costing. | - | - | Factory Buildings - Process, Light - Insulated | - | 10500 |  | M2 | - | NA | NA | NA | 562.0134 | Option 1 | 696.7865 | 23.98% | 0 | 0 | -100% | -100% | 0 | -100% | Redirected | NA | VOA_GPN_GOV_UK\7246041 | 2019-08-30 | Low | - | - | Redirected, low risk | NA | - | NA | SPONS A&B | NA | (BEAMS Note 2) The ERC for this item should be added to all other rateable items on the hereditament (except land). Therefore the total of the ERC of the other Building Items and the P&M ERC (where applicable) to enable the correct contract size adjustment to be made. ERC of Building Component + ERC of P&M = Total ERC to which contract size adjustment should be applied. The appropriate % adjustment should be made in accordance with the scale for contract size adjustment specified under section 6 of the RCG 2021 Guidance notes. The currency ERC rates are set at £4m (Four Million Pounds) @ 1st April 2019 (AVD) for the RCG 2021 Publication. | Factory Buildings - Process, Light - Insulated | - | 2 | TRUE
1919 | 41P30P | 6106 | 41P30P | Factory buildings process | Light - insulated | Sheet metal cladding | <= 100m² | Eaves ht - 6.5m | Building Construction : - Foundations : Concrete pad and strip foundations with 150mm mesh reinforced concrete floor. Frame : Light steel frame. Upper Floors : None. Roof : Double skin (insulated) profiled protected metal, fixed to steel purlins with plastic headed screws, translucent sheet glazing, rainwater gutters, down pipes and drainage. External Walls : 100mm brickwork infill to 1.0m; double skin (insulated) profiled protected metal cladding, fixed to horizontal steel purlins with plastic headed screws, translucent sheet glazing; rainwater gutters, down pipes and drainage. Windows and Doors : Single glazed windows in metal frames. Steel doors set within metal frames. Internal Walls : Block walls. Internal Finishes : None. Building Services : Electric light and power, water laid on, toilets, heating. | Location Adjustment Applicable (See Guidance Notes) - ERC = UK mean of 1.00 | (BEAMS Note 2) The ERC for this item should be added to all other rateable items on the hereditament (except land). Therefore the total of the ERC of the other Building Items and the P&M ERC (where applicable) to enable the correct contract size adjustment to be made. ERC of Building Component + ERC of P&M = Total ERC to which contract size adjustment should be applied. The appropriate % adjustment should be made in accordance with the scale for contract size adjustment specified under section 6 of the RCG 2023 Guidance notes. The currency ERC rates are set at £4m (Four Million Pounds) @ 1st April 2021 (AVD) for the RCG 2023 Publication. | Costs exclude external works. | - | - | - | The plant and machinery listed in the description has been included in this costing. | - | - | Factory Buildings - Process, Light - Insulated | - | 10500 |  | M2 | - | NA | NA | NA | 578.9276 | Option 1 | 717.7568 | 23.98% | 0 | 0 | -100% | -100% | 0 | -100% | Redirected | NA | VOA_GPN_GOV_UK\7246041 | 2019-08-30 | Low | - | - | Redirected, low risk | NA | - | NA | SPONS A&B | NA | (BEAMS Note 2) The ERC for this item should be added to all other rateable items on the hereditament (except land). Therefore the total of the ERC of the other Building Items and the P&M ERC (where applicable) to enable the correct contract size adjustment to be made. ERC of Building Component + ERC of P&M = Total ERC to which contract size adjustment should be applied. The appropriate % adjustment should be made in accordance with the scale for contract size adjustment specified under section 6 of the RCG 2021 Guidance notes. The currency ERC rates are set at £4m (Four Million Pounds) @ 1st April 2019 (AVD) for the RCG 2021 Publication. | Factory Buildings - Process, Light - Insulated | - | 2 | TRUE
1920 | 41P30R | 6107 | 41P30R | Factory buildings process | Light - insulated | Sheet metal cladding | <= 100m² | Eaves ht - 7.0m | Building Construction : - Foundations : Concrete pad and strip foundations with 150mm mesh reinforced concrete floor. Frame : Light steel frame. Upper Floors : None. Roof : Double skin (insulated) profiled protected metal, fixed to steel purlins with plastic headed screws, translucent sheet glazing, rainwater gutters, down pipes and drainage. External Walls : 100mm brickwork infill to 1.0m; double skin (insulated) profiled protected metal cladding, fixed to horizontal steel purlins with plastic headed screws, translucent sheet glazing; rainwater gutters, down pipes and drainage. Windows and Doors : Single glazed windows in metal frames. Steel doors set within metal frames. Internal Walls : Block walls. Internal Finishes : None. Building Services : Electric light and power, water laid on, toilets, heating. | Location Adjustment Applicable (See Guidance Notes) - ERC = UK mean of 1.00 | (BEAMS Note 2) The ERC for this item should be added to all other rateable items on the hereditament (except land). Therefore the total of the ERC of the other Building Items and the P&M ERC (where applicable) to enable the correct contract size adjustment to be made. ERC of Building Component + ERC of P&M = Total ERC to which contract size adjustment should be applied. The appropriate % adjustment should be made in accordance with the scale for contract size adjustment specified under section 6 of the RCG 2023 Guidance notes. The currency ERC rates are set at £4m (Four Million Pounds) @ 1st April 2021 (AVD) for the RCG 2023 Publication. | Costs exclude external works. | - | - | - | The plant and machinery listed in the description has been included in this costing. | - | - | Factory Buildings - Process, Light - Insulated | - | 10500 |  | M2 | - | NA | NA | NA | 573.5458 | Option 1 | 711.0844 | 23.98% | 0 | 0 | -100% | -100% | 0 | -100% | Redirected | NA | VOA_GPN_GOV_UK\7246041 | 2019-08-30 | Low | - | - | Redirected, low risk | NA | - | NA | SPONS A&B | NA | (BEAMS Note 2) The ERC for this item should be added to all other rateable items on the hereditament (except land). Therefore the total of the ERC of the other Building Items and the P&M ERC (where applicable) to enable the correct contract size adjustment to be made. ERC of Building Component + ERC of P&M = Total ERC to which contract size adjustment should be applied. The appropriate % adjustment should be made in accordance with the scale for contract size adjustment specified under section 6 of the RCG 2021 Guidance notes. The currency ERC rates are set at £4m (Four Million Pounds) @ 1st April 2019 (AVD) for the RCG 2021 Publication. | Factory Buildings - Process, Light - Insulated | - | 2 | TRUE
1921 | 41P30T | 6108 | 41P30T | Factory buildings process | Light - insulated | Sheet metal cladding | <= 100m² | Eaves ht - 7.5m | Building Construction : - Foundations : Concrete pad and strip foundations with 150mm mesh reinforced concrete floor. Frame : Light steel frame. Upper Floors : None. Roof : Double skin (insulated) profiled protected metal, fixed to steel purlins with plastic headed screws, translucent sheet glazing, rainwater gutters, down pipes and drainage. External Walls : 100mm brickwork infill to 1.0m; double skin (insulated) profiled protected metal cladding, fixed to horizontal steel purlins with plastic headed screws, translucent sheet glazing; rainwater gutters, down pipes and drainage. Windows and Doors : Single glazed windows in metal frames. Steel doors set within metal frames. Internal Walls : Block walls. Internal Finishes : None. Building Services : Electric light and power, water laid on, toilets, heating. | Location Adjustment Applicable (See Guidance Notes) - ERC = UK mean of 1.00 | (BEAMS Note 2) The ERC for this item should be added to all other rateable items on the hereditament (except land). Therefore the total of the ERC of the other Building Items and the P&M ERC (where applicable) to enable the correct contract size adjustment to be made. ERC of Building Component + ERC of P&M = Total ERC to which contract size adjustment should be applied. The appropriate % adjustment should be made in accordance with the scale for contract size adjustment specified under section 6 of the RCG 2023 Guidance notes. The currency ERC rates are set at £4m (Four Million Pounds) @ 1st April 2021 (AVD) for the RCG 2023 Publication. | Costs exclude external works. | - | - | - | The plant and machinery listed in the description has been included in this costing. | - | - | Factory Buildings - Process, Light - Insulated | - | 10500 |  | M2 | - | NA | NA | NA | 590.46 | Option 1 | 732.0547 | 23.98% | 0 | 0 | -100% | -100% | 0 | -100% | Redirected | NA | VOA_GPN_GOV_UK\7246041 | 2019-08-30 | Low | - | - | Redirected, low risk | NA | - | NA | SPONS A&B | NA | (BEAMS Note 2) The ERC for this item should be added to all other rateable items on the hereditament (except land). Therefore the total of the ERC of the other Building Items and the P&M ERC (where applicable) to enable the correct contract size adjustment to be made. ERC of Building Component + ERC of P&M = Total ERC to which contract size adjustment should be applied. The appropriate % adjustment should be made in accordance with the scale for contract size adjustment specified under section 6 of the RCG 2021 Guidance notes. The currency ERC rates are set at £4m (Four Million Pounds) @ 1st April 2019 (AVD) for the RCG 2021 Publication. | Factory Buildings - Process, Light - Insulated | - | 2 | TRUE
1922 | 41P31A | 6122 | 41P31A | Factory buildings process | Light - insulated | Sheet metal cladding | <= 100m² | Eaves ht - 8.0m | Building Construction : - Foundations : Concrete pad and strip foundations with 150mm mesh reinforced concrete floor. Frame : Light steel frame. Upper Floors : None. Roof : Double skin (insulated) profiled protected metal, fixed to steel purlins with plastic headed screws, translucent sheet glazing, rainwater gutters, down pipes and drainage. External Walls : 100mm brickwork infill to 1.0m; double skin (insulated) profiled protected metal cladding, fixed to horizontal steel purlins with plastic headed screws, translucent sheet glazing; rainwater gutters, down pipes and drainage. Windows and Doors : Single glazed windows in metal frames. Steel doors set within metal frames. Internal Walls : Block walls. Internal Finishes : None. Building Services : Electric light and power, water laid on, toilets, heating. | Location Adjustment Applicable (See Guidance Notes) - ERC = UK mean of 1.00 | (BEAMS Note 2) The ERC for this item should be added to all other rateable items on the hereditament (except land). Therefore the total of the ERC of the other Building Items and the P&M ERC (where applicable) to enable the correct contract size adjustment to be made. ERC of Building Component + ERC of P&M = Total ERC to which contract size adjustment should be applied. The appropriate % adjustment should be made in accordance with the scale for contract size adjustment specified under section 6 of the RCG 2023 Guidance notes. The currency ERC rates are set at £4m (Four Million Pounds) @ 1st April 2021 (AVD) for the RCG 2023 Publication. | Costs exclude external works. | - | - | - | The plant and machinery listed in the description has been included in this costing. | - | - | Factory Buildings - Process, Light - Insulated | - | 10500 |  | M2 | - | NA | NA | NA | 657.3481 | Option 1 | 814.9828 | 23.98% | 0 | 0 | -100% | -100% | 0 | -100% | Redirected | NA | VOA_GPN_GOV_UK\7246041 | 2019-08-30 | Low | - | - | Redirected, low risk | NA | - | NA | SPONS A&B | NA | (BEAMS Note 2) The ERC for this item should be added to all other rateable items on the hereditament (except land). Therefore the total of the ERC of the other Building Items and the P&M ERC (where applicable) to enable the correct contract size adjustment to be made. ERC of Building Component + ERC of P&M = Total ERC to which contract size adjustment should be applied. The appropriate % adjustment should be made in accordance with the scale for contract size adjustment specified under section 6 of the RCG 2021 Guidance notes. The currency ERC rates are set at £4m (Four Million Pounds) @ 1st April 2019 (AVD) for the RCG 2021 Publication. | Factory Buildings - Process, Light - Insulated | - | 2 | TRUE
1923 | 41P31C | 6123 | 41P31C | Factory buildings process | Light - insulated | Sheet metal cladding | <= 100m² | Eaves ht - 8.5m | Building Construction : - Foundations : Concrete pad and strip foundations with 150mm mesh reinforced concrete floor. Frame : Light steel frame. Upper Floors : None. Roof : Double skin (insulated) profiled protected metal, fixed to steel purlins with plastic headed screws, translucent sheet glazing, rainwater gutters, down pipes and drainage. External Walls : 100mm brickwork infill to 1.0m; double skin (insulated) profiled protected metal cladding, fixed to horizontal steel purlins with plastic headed screws, translucent sheet glazing; rainwater gutters, down pipes and drainage. Windows and Doors : Single glazed windows in metal frames. Steel doors set within metal frames. Internal Walls : Block walls. Internal Finishes : None. Building Services : Electric light and power, water laid on, toilets, heating. | Location Adjustment Applicable (See Guidance Notes) - ERC = UK mean of 1.00 | (BEAMS Note 2) The ERC for this item should be added to all other rateable items on the hereditament (except land). Therefore the total of the ERC of the other Building Items and the P&M ERC (where applicable) to enable the correct contract size adjustment to be made. ERC of Building Component + ERC of P&M = Total ERC to which contract size adjustment should be applied. The appropriate % adjustment should be made in accordance with the scale for contract size adjustment specified under section 6 of the RCG 2023 Guidance notes. The currency ERC rates are set at £4m (Four Million Pounds) @ 1st April 2021 (AVD) for the RCG 2023 Publication. | Costs exclude external works. | - | - | - | The plant and machinery listed in the description has been included in this costing. | - | - | Factory Buildings - Process, Light - Insulated | - | 10500 |  | M2 | - | NA | NA | NA | 677.3376 | Option 1 | 839.7659 | 23.98% | 0 | 0 | -100% | -100% | 0 | -100% | Redirected | NA | VOA_GPN_GOV_UK\7246041 | 2019-08-30 | Low | - | - | Redirected, low risk | NA | - | NA | SPONS A&B | NA | (BEAMS Note 2) The ERC for this item should be added to all other rateable items on the hereditament (except land). Therefore the total of the ERC of the other Building Items and the P&M ERC (where applicable) to enable the correct contract size adjustment to be made. ERC of Building Component + ERC of P&M = Total ERC to which contract size adjustment should be applied. The appropriate % adjustment should be made in accordance with the scale for contract size adjustment specified under section 6 of the RCG 2021 Guidance notes. The currency ERC rates are set at £4m (Four Million Pounds) @ 1st April 2019 (AVD) for the RCG 2021 Publication. | Factory Buildings - Process, Light - Insulated | - | 2 | TRUE
1924 | 41P31E | 6124 | 41P31E | Factory buildings process | Light - insulated | Sheet metal cladding | <= 100m² | Eaves ht - 9.0m | Building Construction : - Foundations : Concrete pad and strip foundations with 150mm mesh reinforced concrete floor. Frame : Light steel frame. Upper Floors : None. Roof : Double skin (insulated) profiled protected metal, fixed to steel purlins with plastic headed screws, translucent sheet glazing, rainwater gutters, down pipes and drainage. External Walls : 100mm brickwork infill to 1.0m; double skin (insulated) profiled protected metal cladding, fixed to horizontal steel purlins with plastic headed screws, translucent sheet glazing; rainwater gutters, down pipes and drainage. Windows and Doors : Single glazed windows in metal frames. Steel doors set within metal frames. Internal Walls : Block walls. Internal Finishes : None. Building Services : Electric light and power, water laid on, toilets, heating. | Location Adjustment Applicable (See Guidance Notes) - ERC = UK mean of 1.00 | (BEAMS Note 2) The ERC for this item should be added to all other rateable items on the hereditament (except land). Therefore the total of the ERC of the other Building Items and the P&M ERC (where applicable) to enable the correct contract size adjustment to be made. ERC of Building Component + ERC of P&M = Total ERC to which contract size adjustment should be applied. The appropriate % adjustment should be made in accordance with the scale for contract size adjustment specified under section 6 of the RCG 2023 Guidance notes. The currency ERC rates are set at £4m (Four Million Pounds) @ 1st April 2021 (AVD) for the RCG 2023 Publication. | Costs exclude external works. | - | - | - | The plant and machinery listed in the description has been included in this costing. | - | - | Factory Buildings - Process, Light - Insulated | - | 10500 |  | M2 | - | NA | NA | NA | 696.5583 | Option 1 | 863.5958 | 23.98% | 0 | 0 | -100% | -100% | 0 | -100% | Redirected | NA | VOA_GPN_GOV_UK\7246041 | 2019-08-30 | Low | - | - | Redirected, low risk | NA | - | NA | SPONS A&B | NA | (BEAMS Note 2) The ERC for this item should be added to all other rateable items on the hereditament (except land). Therefore the total of the ERC of the other Building Items and the P&M ERC (where applicable) to enable the correct contract size adjustment to be made. ERC of Building Component + ERC of P&M = Total ERC to which contract size adjustment should be applied. The appropriate % adjustment should be made in accordance with the scale for contract size adjustment specified under section 6 of the RCG 2021 Guidance notes. The currency ERC rates are set at £4m (Four Million Pounds) @ 1st April 2019 (AVD) for the RCG 2021 Publication. | Factory Buildings - Process, Light - Insulated | - | 2 | TRUE
1925 | 41P31G | 6505 | 41P31G | Factory buildings process | Light - insulated | Sheet metal cladding | <= 100m² | Eaves ht - 9.5m | Building Construction : - Foundations : Concrete pad and strip foundations with 150mm mesh reinforced concrete floor. Frame : Light steel frame. Upper Floors : None. Roof : Double skin (insulated) profiled protected metal, fixed to steel purlins with plastic headed screws, translucent sheet glazing, rainwater gutters, down pipes and drainage. External Walls : 100mm brickwork infill to 1.0m; double skin (insulated) profiled protected metal cladding, fixed to horizontal steel purlins with plastic headed screws, translucent sheet glazing; rainwater gutters, down pipes and drainage. Windows and Doors : Single glazed windows in metal frames. Steel doors set within metal frames. Internal Walls : Block walls. Internal Finishes : None. Building Services : Electric light and power, water laid on, toilets, heating. | Location Adjustment Applicable (See Guidance Notes) - ERC = UK mean of 1.00 | (BEAMS Note 2) The ERC for this item should be added to all other rateable items on the hereditament (except land). Therefore the total of the ERC of the other Building Items and the P&M ERC (where applicable) to enable the correct contract size adjustment to be made. ERC of Building Component + ERC of P&M = Total ERC to which contract size adjustment should be applied. The appropriate % adjustment should be made in accordance with the scale for contract size adjustment specified under section 6 of the RCG 2023 Guidance notes. The currency ERC rates are set at £4m (Four Million Pounds) @ 1st April 2021 (AVD) for the RCG 2023 Publication. | Costs exclude external works. | - | - | - | The plant and machinery listed in the description has been included in this costing. | - | - | Factory Buildings - Process, Light - Insulated | - | 10500 |  | M2 | - | NA | NA | NA | 715.779 | Option 1 | 887.4257 | 23.98% | 0 | 0 | -100% | -100% | 0 | -100% | Redirected | NA | VOA_GPN_GOV_UK\7246041 | 2019-08-30 | Low | - | - | Redirected, low risk | NA | - | NA | SPONS A&B | NA | (BEAMS Note 2) The ERC for this item should be added to all other rateable items on the hereditament (except land). Therefore the total of the ERC of the other Building Items and the P&M ERC (where applicable) to enable the correct contract size adjustment to be made. ERC of Building Component + ERC of P&M = Total ERC to which contract size adjustment should be applied. The appropriate % adjustment should be made in accordance with the scale for contract size adjustment specified under section 6 of the RCG 2021 Guidance notes. The currency ERC rates are set at £4m (Four Million Pounds) @ 1st April 2019 (AVD) for the RCG 2021 Publication. | Factory Buildings - Process, Light - Insulated | - | 2 | TRUE
1926 | 41P31K | 6125 | 41P31K | Factory buildings process | Light - insulated | Sheet metal cladding | <= 100m² | Eaves ht - 10.0m | Building Construction : - Foundations : Concrete pad and strip foundations with 150mm mesh reinforced concrete floor. Frame : Light steel frame. Upper Floors : None. Roof : Double skin (insulated) profiled protected metal, fixed to steel purlins with plastic headed screws, translucent sheet glazing, rainwater gutters, down pipes and drainage. External Walls : 100mm brickwork infill to 1.0m; double skin (insulated) profiled protected metal cladding, fixed to horizontal steel purlins with plastic headed screws, translucent sheet glazing; rainwater gutters, down pipes and drainage. Windows and Doors : Single glazed windows in metal frames. Steel doors set within metal frames. Internal Walls : Block walls. Internal Finishes : None. Building Services : Electric light and power, water laid on, toilets, heating. | Location Adjustment Applicable (See Guidance Notes) - ERC = UK mean of 1.00 | (BEAMS Note 2) The ERC for this item should be added to all other rateable items on the hereditament (except land). Therefore the total of the ERC of the other Building Items and the P&M ERC (where applicable) to enable the correct contract size adjustment to be made. ERC of Building Component + ERC of P&M = Total ERC to which contract size adjustment should be applied. The appropriate % adjustment should be made in accordance with the scale for contract size adjustment specified under section 6 of the RCG 2023 Guidance notes. The currency ERC rates are set at £4m (Four Million Pounds) @ 1st April 2021 (AVD) for the RCG 2023 Publication. | Costs exclude external works. | - | - | - | The plant and machinery listed in the description has been included in this costing. | - | - | Factory Buildings - Process, Light - Insulated | - | 10500 |  | M2 | - | NA | NA | NA | 734.9997 | Option 1 | 911.2556 | 23.98% | 0 | 0 | -100% | -100% | 0 | -100% | Redirected | NA | VOA_GPN_GOV_UK\7246041 | 2019-08-30 | Low | - | - | Redirected, low risk | NA | - | NA | SPONS A&B | NA | (BEAMS Note 2) The ERC for this item should be added to all other rateable items on the hereditament (except land). Therefore the total of the ERC of the other Building Items and the P&M ERC (where applicable) to enable the correct contract size adjustment to be made. ERC of Building Component + ERC of P&M = Total ERC to which contract size adjustment should be applied. The appropriate % adjustment should be made in accordance with the scale for contract size adjustment specified under section 6 of the RCG 2021 Guidance notes. The currency ERC rates are set at £4m (Four Million Pounds) @ 1st April 2019 (AVD) for the RCG 2021 Publication. | Factory Buildings - Process, Light - Insulated | - | 2 | TRUE
1927 | 41P31P | 6126 | 41P31P | Factory buildings process | Light - insulated | Sheet metal cladding | <= 100m² | Eaves ht - 11.0m | Building Construction : - Foundations : Concrete pad and strip foundations with 150mm mesh reinforced concrete floor. Frame : Light steel frame. Upper Floors : None. Roof : Double skin (insulated) profiled protected metal, fixed to steel purlins with plastic headed screws, translucent sheet glazing, rainwater gutters, down pipes and drainage. External Walls : 100mm brickwork infill to 1.0m; double skin (insulated) profiled protected metal cladding, fixed to horizontal steel purlins with plastic headed screws, translucent sheet glazing; rainwater gutters, down pipes and drainage. Windows and Doors : Single glazed windows in metal frames. Steel doors set within metal frames. Internal Walls : Block walls. Internal Finishes : None. Building Services : Electric light and power, water laid on, toilets, heating. | Location Adjustment Applicable (See Guidance Notes) - ERC = UK mean of 1.00 | (BEAMS Note 2) The ERC for this item should be added to all other rateable items on the hereditament (except land). Therefore the total of the ERC of the other Building Items and the P&M ERC (where applicable) to enable the correct contract size adjustment to be made. ERC of Building Component + ERC of P&M = Total ERC to which contract size adjustment should be applied. The appropriate % adjustment should be made in accordance with the scale for contract size adjustment specified under section 6 of the RCG 2023 Guidance notes. The currency ERC rates are set at £4m (Four Million Pounds) @ 1st April 2021 (AVD) for the RCG 2023 Publication. | Costs exclude external works. | - | - | - | The plant and machinery listed in the description has been included in this costing. | - | - | Factory Buildings - Process, Light - Insulated | - | 10500 |  | M2 | - | NA | NA | NA | 774.2099 | Option 1 | 959.8687 | 23.98% | 0 | 0 | -100% | -100% | 0 | -100% | Redirected | NA | VOA_GPN_GOV_UK\7246041 | 2019-08-30 | Low | - | - | Redirected, low risk | NA | - | NA | SPONS A&B | NA | (BEAMS Note 2) The ERC for this item should be added to all other rateable items on the hereditament (except land). Therefore the total of the ERC of the other Building Items and the P&M ERC (where applicable) to enable the correct contract size adjustment to be made. ERC of Building Component + ERC of P&M = Total ERC to which contract size adjustment should be applied. The appropriate % adjustment should be made in accordance with the scale for contract size adjustment specified under section 6 of the RCG 2021 Guidance notes. The currency ERC rates are set at £4m (Four Million Pounds) @ 1st April 2019 (AVD) for the RCG 2021 Publication. | Factory Buildings - Process, Light - Insulated | - | 2 | TRUE